## bus
| name | vn_kv | type | zone | in_service
0 | bus_LV_4271-9_0_3_node_0 | 0.4 | n |  | TRUE
1 | bus_LV_4271-9_0_3_node_1 | 0.4 | n |  | TRUE
2 | bus_LV_4271-9_0_3_node_202 | 0.4 | n |  | TRUE
3 | bus_LV_4271-9_0_3_node_2 | 0.4 | n |  | TRUE
4 | bus_LV_4271-9_0_3_node_12 | 0.4 | n |  | TRUE
5 | bus_LV_4271-9_0_3_node_6 | 0.4 | n |  | TRUE
6 | bus_LV_4271-9_0_3_node_14 | 0.4 | n |  | TRUE
7 | bus_LV_4271-9_0_3_node_11 | 0.4 | n |  | TRUE
8 | bus_LV_4271-9_0_3_node_13 | 0.4 | n |  | TRUE
9 | bus_LV_4271-9_0_3_node_8 | 0.4 | n |  | TRUE
10 | bus_LV_4271-9_0_3_node_7 | 0.4 | n |  | TRUE
11 | bus_LV_4271-9_0_3_node_15 | 0.4 | n |  | TRUE
12 | bus_LV_4271-9_0_3_node_3 | 0.4 | n |  | TRUE
13 | bus_LV_4271-9_0_3_node_4 | 0.4 | n |  | TRUE
14 | bus_LV_4271-9_0_3_node_53 | 0.4 | n |  | TRUE
15 | bus_LV_4271-9_0_3_node_5 | 0.4 | n |  | TRUE
16 | bus_LV_4271-9_0_3_node_52 | 0.4 | n |  | TRUE
17 | bus_LV_4271-9_0_3_node_59 | 0.4 | n |  | TRUE
18 | bus_LV_4271-9_0_3_node_69 | 0.4 | n |  | TRUE
19 | bus_LV_4271-9_0_3_node_55 | 0.4 | n |  | TRUE
20 | bus_LV_4271-9_0_3_node_60 | 0.4 | n |  | TRUE
21 | bus_LV_4271-9_0_3_node_51 | 0.4 | n |  | TRUE
22 | bus_LV_4271-9_0_3_node_57 | 0.4 | n |  | TRUE
23 | bus_LV_4271-9_0_3_node_68 | 0.4 | n |  | TRUE
24 | bus_LV_4271-9_0_3_node_9 | 0.4 | n |  | TRUE
25 | bus_LV_4271-9_0_3_node_10 | 0.4 | n |  | TRUE
26 | bus_LV_4271-9_0_3_node_23 | 0.4 | n |  | TRUE
27 | bus_LV_4271-9_0_3_node_203 | 0.4 | n |  | TRUE
28 | bus_LV_4271-9_0_3_node_24 | 0.4 | n |  | TRUE
29 | bus_LV_4271-9_0_3_node_25 | 0.4 | n |  | TRUE
30 | bus_LV_4271-9_0_3_node_17 | 0.4 | n |  | TRUE
31 | bus_LV_4271-9_0_3_node_18 | 0.4 | n |  | TRUE
32 | bus_LV_4271-9_0_3_node_19 | 0.4 | n |  | TRUE
33 | bus_LV_4271-9_0_3_node_20 | 0.4 | n |  | TRUE
34 | bus_LV_4271-9_0_3_node_22 | 0.4 | n |  | TRUE
35 | bus_LV_4271-9_0_3_node_115 | 0.4 | n |  | TRUE
36 | bus_LV_4271-9_0_3_node_88 | 0.4 | n |  | TRUE
37 | bus_LV_4271-9_0_3_node_114 | 0.4 | n |  | TRUE
38 | bus_LV_4271-9_0_3_node_86 | 0.4 | n |  | TRUE
39 | bus_LV_4271-9_0_3_node_34 | 0.4 | n |  | TRUE
40 | bus_LV_4271-9_0_3_node_32 | 0.4 | n |  | TRUE
41 | bus_LV_4271-9_0_3_node_29 | 0.4 | n |  | TRUE
42 | bus_LV_4271-9_0_3_node_54 | 0.4 | n |  | TRUE
43 | bus_LV_4271-9_0_3_node_63 | 0.4 | n |  | TRUE
44 | bus_LV_4271-9_0_3_node_27 | 0.4 | n |  | TRUE
45 | bus_LV_4271-9_0_3_node_26 | 0.4 | n |  | TRUE
46 | bus_LV_4271-9_0_3_node_28 | 0.4 | n |  | TRUE
47 | bus_LV_4271-9_0_3_node_30 | 0.4 | n |  | TRUE
48 | bus_LV_4271-9_0_3_node_31 | 0.4 | n |  | TRUE
49 | bus_LV_4271-9_0_3_node_190 | 0.4 | n |  | TRUE
50 | bus_LV_4271-9_0_3_node_191 | 0.4 | n |  | TRUE
51 | bus_LV_4271-9_0_3_node_33 | 0.4 | n |  | TRUE
52 | bus_LV_4271-9_0_3_node_35 | 0.4 | n |  | TRUE
53 | bus_LV_4271-9_0_3_node_81 | 0.4 | n |  | TRUE
54 | bus_LV_4271-9_0_3_node_139 | 0.4 | n |  | TRUE
55 | bus_LV_4271-9_0_3_node_64 | 0.4 | n |  | TRUE
56 | bus_LV_4271-9_0_3_node_65 | 0.4 | n |  | TRUE
57 | bus_LV_4271-9_0_3_node_83 | 0.4 | n |  | TRUE
58 | bus_LV_4271-9_0_3_node_79 | 0.4 | n |  | TRUE
59 | bus_LV_4271-9_0_3_node_137 | 0.4 | n |  | TRUE
60 | bus_LV_4271-9_0_3_node_36 | 0.4 | n |  | TRUE
61 | bus_LV_4271-9_0_3_node_37 | 0.4 | n |  | TRUE
62 | bus_LV_4271-9_0_3_node_38 | 0.4 | n |  | TRUE
63 | bus_LV_4271-9_0_3_node_39 | 0.4 | n |  | TRUE
64 | bus_LV_4271-9_0_3_node_40 | 0.4 | n |  | TRUE
65 | bus_LV_4271-9_0_3_node_66 | 0.4 | n |  | TRUE
66 | bus_LV_4271-9_0_3_node_48 | 0.4 | n |  | TRUE
67 | bus_LV_4271-9_0_3_node_49 | 0.4 | n |  | TRUE
68 | bus_LV_4271-9_0_3_node_44 | 0.4 | n |  | TRUE
69 | bus_LV_4271-9_0_3_node_50 | 0.4 | n |  | TRUE
70 | bus_LV_4271-9_0_3_node_43 | 0.4 | n |  | TRUE
71 | bus_LV_4271-9_0_3_node_41 | 0.4 | n |  | TRUE
72 | bus_LV_4271-9_0_3_node_42 | 0.4 | n |  | TRUE
73 | bus_LV_4271-9_0_3_node_45 | 0.4 | n |  | TRUE
74 | bus_LV_4271-9_0_3_node_46 | 0.4 | n |  | TRUE
75 | bus_LV_4271-9_0_3_node_47 | 0.4 | n |  | TRUE
76 | bus_LV_4271-9_0_3_node_62 | 0.4 | n |  | TRUE
77 | bus_LV_4271-9_0_3_node_61 | 0.4 | n |  | TRUE
78 | bus_LV_4271-9_0_3_node_56 | 0.4 | n |  | TRUE
79 | bus_LV_4271-9_0_3_node_58 | 0.4 | n |  | TRUE
80 | bus_LV_4271-9_0_3_node_70 | 0.4 | n |  | TRUE
81 | bus_LV_4271-9_0_3_node_71 | 0.4 | n |  | TRUE
82 | bus_LV_4271-9_0_3_node_167 | 0.4 | n |  | TRUE
83 | bus_LV_4271-9_0_3_node_175 | 0.4 | n |  | TRUE
84 | bus_LV_4271-9_0_3_node_165 | 0.4 | n |  | TRUE
85 | bus_LV_4271-9_0_3_node_93 | 0.4 | n |  | TRUE
86 | bus_LV_4271-9_0_3_node_100 | 0.4 | n |  | TRUE
87 | bus_LV_4271-9_0_3_node_170 | 0.4 | n |  | TRUE
88 | bus_LV_4271-9_0_3_node_171 | 0.4 | n |  | TRUE
89 | bus_LV_4271-9_0_3_node_168 | 0.4 | n |  | TRUE
90 | bus_LV_4271-9_0_3_node_74 | 0.4 | n |  | TRUE
91 | bus_LV_4271-9_0_3_node_75 | 0.4 | n |  | TRUE
92 | bus_LV_4271-9_0_3_node_76 | 0.4 | n |  | TRUE
93 | bus_LV_4271-9_0_3_node_77 | 0.4 | n |  | TRUE
94 | bus_LV_4271-9_0_3_node_78 | 0.4 | n |  | TRUE
95 | bus_LV_4271-9_0_3_node_143 | 0.4 | n |  | TRUE
96 | bus_LV_4271-9_0_3_node_179 | 0.4 | n |  | TRUE
97 | bus_LV_4271-9_0_3_node_144 | 0.4 | n |  | TRUE
98 | bus_LV_4271-9_0_3_node_178 | 0.4 | n |  | TRUE
99 | bus_LV_4271-9_0_3_node_80 | 0.4 | n |  | TRUE
100 | bus_LV_4271-9_0_3_node_82 | 0.4 | n |  | TRUE
101 | bus_LV_4271-9_0_3_node_172 | 0.4 | n |  | TRUE
102 | bus_LV_4271-9_0_3_node_129 | 0.4 | n |  | TRUE
103 | bus_LV_4271-9_0_3_node_127 | 0.4 | n |  | TRUE
104 | bus_LV_4271-9_0_3_node_148 | 0.4 | n |  | TRUE
105 | bus_LV_4271-9_0_3_node_158 | 0.4 | n |  | TRUE
106 | bus_LV_4271-9_0_3_node_84 | 0.4 | n |  | TRUE
107 | bus_LV_4271-9_0_3_node_85 | 0.4 | n |  | TRUE
108 | bus_LV_4271-9_0_3_node_87 | 0.4 | n |  | TRUE
109 | bus_LV_4271-9_0_3_node_89 | 0.4 | n |  | TRUE
110 | bus_LV_4271-9_0_3_node_122 | 0.4 | n |  | TRUE
111 | bus_LV_4271-9_0_3_node_141 | 0.4 | n |  | TRUE
112 | bus_LV_4271-9_0_3_node_184 | 0.4 | n |  | TRUE
113 | bus_LV_4271-9_0_3_node_142 | 0.4 | n |  | TRUE
114 | bus_LV_4271-9_0_3_node_90 | 0.4 | n |  | TRUE
115 | bus_LV_4271-9_0_3_node_91 | 0.4 | n |  | TRUE
116 | bus_LV_4271-9_0_3_node_92 | 0.4 | n |  | TRUE
117 | bus_LV_4271-9_0_3_node_94 | 0.4 | n |  | TRUE
118 | bus_LV_4271-9_0_3_node_125 | 0.4 | n |  | TRUE
119 | bus_LV_4271-9_0_3_node_135 | 0.4 | n |  | TRUE
120 | bus_LV_4271-9_0_3_node_101 | 0.4 | n |  | TRUE
121 | bus_LV_4271-9_0_3_node_123 | 0.4 | n |  | TRUE
122 | bus_LV_4271-9_0_3_node_181 | 0.4 | n |  | TRUE
123 | bus_LV_4271-9_0_3_node_133 | 0.4 | n |  | TRUE
124 | bus_LV_4271-9_0_3_node_95 | 0.4 | n |  | TRUE
125 | bus_LV_4271-9_0_3_node_96 | 0.4 | n |  | TRUE
126 | bus_LV_4271-9_0_3_node_97 | 0.4 | n |  | TRUE
127 | bus_LV_4271-9_0_3_node_98 | 0.4 | n |  | TRUE
128 | bus_LV_4271-9_0_3_node_99 | 0.4 | n |  | TRUE
129 | bus_LV_4271-9_0_3_node_182 | 0.4 | n |  | TRUE
130 | bus_LV_4271-9_0_3_node_121 | 0.4 | n |  | TRUE
131 | bus_LV_4271-9_0_3_node_102 | 0.4 | n |  | TRUE
132 | bus_LV_4271-9_0_3_node_149 | 0.4 | n |  | TRUE
133 | bus_LV_4271-9_0_3_node_150 | 0.4 | n |  | TRUE
134 | bus_LV_4271-9_0_3_node_103 | 0.4 | n |  | TRUE
135 | bus_LV_4271-9_0_3_node_104 | 0.4 | n |  | TRUE
136 | bus_LV_4271-9_0_3_node_105 | 0.4 | n |  | TRUE
137 | bus_LV_4271-9_0_3_node_106 | 0.4 | n |  | TRUE
138 | bus_LV_4271-9_0_3_node_107 | 0.4 | n |  | TRUE
139 | bus_LV_4271-9_0_3_node_157 | 0.4 | n |  | TRUE
140 | bus_LV_4271-9_0_3_node_128 | 0.4 | n |  | TRUE
141 | bus_LV_4271-9_0_3_node_130 | 0.4 | n |  | TRUE
142 | bus_LV_4271-9_0_3_node_108 | 0.4 | n |  | TRUE
143 | bus_LV_4271-9_0_3_node_109 | 0.4 | n |  | TRUE
144 | bus_LV_4271-9_0_3_node_110 | 0.4 | n |  | TRUE
145 | bus_LV_4271-9_0_3_node_111 | 0.4 | n |  | TRUE
146 | bus_LV_4271-9_0_3_node_112 | 0.4 | n |  | TRUE
147 | bus_LV_4271-9_0_3_node_113 | 0.4 | n |  | TRUE
148 | bus_LV_4271-9_0_3_node_183 | 0.4 | n |  | TRUE
149 | bus_LV_4271-9_0_3_node_188 | 0.4 | n |  | TRUE
150 | bus_LV_4271-9_0_3_node_189 | 0.4 | n |  | TRUE
151 | bus_LV_4271-9_0_3_node_116 | 0.4 | n |  | TRUE
152 | bus_LV_4271-9_0_3_node_117 | 0.4 | n |  | TRUE
153 | bus_LV_4271-9_0_3_node_118 | 0.4 | n |  | TRUE
154 | bus_LV_4271-9_0_3_node_119 | 0.4 | n |  | TRUE
155 | bus_LV_4271-9_0_3_node_120 | 0.4 | n |  | TRUE
156 | bus_LV_4271-9_0_3_node_146 | 0.4 | n |  | TRUE
157 | bus_LV_4271-9_0_3_node_186 | 0.4 | n |  | TRUE
158 | bus_LV_4271-9_0_3_node_124 | 0.4 | n |  | TRUE
159 | bus_LV_4271-9_0_3_node_126 | 0.4 | n |  | TRUE
160 | bus_LV_4271-9_0_3_node_152 | 0.4 | n |  | TRUE
161 | bus_LV_4271-9_0_3_node_159 | 0.4 | n |  | TRUE
162 | bus_LV_4271-9_0_3_node_154 | 0.4 | n |  | TRUE
163 | bus_LV_4271-9_0_3_node_131 | 0.4 | n |  | TRUE
164 | bus_LV_4271-9_0_3_node_132 | 0.4 | n |  | TRUE
165 | bus_LV_4271-9_0_3_node_134 | 0.4 | n |  | TRUE
166 | bus_LV_4271-9_0_3_node_136 | 0.4 | n |  | TRUE
167 | bus_LV_4271-9_0_3_node_138 | 0.4 | n |  | TRUE
168 | bus_LV_4271-9_0_3_node_140 | 0.4 | n |  | TRUE
169 | bus_LV_4271-9_0_3_node_187 | 0.4 | n |  | TRUE
170 | bus_LV_4271-9_0_3_node_180 | 0.4 | n |  | TRUE
171 | bus_LV_4271-9_0_3_node_147 | 0.4 | n |  | TRUE
172 | bus_LV_4271-9_0_3_node_166 | 0.4 | n |  | TRUE
173 | bus_LV_4271-9_0_3_node_145 | 0.4 | n |  | TRUE
174 | bus_LV_4271-9_0_3_node_185 | 0.4 | n |  | TRUE
175 | bus_LV_4271-9_0_3_node_164 | 0.4 | n |  | TRUE
176 | bus_LV_4271-9_0_3_node_151 | 0.4 | n |  | TRUE
177 | bus_LV_4271-9_0_3_node_169 | 0.4 | n |  | TRUE
178 | bus_LV_4271-9_0_3_node_153 | 0.4 | n |  | TRUE
179 | bus_LV_4271-9_0_3_node_155 | 0.4 | n |  | TRUE
180 | bus_LV_4271-9_0_3_node_156 | 0.4 | n |  | TRUE
181 | bus_LV_4271-9_0_3_node_160 | 0.4 | n |  | TRUE
182 | bus_LV_4271-9_0_3_node_161 | 0.4 | n |  | TRUE
183 | bus_LV_4271-9_0_3_node_163 | 0.4 | n |  | TRUE
184 | bus_LV_4271-9_0_3_node_177 | 0.4 | n |  | TRUE
185 | bus_LV_4271-9_0_3_node_176 | 0.4 | n |  | TRUE
186 | bus_LV_4271-9_0_3_node_174 | 0.4 | n |  | TRUE
187 | bus_LV_4271-9_0_3_node_173 | 0.4 | n |  | TRUE
188 | bus_LV_4271-9_0_3_node_192 | 0.4 | n |  | TRUE
189 | bus_LV_4271-9_0_3_node_193 | 0.4 | n |  | TRUE
190 | bus_LV_4271-9_0_3_node_194 | 0.4 | n |  | TRUE
191 | bus_LV_4271-9_0_3_node_197 | 0.4 | n |  | TRUE
192 | bus_LV_4271-9_0_3_node_199 | 0.4 | n |  | TRUE
193 | bus_LV_4271-9_0_3_node_198 | 0.4 | n |  | TRUE
194 | bus_LV_4271-9_0_3_node_200 | 0.4 | n |  | TRUE
195 | bus_MV_397_0_node_253 | 20 | n |  | TRUE

## load
| name | bus | p_mw | q_mvar | const_z_percent | const_i_percent | sn_mva | scaling | in_service | type
0 | LV_4271-9_0_3_load_0 | 0 | 0.0018534 | 0.0004645 | 0 | 0 |  | 1 | TRUE | wye
1 | LV_4271-9_0_3_load_1 | 1 | 0.0079097 | 0.0019824 | 0 | 0 |  | 1 | TRUE | wye
2 | LV_4271-9_0_3_load_202 | 2 | 0.0015314 | 0.0003838 | 0 | 0 |  | 1 | TRUE | wye
3 | LV_4271-9_0_3_load_12 | 4 | 0.0016718 | 0.000419 | 0 | 0 |  | 1 | TRUE | wye
4 | LV_4271-9_0_3_load_6 | 5 | 0.0034369 | 0.00086136 | 0 | 0 |  | 1 | TRUE | wye
5 | LV_4271-9_0_3_load_14 | 6 | 0.0025291 | 0.00063384 | 0 | 0 |  | 1 | TRUE | wye
6 | LV_4271-9_0_3_load_11 | 7 | 0.0018926 | 0.00047433 | 0 | 0 |  | 1 | TRUE | wye
7 | LV_4271-9_0_3_load_13 | 8 | 0.00028677 | 7.1872e-05 | 0 | 0 |  | 1 | TRUE | wye
8 | LV_4271-9_0_3_load_3 | 12 | 0.0009301 | 0.0002331 | 0 | 0 |  | 1 | TRUE | wye
9 | LV_4271-9_0_3_load_53 | 14 | 0.0010041 | 0.00025166 | 0 | 0 |  | 1 | TRUE | wye
10 | LV_4271-9_0_3_load_52 | 16 | 0.00046065 | 0.00011545 | 0 | 0 |  | 1 | TRUE | wye
11 | LV_4271-9_0_3_load_69 | 18 | 0.0024979 | 0.00062602 | 0 | 0 |  | 1 | TRUE | wye
12 | LV_4271-9_0_3_load_55 | 19 | 0.0015739 | 0.00039446 | 0 | 0 |  | 1 | TRUE | wye
13 | LV_4271-9_0_3_load_57 | 22 | 0.001802 | 0.00045162 | 0 | 0 |  | 1 | TRUE | wye
14 | LV_4271-9_0_3_load_68 | 23 | 0.002675 | 0.00067042 | 0 | 0 |  | 1 | TRUE | wye
15 | LV_4271-9_0_3_load_9 | 24 | 0.00043258 | 0.00010841 | 0 | 0 |  | 1 | TRUE | wye
16 | LV_4271-9_0_3_load_203 | 27 | 0.0017437 | 0.00043702 | 0 | 0 |  | 1 | TRUE | wye
17 | LV_4271-9_0_3_load_18 | 31 | 0.0025386 | 0.00063622 | 0 | 0 |  | 1 | TRUE | wye
18 | LV_4271-9_0_3_load_19 | 32 | 0.0012103 | 0.00030333 | 0 | 0 |  | 1 | TRUE | wye
19 | LV_4271-9_0_3_load_22 | 34 | 0.0023655 | 0.00059286 | 0 | 0 |  | 1 | TRUE | wye
20 | LV_4271-9_0_3_load_115 | 35 | 0.0012931 | 0.00032409 | 0 | 0 |  | 1 | TRUE | wye
21 | LV_4271-9_0_3_load_88 | 36 | 0.0011683 | 0.00029282 | 0 | 0 |  | 1 | TRUE | wye
22 | LV_4271-9_0_3_load_114 | 37 | 0.0017053 | 0.00042739 | 0 | 0 |  | 1 | TRUE | wye
23 | LV_4271-9_0_3_load_34 | 39 | 0.0014393 | 0.00036073 | 0 | 0 |  | 1 | TRUE | wye
24 | LV_4271-9_0_3_load_32 | 40 | 0.00094955 | 0.00023798 | 0 | 0 |  | 1 | TRUE | wye
25 | LV_4271-9_0_3_load_29 | 41 | 0.00035437 | 8.8815e-05 | 0 | 0 |  | 1 | TRUE | wye
26 | LV_4271-9_0_3_load_27 | 44 | 0.00046801 | 0.00011729 | 0 | 0 |  | 1 | TRUE | wye
27 | LV_4271-9_0_3_load_26 | 45 | 0.0013726 | 0.00034401 | 0 | 0 |  | 1 | TRUE | wye
28 | LV_4271-9_0_3_load_30 | 47 | 0.00046046 | 0.0001154 | 0 | 0 |  | 1 | TRUE | wye
29 | LV_4271-9_0_3_load_31 | 48 | 0.001512 | 0.00037894 | 0 | 0 |  | 1 | TRUE | wye
30 | LV_4271-9_0_3_load_190 | 49 | 0.00043962 | 0.00011018 | 0 | 0 |  | 1 | TRUE | wye
31 | LV_4271-9_0_3_load_191 | 50 | 0.00049022 | 0.00012286 | 0 | 0 |  | 1 | TRUE | wye
32 | LV_4271-9_0_3_load_139 | 54 | 0.0020388 | 0.00051098 | 0 | 0 |  | 1 | TRUE | wye
33 | LV_4271-9_0_3_load_64 | 55 | 0.0010383 | 0.00026022 | 0 | 0 |  | 1 | TRUE | wye
34 | LV_4271-9_0_3_load_65 | 56 | 0.0021512 | 0.00053915 | 0 | 0 |  | 1 | TRUE | wye
35 | LV_4271-9_0_3_load_79 | 58 | 0.0011362 | 0.00028475 | 0 | 0 |  | 1 | TRUE | wye
36 | LV_4271-9_0_3_load_137 | 59 | 0.0022903 | 0.00057401 | 0 | 0 |  | 1 | TRUE | wye
37 | LV_4271-9_0_3_load_36 | 60 | 0.0027767 | 0.00069591 | 0 | 0 |  | 1 | TRUE | wye
38 | LV_4271-9_0_3_load_37 | 61 | 0.00077414 | 0.00019402 | 0 | 0 |  | 1 | TRUE | wye
39 | LV_4271-9_0_3_load_38 | 62 | 0.0019805 | 0.00049635 | 0 | 0 |  | 1 | TRUE | wye
40 | LV_4271-9_0_3_load_39 | 63 | 0.0011548 | 0.00028942 | 0 | 0 |  | 1 | TRUE | wye
41 | LV_4271-9_0_3_load_40 | 64 | 0.0039253 | 0.00098378 | 0 | 0 |  | 1 | TRUE | wye
42 | LV_4271-9_0_3_load_66 | 65 | 0.0034828 | 0.00087287 | 0 | 0 |  | 1 | TRUE | wye
43 | LV_4271-9_0_3_load_49 | 67 | 0.0013866 | 0.00034751 | 0 | 0 |  | 1 | TRUE | wye
44 | LV_4271-9_0_3_load_44 | 68 | 0.0015062 | 0.00037749 | 0 | 0 |  | 1 | TRUE | wye
45 | LV_4271-9_0_3_load_50 | 69 | 0.0011775 | 0.00029512 | 0 | 0 |  | 1 | TRUE | wye
46 | LV_4271-9_0_3_load_43 | 70 | 0.0029377 | 0.00073627 | 0 | 0 |  | 1 | TRUE | wye
47 | LV_4271-9_0_3_load_41 | 71 | 0.0019407 | 0.00048639 | 0 | 0 |  | 1 | TRUE | wye
48 | LV_4271-9_0_3_load_42 | 72 | 0.0019466 | 0.00048787 | 0 | 0 |  | 1 | TRUE | wye
49 | LV_4271-9_0_3_load_45 | 73 | 0.003873 | 0.00097067 | 0 | 0 |  | 1 | TRUE | wye
50 | LV_4271-9_0_3_load_46 | 74 | 0.0020205 | 0.00050639 | 0 | 0 |  | 1 | TRUE | wye
51 | LV_4271-9_0_3_load_47 | 75 | 0.0044561 | 0.0011168 | 0 | 0 |  | 1 | TRUE | wye
52 | LV_4271-9_0_3_load_61 | 77 | 0.0015329 | 0.00038417 | 0 | 0 |  | 1 | TRUE | wye
53 | LV_4271-9_0_3_load_56 | 78 | 0.00097737 | 0.00024495 | 0 | 0 |  | 1 | TRUE | wye
54 | LV_4271-9_0_3_load_58 | 79 | 0.0026742 | 0.00067021 | 0 | 0 |  | 1 | TRUE | wye
55 | LV_4271-9_0_3_load_70 | 80 | 0.0016567 | 0.00041521 | 0 | 0 |  | 1 | TRUE | wye
56 | LV_4271-9_0_3_load_71 | 81 | 0.0046342 | 0.0011614 | 0 | 0 |  | 1 | TRUE | wye
57 | LV_4271-9_0_3_load_175 | 83 | 0.0010952 | 0.00027449 | 0 | 0 |  | 1 | TRUE | wye
58 | LV_4271-9_0_3_load_165 | 84 | 0.0012899 | 0.00032329 | 0 | 0 |  | 1 | TRUE | wye
59 | LV_4271-9_0_3_load_93 | 85 | 0.0067823 | 0.0016998 | 0 | 0 |  | 1 | TRUE | wye
60 | LV_4271-9_0_3_load_100 | 86 | 0.0012805 | 0.00032093 | 0 | 0 |  | 1 | TRUE | wye
61 | LV_4271-9_0_3_load_171 | 88 | 0.00095671 | 0.00023977 | 0 | 0 |  | 1 | TRUE | wye
62 | LV_4271-9_0_3_load_168 | 89 | 0.003796 | 0.00095136 | 0 | 0 |  | 1 | TRUE | wye
63 | LV_4271-9_0_3_load_74 | 90 | 0.00064306 | 0.00016117 | 0 | 0 |  | 1 | TRUE | wye
64 | LV_4271-9_0_3_load_75 | 91 | 0.00041955 | 0.00010515 | 0 | 0 |  | 1 | TRUE | wye
65 | LV_4271-9_0_3_load_76 | 92 | 0.00033679 | 8.4407e-05 | 0 | 0 |  | 1 | TRUE | wye
66 | LV_4271-9_0_3_load_77 | 93 | 0.0012978 | 0.00032527 | 0 | 0 |  | 1 | TRUE | wye
67 | LV_4271-9_0_3_load_78 | 94 | 0.0014775 | 0.00037028 | 0 | 0 |  | 1 | TRUE | wye
68 | LV_4271-9_0_3_load_143 | 95 | 0.00041777 | 0.0001047 | 0 | 0 |  | 1 | TRUE | wye
69 | LV_4271-9_0_3_load_179 | 96 | 0.0010671 | 0.00026745 | 0 | 0 |  | 1 | TRUE | wye
70 | LV_4271-9_0_3_load_144 | 97 | 0.00097709 | 0.00024488 | 0 | 0 |  | 1 | TRUE | wye
71 | LV_4271-9_0_3_load_178 | 98 | 0.0014006 | 0.00035102 | 0 | 0 |  | 1 | TRUE | wye
72 | LV_4271-9_0_3_load_80 | 99 | 0.0017753 | 0.00044494 | 0 | 0 |  | 1 | TRUE | wye
73 | LV_4271-9_0_3_load_82 | 100 | 0.0014177 | 0.00035532 | 0 | 0 |  | 1 | TRUE | wye
74 | LV_4271-9_0_3_load_172 | 101 | 0.0017149 | 0.00042979 | 0 | 0 |  | 1 | TRUE | wye
75 | LV_4271-9_0_3_load_129 | 102 | 0.0010719 | 0.00026864 | 0 | 0 |  | 1 | TRUE | wye
76 | LV_4271-9_0_3_load_127 | 103 | 0.0015708 | 0.00039367 | 0 | 0 |  | 1 | TRUE | wye
77 | LV_4271-9_0_3_load_148 | 104 | 0.001137 | 0.00028495 | 0 | 0 |  | 1 | TRUE | wye
78 | LV_4271-9_0_3_load_84 | 106 | 0.00093046 | 0.0002332 | 0 | 0 |  | 1 | TRUE | wye
79 | LV_4271-9_0_3_load_85 | 107 | 0.001016 | 0.00025465 | 0 | 0 |  | 1 | TRUE | wye
80 | LV_4271-9_0_3_load_87 | 108 | 0.0017244 | 0.00043219 | 0 | 0 |  | 1 | TRUE | wye
81 | LV_4271-9_0_3_load_89 | 109 | 0.0011697 | 0.00029316 | 0 | 0 |  | 1 | TRUE | wye
82 | LV_4271-9_0_3_load_122 | 110 | 0.0023071 | 0.00057822 | 0 | 0 |  | 1 | TRUE | wye
83 | LV_4271-9_0_3_load_141 | 111 | 0.0014018 | 0.00035131 | 0 | 0 |  | 1 | TRUE | wye
84 | LV_4271-9_0_3_load_184 | 112 | 0.0073613 | 0.0018449 | 0 | 0 |  | 1 | TRUE | wye
85 | LV_4271-9_0_3_load_142 | 113 | 0.0015892 | 0.00039829 | 0 | 0 |  | 1 | TRUE | wye
86 | LV_4271-9_0_3_load_90 | 114 | 0.00092101 | 0.00023083 | 0 | 0 |  | 1 | TRUE | wye
87 | LV_4271-9_0_3_load_91 | 115 | 0.0011027 | 0.00027637 | 0 | 0 |  | 1 | TRUE | wye
88 | LV_4271-9_0_3_load_92 | 116 | 0.001511 | 0.0003787 | 0 | 0 |  | 1 | TRUE | wye
89 | LV_4271-9_0_3_load_94 | 117 | 0.0021823 | 0.00054694 | 0 | 0 |  | 1 | TRUE | wye
90 | LV_4271-9_0_3_load_101 | 120 | 0.002678 | 0.00067116 | 0 | 0 |  | 1 | TRUE | wye
91 | LV_4271-9_0_3_load_123 | 121 | 0.0013807 | 0.00034604 | 0 | 0 |  | 1 | TRUE | wye
92 | LV_4271-9_0_3_load_181 | 122 | 0.0014255 | 0.00035726 | 0 | 0 |  | 1 | TRUE | wye
93 | LV_4271-9_0_3_load_133 | 123 | 0.0011664 | 0.00029234 | 0 | 0 |  | 1 | TRUE | wye
94 | LV_4271-9_0_3_load_95 | 124 | 0.0011445 | 0.00028684 | 0 | 0 |  | 1 | TRUE | wye
95 | LV_4271-9_0_3_load_96 | 125 | 0.0012221 | 0.00030628 | 0 | 0 |  | 1 | TRUE | wye
96 | LV_4271-9_0_3_load_97 | 126 | 0.0012713 | 0.00031861 | 0 | 0 |  | 1 | TRUE | wye
97 | LV_4271-9_0_3_load_98 | 127 | 0.0021752 | 0.00054515 | 0 | 0 |  | 1 | TRUE | wye
98 | LV_4271-9_0_3_load_99 | 128 | 0.0012936 | 0.0003242 | 0 | 0 |  | 1 | TRUE | wye
99 | LV_4271-9_0_3_load_182 | 129 | 0.00092165 | 0.00023099 | 0 | 0 |  | 1 | TRUE | wye
100 | LV_4271-9_0_3_load_121 | 130 | 0.0011826 | 0.00029639 | 0 | 0 |  | 1 | TRUE | wye
101 | LV_4271-9_0_3_load_102 | 131 | 0.0016136 | 0.0004044 | 0 | 0 |  | 1 | TRUE | wye
102 | LV_4271-9_0_3_load_103 | 134 | 0.0033509 | 0.00083981 | 0 | 0 |  | 1 | TRUE | wye
103 | LV_4271-9_0_3_load_104 | 135 | 0.0027753 | 0.00069556 | 0 | 0 |  | 1 | TRUE | wye
104 | LV_4271-9_0_3_load_105 | 136 | 0.0020918 | 0.00052425 | 0 | 0 |  | 1 | TRUE | wye
105 | LV_4271-9_0_3_load_106 | 137 | 0.0012467 | 0.00031244 | 0 | 0 |  | 1 | TRUE | wye
106 | LV_4271-9_0_3_load_107 | 138 | 0.0031614 | 0.00079232 | 0 | 0 |  | 1 | TRUE | wye
107 | LV_4271-9_0_3_load_157 | 139 | 0.0026337 | 0.00066006 | 0 | 0 |  | 1 | TRUE | wye
108 | LV_4271-9_0_3_load_130 | 141 | 0.0030331 | 0.00076017 | 0 | 0 |  | 1 | TRUE | wye
109 | LV_4271-9_0_3_load_108 | 142 | 0.0012486 | 0.00031293 | 0 | 0 |  | 1 | TRUE | wye
110 | LV_4271-9_0_3_load_109 | 143 | 0.0012997 | 0.00032575 | 0 | 0 |  | 1 | TRUE | wye
111 | LV_4271-9_0_3_load_110 | 144 | 0.0011045 | 0.00027682 | 0 | 0 |  | 1 | TRUE | wye
112 | LV_4271-9_0_3_load_111 | 145 | 0.0013536 | 0.00033924 | 0 | 0 |  | 1 | TRUE | wye
113 | LV_4271-9_0_3_load_112 | 146 | 0.0025804 | 0.00064672 | 0 | 0 |  | 1 | TRUE | wye
114 | LV_4271-9_0_3_load_113 | 147 | 0.0014839 | 0.0003719 | 0 | 0 |  | 1 | TRUE | wye
115 | LV_4271-9_0_3_load_183 | 148 | 0.0011633 | 0.00029155 | 0 | 0 |  | 1 | TRUE | wye
116 | LV_4271-9_0_3_load_188 | 149 | 0.0014871 | 0.00037269 | 0 | 0 |  | 1 | TRUE | wye
117 | LV_4271-9_0_3_load_189 | 150 | 0.0048507 | 0.0012157 | 0 | 0 |  | 1 | TRUE | wye
118 | LV_4271-9_0_3_load_116 | 151 | 0.0039328 | 0.00098565 | 0 | 0 |  | 1 | TRUE | wye
119 | LV_4271-9_0_3_load_117 | 152 | 0.0018496 | 0.00046356 | 0 | 0 |  | 1 | TRUE | wye
120 | LV_4271-9_0_3_load_118 | 153 | 0.0011209 | 0.00028092 | 0 | 0 |  | 1 | TRUE | wye
121 | LV_4271-9_0_3_load_119 | 154 | 0.0019153 | 0.00048001 | 0 | 0 |  | 1 | TRUE | wye
122 | LV_4271-9_0_3_load_120 | 155 | 0.0010128 | 0.00025384 | 0 | 0 |  | 1 | TRUE | wye
123 | LV_4271-9_0_3_load_146 | 156 | 0.0016549 | 0.00041477 | 0 | 0 |  | 1 | TRUE | wye
124 | LV_4271-9_0_3_load_186 | 157 | 0.0015225 | 0.00038156 | 0 | 0 |  | 1 | TRUE | wye
125 | LV_4271-9_0_3_load_124 | 158 | 0.004055 | 0.0010163 | 0 | 0 |  | 1 | TRUE | wye
126 | LV_4271-9_0_3_load_126 | 159 | 0.00092078 | 0.00023077 | 0 | 0 |  | 1 | TRUE | wye
127 | LV_4271-9_0_3_load_159 | 161 | 0.00079529 | 0.00019932 | 0 | 0 |  | 1 | TRUE | wye
128 | LV_4271-9_0_3_load_154 | 162 | 0.0029119 | 0.00072979 | 0 | 0 |  | 1 | TRUE | wye
129 | LV_4271-9_0_3_load_131 | 163 | 0.0012899 | 0.00032328 | 0 | 0 |  | 1 | TRUE | wye
130 | LV_4271-9_0_3_load_132 | 164 | 0.0012546 | 0.00031443 | 0 | 0 |  | 1 | TRUE | wye
131 | LV_4271-9_0_3_load_134 | 165 | 0.0029693 | 0.00074416 | 0 | 0 |  | 1 | TRUE | wye
132 | LV_4271-9_0_3_load_136 | 166 | 0.00094445 | 0.0002367 | 0 | 0 |  | 1 | TRUE | wye
133 | LV_4271-9_0_3_load_138 | 167 | 0.0022604 | 0.00056651 | 0 | 0 |  | 1 | TRUE | wye
134 | LV_4271-9_0_3_load_140 | 168 | 0.0025446 | 0.00063775 | 0 | 0 |  | 1 | TRUE | wye
135 | LV_4271-9_0_3_load_187 | 169 | 0.0017569 | 0.00044033 | 0 | 0 |  | 1 | TRUE | wye
136 | LV_4271-9_0_3_load_147 | 171 | 0.0022505 | 0.00056403 | 0 | 0 |  | 1 | TRUE | wye
137 | LV_4271-9_0_3_load_145 | 173 | 0.0016196 | 0.00040591 | 0 | 0 |  | 1 | TRUE | wye
138 | LV_4271-9_0_3_load_185 | 174 | 0.0012422 | 0.00031132 | 0 | 0 |  | 1 | TRUE | wye
139 | LV_4271-9_0_3_load_164 | 175 | 0.00097508 | 0.00024438 | 0 | 0 |  | 1 | TRUE | wye
140 | LV_4271-9_0_3_load_151 | 176 | 0.0051116 | 0.0012811 | 0 | 0 |  | 1 | TRUE | wye
141 | LV_4271-9_0_3_load_169 | 177 | 0.0027479 | 0.00068869 | 0 | 0 |  | 1 | TRUE | wye
142 | LV_4271-9_0_3_load_153 | 178 | 0.0013322 | 0.00033387 | 0 | 0 |  | 1 | TRUE | wye
143 | LV_4271-9_0_3_load_155 | 179 | 0.0013956 | 0.00034976 | 0 | 0 |  | 1 | TRUE | wye
144 | LV_4271-9_0_3_load_156 | 180 | 0.0020026 | 0.0005019 | 0 | 0 |  | 1 | TRUE | wye
145 | LV_4271-9_0_3_load_160 | 181 | 0.001238 | 0.00031028 | 0 | 0 |  | 1 | TRUE | wye
146 | LV_4271-9_0_3_load_161 | 182 | 0.0011386 | 0.00028536 | 0 | 0 |  | 1 | TRUE | wye
147 | LV_4271-9_0_3_load_177 | 184 | 0.0014566 | 0.00036507 | 0 | 0 |  | 1 | TRUE | wye
148 | LV_4271-9_0_3_load_176 | 185 | 0.00098805 | 0.00024763 | 0 | 0 |  | 1 | TRUE | wye
149 | LV_4271-9_0_3_load_174 | 186 | 0.0012628 | 0.00031649 | 0 | 0 |  | 1 | TRUE | wye
150 | LV_4271-9_0_3_load_173 | 187 | 0.0010087 | 0.00025279 | 0 | 0 |  | 1 | TRUE | wye
151 | LV_4271-9_0_3_load_193 | 189 | 0.00051617 | 0.00012936 | 0 | 0 |  | 1 | TRUE | wye
152 | LV_4271-9_0_3_load_194 | 190 | 0.00041904 | 0.00010502 | 0 | 0 |  | 1 | TRUE | wye
153 | LV_4271-9_0_3_load_197 | 191 | 0.00041306 | 0.00010352 | 0 | 0 |  | 1 | TRUE | wye
154 | LV_4271-9_0_3_load_199 | 192 | 0.00043644 | 0.00010938 | 0 | 0 |  | 1 | TRUE | wye
155 | LV_4271-9_0_3_load_198 | 193 | 0.00095236 | 0.00023868 | 0 | 0 |  | 1 | TRUE | wye
156 | LV_4271-9_0_3_load_200 | 194 | 0.0017292 | 0.00043337 | 0 | 0 |  | 1 | TRUE | wye

## ext_grid
| name | bus | vm_pu | va_degree | slack_weight | in_service
0 |  | 51 | 1 | 0 | 1 | TRUE

## line
| name | std_type | from_bus | to_bus | length_km | r_ohm_per_km | x_ohm_per_km | c_nf_per_km | g_us_per_km | max_i_ka | df | parallel | type | in_service
0 | LV_4271-9_0_3_line_0 |  | 0 | 1 | 0.012625 | 0.125 | 0.08 | 261 | 0 | 0.364 | 1 | 1 | cs | TRUE
1 | LV_4271-9_0_3_line_1 |  | 0 | 2 | 0.083892 | 0.125 | 0.08 | 261 | 0 | 0.364 | 1 | 1 | cs | TRUE
2 | LV_4271-9_0_3_line_2 |  | 1 | 3 | 0.04201 | 0.125 | 0.08 | 261 | 0 | 0.364 | 1 | 1 | cs | TRUE
3 | LV_4271-9_0_3_line_3 |  | 2 | 6 | 0.074546 | 0.125 | 0.08 | 261 | 0 | 0.364 | 1 | 1 | cs | TRUE
4 | LV_4271-9_0_3_line_4 |  | 3 | 7 | 0.021496 | 0.125 | 0.08 | 261 | 0 | 0.364 | 1 | 1 | cs | TRUE
5 | LV_4271-9_0_3_line_5 |  | 4 | 5 | 0.033535 | 0.125 | 0.08 | 261 | 0 | 0.364 | 1 | 1 | cs | TRUE
6 | LV_4271-9_0_3_line_6 |  | 5 | 13 | 0.043478 | 0.125 | 0.08 | 261 | 0 | 0.364 | 1 | 1 | cs | TRUE
7 | LV_4271-9_0_3_line_7 |  | 6 | 8 | 0.030839 | 0.125 | 0.08 | 261 | 0 | 0.364 | 1 | 1 | cs | TRUE
8 | LV_4271-9_0_3_line_8 |  | 7 | 9 | 0.013595 | 0.125 | 0.08 | 261 | 0 | 0.364 | 1 | 1 | cs | TRUE
9 | LV_4271-9_0_3_line_9 |  | 8 | 11 | 0.014047 | 0.125 | 0.08 | 261 | 0 | 0.364 | 1 | 1 | cs | TRUE
10 | LV_4271-9_0_3_line_10 |  | 9 | 10 | 0.078312 | 0.125 | 0.08 | 261 | 0 | 0.364 | 1 | 1 | cs | TRUE
11 | LV_4271-9_0_3_line_11 |  | 10 | 24 | 0.049409 | 0.125 | 0.08 | 261 | 0 | 0.364 | 1 | 1 | cs | TRUE
12 | LV_4271-9_0_3_line_12 |  | 10 | 25 | 0.067453 | 0.125 | 0.08 | 261 | 0 | 0.364 | 1 | 1 | cs | TRUE
13 | LV_4271-9_0_3_line_13 |  | 11 | 30 | 0.009057 | 0.125 | 0.08 | 261 | 0 | 0.364 | 1 | 1 | cs | TRUE
14 | LV_4271-9_0_3_line_14 |  | 12 | 13 | 0.099767 | 0.125 | 0.08 | 261 | 0 | 0.364 | 1 | 3 | cs | TRUE
15 | LV_4271-9_0_3_line_15 |  | 12 | 14 | 0.071451 | 0.125 | 0.08 | 261 | 0 | 0.364 | 1 | 3 | cs | TRUE
16 | LV_4271-9_0_3_line_16 |  | 13 | 15 | 0.065223 | 0.125 | 0.08 | 261 | 0 | 0.364 | 1 | 3 | cs | TRUE
17 | LV_4271-9_0_3_line_17 |  | 14 | 16 | 0.02555 | 0.125 | 0.08 | 261 | 0 | 0.364 | 1 | 3 | cs | TRUE
18 | LV_4271-9_0_3_line_18 |  | 15 | 17 | 0.037109 | 0.125 | 0.08 | 261 | 0 | 0.364 | 1 | 3 | cs | TRUE
19 | LV_4271-9_0_3_line_19 |  | 15 | 18 | 0.0818 | 0.125 | 0.08 | 261 | 0 | 0.364 | 1 | 1 | cs | TRUE
20 | LV_4271-9_0_3_line_20 |  | 16 | 42 | 0.015461 | 0.125 | 0.08 | 261 | 0 | 0.364 | 1 | 3 | cs | TRUE
21 | LV_4271-9_0_3_line_21 |  | 17 | 21 | 0.073943 | 0.125 | 0.08 | 261 | 0 | 0.364 | 1 | 3 | cs | TRUE
22 | LV_4271-9_0_3_line_22 |  | 17 | 22 | 0.012786 | 0.125 | 0.08 | 261 | 0 | 0.364 | 1 | 1 | cs | TRUE
23 | LV_4271-9_0_3_line_23 |  | 18 | 23 | 0.068003 | 0.125 | 0.08 | 261 | 0 | 0.364 | 1 | 1 | cs | TRUE
24 | LV_4271-9_0_3_line_24 |  | 19 | 20 | 0.052844 | 0.125 | 0.08 | 261 | 0 | 0.364 | 1 | 1 | cs | TRUE
25 | LV_4271-9_0_3_line_25 |  | 20 | 65 | 0.080096 | 0.125 | 0.08 | 261 | 0 | 0.364 | 1 | 1 | cs | TRUE
26 | LV_4271-9_0_3_line_26 |  | 20 | 66 | 0.069414 | 0.125 | 0.08 | 261 | 0 | 0.364 | 1 | 1 | cs | TRUE
27 | LV_4271-9_0_3_line_27 |  | 21 | 69 | 0.029762 | 0.125 | 0.08 | 261 | 0 | 0.364 | 1 | 3 | cs | TRUE
28 | LV_4271-9_0_3_line_28 |  | 21 | 66 | 0.003037 | 0.125 | 0.08 | 261 | 0 | 0.364 | 1 | 3 | cs | TRUE
29 | LV_4271-9_0_3_line_29 |  | 22 | 78 | 0.02702 | 0.125 | 0.08 | 261 | 0 | 0.364 | 1 | 1 | cs | TRUE
30 | LV_4271-9_0_3_line_30 |  | 23 | 80 | 0.00040634 | 0.125 | 0.08 | 261 | 0 | 0.364 | 1 | 1 | cs | TRUE
31 | LV_4271-9_0_3_line_31 |  | 24 | 26 | 0.064703 | 0.125 | 0.08 | 261 | 0 | 0.364 | 1 | 1 | cs | TRUE
32 | LV_4271-9_0_3_line_32 |  | 25 | 27 | 0.016537 | 0.125 | 0.08 | 261 | 0 | 0.364 | 1 | 1 | cs | TRUE
33 | LV_4271-9_0_3_line_33 |  | 26 | 28 | 0.04658 | 0.125 | 0.08 | 261 | 0 | 0.364 | 1 | 3 | cs | TRUE
34 | LV_4271-9_0_3_line_34 |  | 26 | 29 | 0.061125 | 0.125 | 0.08 | 261 | 0 | 0.364 | 1 | 3 | cs | TRUE
35 | LV_4271-9_0_3_line_35 |  | 28 | 39 | 0.024528 | 0.125 | 0.08 | 261 | 0 | 0.364 | 1 | 3 | cs | TRUE
36 | LV_4271-9_0_3_line_36 |  | 28 | 40 | 0.058792 | 0.125 | 0.08 | 261 | 0 | 0.364 | 1 | 1 | cs | TRUE
37 | LV_4271-9_0_3_line_37 |  | 29 | 41 | 0.008791 | 0.125 | 0.08 | 261 | 0 | 0.364 | 1 | 1 | cs | TRUE
38 | LV_4271-9_0_3_line_38 |  | 29 | 42 | 0.012774 | 0.125 | 0.08 | 261 | 0 | 0.364 | 1 | 3 | cs | TRUE
39 | LV_4271-9_0_3_line_39 |  | 30 | 31 | 0.020081 | 0.125 | 0.08 | 261 | 0 | 0.364 | 1 | 1 | cs | TRUE
40 | LV_4271-9_0_3_line_40 |  | 32 | 33 | 0.019564 | 0.125 | 0.08 | 261 | 0 | 0.364 | 1 | 1 | cs | TRUE
41 | LV_4271-9_0_3_line_41 |  | 33 | 34 | 0.022329 | 0.125 | 0.08 | 261 | 0 | 0.364 | 1 | 1 | cs | TRUE
42 | LV_4271-9_0_3_line_42 |  | 34 | 36 | 0.077981 | 0.125 | 0.08 | 261 | 0 | 0.364 | 1 | 1 | cs | TRUE
43 | LV_4271-9_0_3_line_43 |  | 35 | 36 | 0.024869 | 0.125 | 0.08 | 261 | 0 | 0.364 | 1 | 1 | cs | TRUE
44 | LV_4271-9_0_3_line_44 |  | 35 | 37 | 0.023866 | 0.125 | 0.08 | 261 | 0 | 0.364 | 1 | 1 | cs | TRUE
45 | LV_4271-9_0_3_line_45 |  | 36 | 38 | 0.012508 | 0.125 | 0.08 | 261 | 0 | 0.364 | 1 | 1 | cs | TRUE
46 | LV_4271-9_0_3_line_46 |  | 37 | 151 | 0.001792 | 0.125 | 0.08 | 261 | 0 | 0.364 | 1 | 1 | cs | TRUE
47 | LV_4271-9_0_3_line_47 |  | 38 | 109 | 0.023893 | 0.125 | 0.08 | 261 | 0 | 0.364 | 1 | 1 | cs | TRUE
48 | LV_4271-9_0_3_line_48 |  | 38 | 106 | 0.011805 | 0.125 | 0.08 | 261 | 0 | 0.364 | 1 | 1 | cs | TRUE
49 | LV_4271-9_0_3_line_49 |  | 39 | 43 | 0.022934 | 0.125 | 0.08 | 261 | 0 | 0.364 | 1 | 3 | cs | TRUE
50 | LV_4271-9_0_3_line_50 |  | 41 | 44 | 0.015239 | 0.125 | 0.08 | 261 | 0 | 0.364 | 1 | 1 | cs | TRUE
51 | LV_4271-9_0_3_line_51 |  | 43 | 55 | 0.027961 | 0.125 | 0.08 | 261 | 0 | 0.364 | 1 | 3 | cs | TRUE
52 | LV_4271-9_0_3_line_52 |  | 43 | 56 | 0.052718 | 0.125 | 0.08 | 261 | 0 | 0.364 | 1 | 1 | cs | TRUE
53 | LV_4271-9_0_3_line_53 |  | 44 | 45 | 0.0079794 | 0.125 | 0.08 | 261 | 0 | 0.364 | 1 | 1 | cs | TRUE
54 | LV_4271-9_0_3_line_54 |  | 45 | 46 | 0.033354 | 0.125 | 0.08 | 261 | 0 | 0.364 | 1 | 1 | cs | TRUE
55 | LV_4271-9_0_3_line_55 |  | 46 | 47 | 0.013275 | 0.125 | 0.08 | 261 | 0 | 0.364 | 1 | 1 | cs | TRUE
56 | LV_4271-9_0_3_line_56 |  | 46 | 48 | 0.029582 | 0.125 | 0.08 | 261 | 0 | 0.364 | 1 | 1 | cs | TRUE
57 | LV_4271-9_0_3_line_57 |  | 47 | 49 | 0.0024339 | 0.125 | 0.08 | 261 | 0 | 0.364 | 1 | 1 | cs | TRUE
58 | LV_4271-9_0_3_line_58 |  | 49 | 50 | 0.019306 | 0.125 | 0.08 | 261 | 0 | 0.364 | 1 | 1 | cs | TRUE
59 | LV_4271-9_0_3_line_59 |  | 50 | 188 | 0.0082631 | 0.125 | 0.08 | 261 | 0 | 0.364 | 1 | 1 | cs | TRUE
60 | LV_4271-9_0_3_line_60 |  | 51 | 52 | 0.083657 | 0.125 | 0.08 | 261 | 0 | 0.364 | 1 | 3 | cs | TRUE
61 | LV_4271-9_0_3_line_61 |  | 52 | 53 | 0.024355 | 0.125 | 0.08 | 261 | 0 | 0.364 | 1 | 3 | cs | TRUE
62 | LV_4271-9_0_3_line_62 |  | 52 | 54 | 0.056211 | 0.125 | 0.08 | 261 | 0 | 0.364 | 1 | 1 | cs | TRUE
63 | LV_4271-9_0_3_line_63 |  | 53 | 57 | 0.007448 | 0.125 | 0.08 | 261 | 0 | 0.364 | 1 | 3 | cs | TRUE
64 | LV_4271-9_0_3_line_64 |  | 53 | 58 | 0.021949 | 0.125 | 0.08 | 261 | 0 | 0.364 | 1 | 1 | cs | TRUE
65 | LV_4271-9_0_3_line_65 |  | 54 | 59 | 0.019392 | 0.125 | 0.08 | 261 | 0 | 0.364 | 1 | 1 | cs | TRUE
66 | LV_4271-9_0_3_line_66 |  | 55 | 82 | 0.060761 | 0.125 | 0.08 | 261 | 0 | 0.364 | 1 | 3 | cs | TRUE
67 | LV_4271-9_0_3_line_67 |  | 57 | 102 | 0.015169 | 0.125 | 0.08 | 261 | 0 | 0.364 | 1 | 3 | cs | TRUE
68 | LV_4271-9_0_3_line_68 |  | 57 | 103 | 0.021527 | 0.125 | 0.08 | 261 | 0 | 0.364 | 1 | 1 | cs | TRUE
69 | LV_4271-9_0_3_line_69 |  | 58 | 99 | 0.023687 | 0.125 | 0.08 | 261 | 0 | 0.364 | 1 | 1 | cs | TRUE
70 | LV_4271-9_0_3_line_70 |  | 59 | 166 | 0.008058 | 0.125 | 0.08 | 261 | 0 | 0.364 | 1 | 1 | cs | TRUE
71 | LV_4271-9_0_3_line_71 |  | 60 | 61 | 0.011484 | 0.125 | 0.08 | 261 | 0 | 0.364 | 1 | 3 | cs | TRUE
72 | LV_4271-9_0_3_line_72 |  | 60 | 62 | 0.0091178 | 0.125 | 0.08 | 261 | 0 | 0.364 | 1 | 3 | cs | TRUE
73 | LV_4271-9_0_3_line_73 |  | 61 | 63 | 0.0081382 | 0.125 | 0.08 | 261 | 0 | 0.364 | 1 | 3 | cs | TRUE
74 | LV_4271-9_0_3_line_74 |  | 62 | 64 | 0.013409 | 0.125 | 0.08 | 261 | 0 | 0.364 | 1 | 2 | cs | TRUE
75 | LV_4271-9_0_3_line_75 |  | 63 | 67 | 0.016102 | 0.125 | 0.08 | 261 | 0 | 0.364 | 1 | 3 | cs | TRUE
76 | LV_4271-9_0_3_line_76 |  | 64 | 68 | 0.0059551 | 0.125 | 0.08 | 261 | 0 | 0.364 | 1 | 1 | cs | TRUE
77 | LV_4271-9_0_3_line_77 |  | 66 | 74 | 0.099015 | 0.125 | 0.08 | 261 | 0 | 0.364 | 1 | 3 | cs | TRUE
78 | LV_4271-9_0_3_line_78 |  | 67 | 69 | 0.0040132 | 0.125 | 0.08 | 261 | 0 | 0.364 | 1 | 3 | cs | TRUE
79 | LV_4271-9_0_3_line_79 |  | 68 | 70 | 0.018002 | 0.125 | 0.08 | 261 | 0 | 0.364 | 1 | 1 | cs | TRUE
80 | LV_4271-9_0_3_line_80 |  | 70 | 72 | 0.0067672 | 0.125 | 0.08 | 261 | 0 | 0.364 | 1 | 1 | cs | TRUE
81 | LV_4271-9_0_3_line_81 |  | 71 | 72 | 0.020164 | 0.125 | 0.08 | 261 | 0 | 0.364 | 1 | 1 | cs | TRUE
82 | LV_4271-9_0_3_line_82 |  | 73 | 74 | 0.036822 | 0.125 | 0.08 | 261 | 0 | 0.364 | 1 | 3 | cs | TRUE
83 | LV_4271-9_0_3_line_83 |  | 73 | 75 | 0.03252 | 0.125 | 0.08 | 261 | 0 | 0.364 | 1 | 3 | cs | TRUE
84 | LV_4271-9_0_3_line_84 |  | 75 | 76 | 0.24636 | 0.125 | 0.08 | 261 | 0 | 0.364 | 1 | 2 | cs | TRUE
85 | LV_4271-9_0_3_line_85 |  | 76 | 77 | 0.014696 | 0.125 | 0.08 | 261 | 0 | 0.364 | 1 | 1 | cs | TRUE
86 | LV_4271-9_0_3_line_86 |  | 78 | 79 | 0.017809 | 0.125 | 0.08 | 261 | 0 | 0.364 | 1 | 1 | cs | TRUE
87 | LV_4271-9_0_3_line_87 |  | 80 | 81 | 0.029512 | 0.125 | 0.08 | 261 | 0 | 0.364 | 1 | 1 | cs | TRUE
88 | LV_4271-9_0_3_line_88 |  | 82 | 83 | 0.019509 | 0.125 | 0.08 | 261 | 0 | 0.364 | 1 | 1 | cs | TRUE
89 | LV_4271-9_0_3_line_89 |  | 82 | 84 | 0.012889 | 0.125 | 0.08 | 261 | 0 | 0.364 | 1 | 3 | cs | TRUE
90 | LV_4271-9_0_3_line_90 |  | 83 | 186 | 0.017211 | 0.125 | 0.08 | 261 | 0 | 0.364 | 1 | 1 | cs | TRUE
91 | LV_4271-9_0_3_line_91 |  | 84 | 175 | 0.024867 | 0.125 | 0.08 | 261 | 0 | 0.364 | 1 | 3 | cs | TRUE
92 | LV_4271-9_0_3_line_92 |  | 85 | 86 | 0.026135 | 0.125 | 0.08 | 261 | 0 | 0.364 | 1 | 1 | cs | TRUE
93 | LV_4271-9_0_3_line_93 |  | 86 | 120 | 0.013202 | 0.125 | 0.08 | 261 | 0 | 0.364 | 1 | 1 | cs | TRUE
94 | LV_4271-9_0_3_line_94 |  | 87 | 88 | 0.0069043 | 0.125 | 0.08 | 261 | 0 | 0.364 | 1 | 1 | cs | TRUE
95 | LV_4271-9_0_3_line_95 |  | 87 | 89 | 0.011031 | 0.125 | 0.08 | 261 | 0 | 0.364 | 1 | 1 | cs | TRUE
96 | LV_4271-9_0_3_line_96 |  | 88 | 112 | 0.011833 | 0.125 | 0.08 | 261 | 0 | 0.364 | 1 | 1 | cs | TRUE
97 | LV_4271-9_0_3_line_97 |  | 89 | 177 | 0.015739 | 0.125 | 0.08 | 261 | 0 | 0.364 | 1 | 1 | cs | TRUE
98 | LV_4271-9_0_3_line_98 |  | 90 | 91 | 0.0136 | 0.125 | 0.08 | 261 | 0 | 0.364 | 1 | 1 | cs | TRUE
99 | LV_4271-9_0_3_line_99 |  | 90 | 92 | 0.0054627 | 0.125 | 0.08 | 261 | 0 | 0.364 | 1 | 1 | cs | TRUE
100 | LV_4271-9_0_3_line_100 |  | 91 | 93 | 0.0035283 | 0.125 | 0.08 | 261 | 0 | 0.364 | 1 | 1 | cs | TRUE
101 | LV_4271-9_0_3_line_101 |  | 92 | 94 | 0.026755 | 0.125 | 0.08 | 261 | 0 | 0.364 | 1 | 1 | cs | TRUE
102 | LV_4271-9_0_3_line_102 |  | 93 | 95 | 0.019366 | 0.125 | 0.08 | 261 | 0 | 0.364 | 1 | 1 | cs | TRUE
103 | LV_4271-9_0_3_line_103 |  | 94 | 96 | 0.0066565 | 0.125 | 0.08 | 261 | 0 | 0.364 | 1 | 1 | cs | TRUE
104 | LV_4271-9_0_3_line_104 |  | 95 | 97 | 0.0049389 | 0.125 | 0.08 | 261 | 0 | 0.364 | 1 | 1 | cs | TRUE
105 | LV_4271-9_0_3_line_105 |  | 96 | 98 | 0.019914 | 0.125 | 0.08 | 261 | 0 | 0.364 | 1 | 1 | cs | TRUE
106 | LV_4271-9_0_3_line_106 |  | 97 | 173 | 0.002503 | 0.125 | 0.08 | 261 | 0 | 0.364 | 1 | 1 | cs | TRUE
107 | LV_4271-9_0_3_line_107 |  | 98 | 185 | 0.004985 | 0.125 | 0.08 | 261 | 0 | 0.364 | 1 | 1 | cs | TRUE
108 | LV_4271-9_0_3_line_108 |  | 99 | 100 | 4.0342e-05 | 0.125 | 0.08 | 261 | 0 | 0.364 | 1 | 1 | cs | TRUE
109 | LV_4271-9_0_3_line_109 |  | 100 | 101 | 0.019722 | 0.125 | 0.08 | 261 | 0 | 0.364 | 1 | 1 | cs | TRUE
110 | LV_4271-9_0_3_line_110 |  | 101 | 104 | 0.0023895 | 0.125 | 0.08 | 261 | 0 | 0.364 | 1 | 1 | cs | TRUE
111 | LV_4271-9_0_3_line_111 |  | 102 | 105 | 0.0090565 | 0.125 | 0.08 | 261 | 0 | 0.364 | 1 | 3 | cs | TRUE
112 | LV_4271-9_0_3_line_112 |  | 104 | 127 | 0.0081498 | 0.125 | 0.08 | 261 | 0 | 0.364 | 1 | 1 | cs | TRUE
113 | LV_4271-9_0_3_line_113 |  | 105 | 161 | 0.02773 | 0.125 | 0.08 | 261 | 0 | 0.364 | 1 | 3 | cs | TRUE
114 | LV_4271-9_0_3_line_114 |  | 105 | 139 | 0.019184 | 0.125 | 0.08 | 261 | 0 | 0.364 | 1 | 1 | cs | TRUE
115 | LV_4271-9_0_3_line_115 |  | 106 | 107 | 0.018106 | 0.125 | 0.08 | 261 | 0 | 0.364 | 1 | 1 | cs | TRUE
116 | LV_4271-9_0_3_line_116 |  | 107 | 108 | 0.0082287 | 0.125 | 0.08 | 261 | 0 | 0.364 | 1 | 1 | cs | TRUE
117 | LV_4271-9_0_3_line_117 |  | 108 | 110 | 0.014087 | 0.125 | 0.08 | 261 | 0 | 0.364 | 1 | 1 | cs | TRUE
118 | LV_4271-9_0_3_line_118 |  | 109 | 111 | 0.0071219 | 0.125 | 0.08 | 261 | 0 | 0.364 | 1 | 1 | cs | TRUE
119 | LV_4271-9_0_3_line_119 |  | 110 | 112 | 0.018176 | 0.125 | 0.08 | 261 | 0 | 0.364 | 1 | 1 | cs | TRUE
120 | LV_4271-9_0_3_line_120 |  | 111 | 113 | 0.016721 | 0.125 | 0.08 | 261 | 0 | 0.364 | 1 | 1 | cs | TRUE
121 | LV_4271-9_0_3_line_121 |  | 113 | 171 | 0.046376 | 0.125 | 0.08 | 261 | 0 | 0.364 | 1 | 1 | cs | TRUE
122 | LV_4271-9_0_3_line_122 |  | 114 | 115 | 0.0079532 | 0.125 | 0.08 | 261 | 0 | 0.364 | 1 | 1 | cs | TRUE
123 | LV_4271-9_0_3_line_123 |  | 114 | 116 | 0.0067781 | 0.125 | 0.08 | 261 | 0 | 0.364 | 1 | 1 | cs | TRUE
124 | LV_4271-9_0_3_line_124 |  | 116 | 117 | 0.01652 | 0.125 | 0.08 | 261 | 0 | 0.364 | 1 | 1 | cs | TRUE
125 | LV_4271-9_0_3_line_125 |  | 117 | 118 | 0.022626 | 0.125 | 0.08 | 261 | 0 | 0.364 | 1 | 1 | cs | TRUE
126 | LV_4271-9_0_3_line_126 |  | 117 | 119 | 0.017262 | 0.125 | 0.08 | 261 | 0 | 0.364 | 1 | 1 | cs | TRUE
127 | LV_4271-9_0_3_line_127 |  | 118 | 121 | 0.023831 | 0.125 | 0.08 | 261 | 0 | 0.364 | 1 | 1 | cs | TRUE
128 | LV_4271-9_0_3_line_128 |  | 119 | 122 | 0.031478 | 0.125 | 0.08 | 261 | 0 | 0.364 | 1 | 1 | cs | TRUE
129 | LV_4271-9_0_3_line_129 |  | 119 | 123 | 0.017816 | 0.125 | 0.08 | 261 | 0 | 0.364 | 1 | 1 | cs | TRUE
130 | LV_4271-9_0_3_line_130 |  | 120 | 131 | 0.020146 | 0.125 | 0.08 | 261 | 0 | 0.364 | 1 | 1 | cs | TRUE
131 | LV_4271-9_0_3_line_131 |  | 121 | 158 | 0.0088874 | 0.125 | 0.08 | 261 | 0 | 0.364 | 1 | 1 | cs | TRUE
132 | LV_4271-9_0_3_line_132 |  | 122 | 148 | 0.018752 | 0.125 | 0.08 | 261 | 0 | 0.364 | 1 | 1 | cs | TRUE
133 | LV_4271-9_0_3_line_133 |  | 123 | 163 | 0.0048253 | 0.125 | 0.08 | 261 | 0 | 0.364 | 1 | 1 | cs | TRUE
134 | LV_4271-9_0_3_line_134 |  | 124 | 125 | 0.0039601 | 0.125 | 0.08 | 261 | 0 | 0.364 | 1 | 1 | cs | TRUE
135 | LV_4271-9_0_3_line_135 |  | 124 | 126 | 0.019519 | 0.125 | 0.08 | 261 | 0 | 0.364 | 1 | 1 | cs | TRUE
136 | LV_4271-9_0_3_line_136 |  | 125 | 127 | 0.022507 | 0.125 | 0.08 | 261 | 0 | 0.364 | 1 | 1 | cs | TRUE
137 | LV_4271-9_0_3_line_137 |  | 126 | 128 | 0.0029969 | 0.125 | 0.08 | 261 | 0 | 0.364 | 1 | 1 | cs | TRUE
138 | LV_4271-9_0_3_line_138 |  | 128 | 129 | 0.018568 | 0.125 | 0.08 | 261 | 0 | 0.364 | 1 | 1 | cs | TRUE
139 | LV_4271-9_0_3_line_139 |  | 129 | 130 | 0.0065305 | 0.125 | 0.08 | 261 | 0 | 0.364 | 1 | 1 | cs | TRUE
140 | LV_4271-9_0_3_line_140 |  | 130 | 154 | 0.0026282 | 0.125 | 0.08 | 261 | 0 | 0.364 | 1 | 1 | cs | TRUE
141 | LV_4271-9_0_3_line_141 |  | 131 | 132 | 0.015791 | 0.125 | 0.08 | 261 | 0 | 0.364 | 1 | 1 | cs | TRUE
142 | LV_4271-9_0_3_line_142 |  | 132 | 133 | 0.009284 | 0.125 | 0.08 | 261 | 0 | 0.364 | 1 | 1 | cs | TRUE
143 | LV_4271-9_0_3_line_143 |  | 133 | 162 | 0.026113 | 0.125 | 0.08 | 261 | 0 | 0.364 | 1 | 1 | cs | TRUE
144 | LV_4271-9_0_3_line_144 |  | 133 | 165 | 0.01478 | 0.125 | 0.08 | 261 | 0 | 0.364 | 1 | 1 | cs | TRUE
145 | LV_4271-9_0_3_line_145 |  | 134 | 135 | 0.0061249 | 0.125 | 0.08 | 261 | 0 | 0.364 | 1 | 1 | cs | TRUE
146 | LV_4271-9_0_3_line_146 |  | 134 | 136 | 0.011509 | 0.125 | 0.08 | 261 | 0 | 0.364 | 1 | 1 | cs | TRUE
147 | LV_4271-9_0_3_line_147 |  | 135 | 137 | 0.01174 | 0.125 | 0.08 | 261 | 0 | 0.364 | 1 | 1 | cs | TRUE
148 | LV_4271-9_0_3_line_148 |  | 136 | 138 | 0.0098532 | 0.125 | 0.08 | 261 | 0 | 0.364 | 1 | 1 | cs | TRUE
149 | LV_4271-9_0_3_line_149 |  | 137 | 139 | 0.0074366 | 0.125 | 0.08 | 261 | 0 | 0.364 | 1 | 1 | cs | TRUE
150 | LV_4271-9_0_3_line_150 |  | 138 | 140 | 0.021216 | 0.125 | 0.08 | 261 | 0 | 0.364 | 1 | 1 | cs | TRUE
151 | LV_4271-9_0_3_line_151 |  | 140 | 141 | 0.010753 | 0.125 | 0.08 | 261 | 0 | 0.364 | 1 | 1 | cs | TRUE
152 | LV_4271-9_0_3_line_152 |  | 141 | 160 | 0.01748 | 0.125 | 0.08 | 261 | 0 | 0.364 | 1 | 1 | cs | TRUE
153 | LV_4271-9_0_3_line_153 |  | 142 | 143 | 0.041999 | 0.125 | 0.08 | 261 | 0 | 0.364 | 1 | 1 | cs | TRUE
154 | LV_4271-9_0_3_line_154 |  | 142 | 144 | 0.031061 | 0.125 | 0.08 | 261 | 0 | 0.364 | 1 | 1 | cs | TRUE
155 | LV_4271-9_0_3_line_155 |  | 143 | 145 | 0.0062108 | 0.125 | 0.08 | 261 | 0 | 0.364 | 1 | 1 | cs | TRUE
156 | LV_4271-9_0_3_line_156 |  | 144 | 146 | 0.016564 | 0.125 | 0.08 | 261 | 0 | 0.364 | 1 | 1 | cs | TRUE
157 | LV_4271-9_0_3_line_157 |  | 145 | 147 | 0.010569 | 0.125 | 0.08 | 261 | 0 | 0.364 | 1 | 1 | cs | TRUE
158 | LV_4271-9_0_3_line_158 |  | 146 | 148 | 0.0052108 | 0.125 | 0.08 | 261 | 0 | 0.364 | 1 | 1 | cs | TRUE
159 | LV_4271-9_0_3_line_159 |  | 147 | 149 | 0.0041778 | 0.125 | 0.08 | 261 | 0 | 0.364 | 1 | 1 | cs | TRUE
160 | LV_4271-9_0_3_line_160 |  | 149 | 150 | 0.0058989 | 0.125 | 0.08 | 261 | 0 | 0.364 | 1 | 1 | cs | TRUE
161 | LV_4271-9_0_3_line_161 |  | 152 | 153 | 0.015119 | 0.125 | 0.08 | 261 | 0 | 0.364 | 1 | 1 | cs | TRUE
162 | LV_4271-9_0_3_line_162 |  | 152 | 154 | 0.016297 | 0.125 | 0.08 | 261 | 0 | 0.364 | 1 | 1 | cs | TRUE
163 | LV_4271-9_0_3_line_163 |  | 153 | 155 | 0.0025392 | 0.125 | 0.08 | 261 | 0 | 0.364 | 1 | 1 | cs | TRUE
164 | LV_4271-9_0_3_line_164 |  | 155 | 156 | 0.019344 | 0.125 | 0.08 | 261 | 0 | 0.364 | 1 | 1 | cs | TRUE
165 | LV_4271-9_0_3_line_165 |  | 156 | 157 | 0.010148 | 0.125 | 0.08 | 261 | 0 | 0.364 | 1 | 1 | cs | TRUE
166 | LV_4271-9_0_3_line_166 |  | 157 | 174 | 0.013056 | 0.125 | 0.08 | 261 | 0 | 0.364 | 1 | 1 | cs | TRUE
167 | LV_4271-9_0_3_line_167 |  | 158 | 159 | 0.022666 | 0.125 | 0.08 | 261 | 0 | 0.364 | 1 | 1 | cs | TRUE
168 | LV_4271-9_0_3_line_168 |  | 160 | 162 | 0.0024771 | 0.125 | 0.08 | 261 | 0 | 0.364 | 1 | 1 | cs | TRUE
169 | LV_4271-9_0_3_line_169 |  | 161 | 172 | 0.011924 | 0.125 | 0.08 | 261 | 0 | 0.364 | 1 | 3 | cs | TRUE
170 | LV_4271-9_0_3_line_170 |  | 163 | 164 | 0.01374 | 0.125 | 0.08 | 261 | 0 | 0.364 | 1 | 1 | cs | TRUE
171 | LV_4271-9_0_3_line_171 |  | 164 | 165 | 0.011046 | 0.125 | 0.08 | 261 | 0 | 0.364 | 1 | 1 | cs | TRUE
172 | LV_4271-9_0_3_line_172 |  | 166 | 167 | 0.011953 | 0.125 | 0.08 | 261 | 0 | 0.364 | 1 | 1 | cs | TRUE
173 | LV_4271-9_0_3_line_173 |  | 167 | 168 | 0.021222 | 0.125 | 0.08 | 261 | 0 | 0.364 | 1 | 1 | cs | TRUE
174 | LV_4271-9_0_3_line_174 |  | 168 | 169 | 0.013951 | 0.125 | 0.08 | 261 | 0 | 0.364 | 1 | 1 | cs | TRUE
175 | LV_4271-9_0_3_line_175 |  | 169 | 170 | 0.0079537 | 0.125 | 0.08 | 261 | 0 | 0.364 | 1 | 1 | cs | TRUE
176 | LV_4271-9_0_3_line_176 |  | 170 | 183 | 0.024598 | 0.125 | 0.08 | 261 | 0 | 0.364 | 1 | 1 | cs | TRUE
177 | LV_4271-9_0_3_line_177 |  | 171 | 172 | 0.0070117 | 0.125 | 0.08 | 261 | 0 | 0.364 | 1 | 1 | cs | TRUE
178 | LV_4271-9_0_3_line_178 |  | 172 | 175 | 0.0087623 | 0.125 | 0.08 | 261 | 0 | 0.364 | 1 | 3 | cs | TRUE
179 | LV_4271-9_0_3_line_179 |  | 174 | 180 | 0.019469 | 0.125 | 0.08 | 261 | 0 | 0.364 | 1 | 1 | cs | TRUE
180 | LV_4271-9_0_3_line_180 |  | 176 | 177 | 0.001236 | 0.125 | 0.08 | 261 | 0 | 0.364 | 1 | 1 | cs | TRUE
181 | LV_4271-9_0_3_line_181 |  | 178 | 179 | 0.0016546 | 0.125 | 0.08 | 261 | 0 | 0.364 | 1 | 1 | cs | TRUE
182 | LV_4271-9_0_3_line_182 |  | 179 | 180 | 0.017649 | 0.125 | 0.08 | 261 | 0 | 0.364 | 1 | 1 | cs | TRUE
183 | LV_4271-9_0_3_line_183 |  | 181 | 182 | 0.030083 | 0.125 | 0.08 | 261 | 0 | 0.364 | 1 | 1 | cs | TRUE
184 | LV_4271-9_0_3_line_184 |  | 182 | 183 | 0.050934 | 0.125 | 0.08 | 261 | 0 | 0.364 | 1 | 1 | cs | TRUE
185 | LV_4271-9_0_3_line_185 |  | 183 | 184 | 0.016615 | 0.125 | 0.08 | 261 | 0 | 0.364 | 1 | 1 | cs | TRUE
186 | LV_4271-9_0_3_line_186 |  | 184 | 185 | 0.018872 | 0.125 | 0.08 | 261 | 0 | 0.364 | 1 | 1 | cs | TRUE
187 | LV_4271-9_0_3_line_187 |  | 186 | 187 | 0.0063317 | 0.125 | 0.08 | 261 | 0 | 0.364 | 1 | 1 | cs | TRUE
188 | LV_4271-9_0_3_line_188 |  | 188 | 189 | 0.013278 | 0.125 | 0.08 | 261 | 0 | 0.364 | 1 | 1 | cs | TRUE
189 | LV_4271-9_0_3_line_189 |  | 188 | 190 | 0.013245 | 0.125 | 0.08 | 261 | 0 | 0.364 | 1 | 1 | cs | TRUE
190 | LV_4271-9_0_3_line_190 |  | 189 | 191 | 0.049066 | 0.125 | 0.08 | 261 | 0 | 0.364 | 1 | 1 | cs | TRUE
191 | LV_4271-9_0_3_line_191 |  | 190 | 192 | 0.0033593 | 0.125 | 0.08 | 261 | 0 | 0.364 | 1 | 1 | cs | TRUE
192 | LV_4271-9_0_3_line_192 |  | 191 | 193 | 0.015102 | 0.125 | 0.08 | 261 | 0 | 0.364 | 1 | 1 | cs | TRUE
193 | LV_4271-9_0_3_line_193 |  | 192 | 194 | 0.023862 | 0.125 | 0.08 | 261 | 0 | 0.364 | 1 | 1 | cs | TRUE

## trafo
| name | std_type | hv_bus | lv_bus | sn_mva | vn_hv_kv | vn_lv_kv | vk_percent | vkr_percent | pfe_kw | i0_percent | shift_degree | tap_side | tap_neutral | tap_min | tap_max | tap_step_percent | tap_step_degree | tap_pos | tap_phase_shifter | parallel | df | in_service
0 | LV_4271-9_0_3_trafo_33 | 0.63 MVA 20/0.4 kV | 195 | 51 | 0.63 | 20 | 0.4 | 6 | 1.206 | 1.65 | 0.2619 | 150 | hv | 0 | -2 | 2 | 2.5 | 0 | 0 | FALSE | 1 | 1 | TRUE

## line_geodata
| x0 | y0 | x1 | y1 | x2 | y2 | x3 | y3 | x4 | y4 | x5 | y5 | x6 | y6
0 | 2635400.9511 | 1241393.3084 | 2635393.3233 | 1241396.4602 | 2635390.998 | 1241400.1617
1 | 2635400.9511 | 1241393.3084 | 2635405.0985 | 1241309.5191
2 | 2635357.6465 | 1241422.0086 | 2635382.9203 | 1241413.0199 | 2635390.998 | 1241400.1617
3 | 2635330.5544 | 1241310.0184 | 2635405.0985 | 1241309.5191
4 | 2635357.6465 | 1241422.0086 | 2635337.5295 | 1241429.5827
5 | 2635580.4734 | 1241362.3543 | 2635570.6627 | 1241374.516 | 2635564.8166 | 1241383.7203 | 2635563.9735 | 1241390.6752
6 | 2635594.9038 | 1241420.624 | 2635586.2726 | 1241412.6561 | 2635567.7205 | 1241397.4575 | 2635563.9735 | 1241390.6752 | 2635563.9735 | 1241390.6752
7 | 2635304.5693 | 1241308.3007 | 2635312.73 | 1241305.4114 | 2635316.3442 | 1241311.7035 | 2635320.3954 | 1241313.1396 | 2635330.5544 | 1241310.0184
8 | 2635346.0395 | 1241440.1845 | 2635337.5295 | 1241429.5827
9 | 2635291.3275 | 1241312.9891 | 2635304.5693 | 1241308.3007
10 | 2635346.0395 | 1241440.1845 | 2635338.3421 | 1241449.289 | 2635324.3998 | 1241457.2001 | 2635305.3333 | 1241459.7773 | 2635288.5723 | 1241457.3207 | 2635274.3545 | 1241459.4376
11 | 2635274.3545 | 1241459.4376 | 2635284.9098 | 1241468.0836 | 2635299.6919 | 1241477.8665 | 2635316.042 | 1241485.4869
12 | 2635274.3545 | 1241459.4376 | 2635267.5684 | 1241453.8827 | 2635257.2954 | 1241444.7937 | 2635250.4178 | 1241435.5358 | 2635239.7539 | 1241420.9633 | 2635229.0665 | 1241432.0181
13 | 2635291.3275 | 1241312.9891 | 2635294.5734 | 1241321.4471
14 | 2635594.9038 | 1241420.624 | 2635580.8126 | 1241431.8579 | 2635560.1346 | 1241443.4527 | 2635541.9199 | 1241450.2036 | 2635525.3819 | 1241454.7076 | 2635517.2968 | 1241455.293 | 2635503.9643 | 1241456.2496
15 | 2635480.3407 | 1241523.6827 | 2635503.9643 | 1241456.2496
16 | 2635594.9038 | 1241420.624 | 2635604.1636 | 1241424.6043 | 2635630.3834 | 1241447.0313 | 2635643.0916 | 1241463.4291
17 | 2635456.8292 | 1241513.6821 | 2635480.3407 | 1241523.6827
18 | 2635643.0916 | 1241463.4291 | 2635651.8442 | 1241486.4075 | 2635655.3857 | 1241498.4253
19 | 2635643.0916 | 1241463.4291 | 2635689.1943 | 1241436.6998 | 2635713.3053 | 1241421.4866
20 | 2635447.403 | 1241503.7067 | 2635447.0789 | 1241507.3404 | 2635451.3641 | 1241511.3575 | 2635456.8292 | 1241513.6821
21 | 2635643.9642 | 1241549.8119 | 2635623.5917 | 1241530.6886 | 2635648.9653 | 1241510.1054 | 2635655.3857 | 1241498.4253
22 | 2635655.3857 | 1241498.4253 | 2635667.9015 | 1241495.8107
23 | 2635759.1308 | 1241415.8223 | 2635749.1836 | 1241395.156 | 2635745.7333 | 1241395.6355 | 2635724.156 | 1241414.6402 | 2635713.3053 | 1241421.4866
24 | 2635605.46 | 1241608.1074 | 2635584.7728 | 1241582.2224 | 2635569.7452 | 1241569.4721
25 | 2635605.46 | 1241608.1074 | 2635584.8217 | 1241642.1834 | 2635578.3259 | 1241655.1306 | 2635566.7655 | 1241678.1645
26 | 2635605.46 | 1241608.1074 | 2635646.1819 | 1241551.8932
27 | 2635643.9642 | 1241549.8119 | 2635667.5024 | 1241531.5992
28 | 2635646.1819 | 1241551.8932 | 2635643.9642 | 1241549.8119
29 | 2635691.2778 | 1241482.9966 | 2635674.1655 | 1241494.5022 | 2635667.9015 | 1241495.8107
30 | 2635759.307 | 1241416.1884 | 2635759.1308 | 1241415.8223
31 | 2635376.1861 | 1241507.9073 | 2635360.3609 | 1241505.745 | 2635335.8643 | 1241494.7256 | 2635316.042 | 1241485.4869
32 | 2635229.0665 | 1241432.0181 | 2635216.4682 | 1241442.7725
33 | 2635376.1861 | 1241507.9073 | 2635372.1559 | 1241516.9224 | 2635338.5685 | 1241531.9544
34 | 2635434.6079 | 1241503.0522 | 2635420.647 | 1241501.4013 | 2635394.1962 | 1241498.6308 | 2635384.3664 | 1241501.4852 | 2635376.1861 | 1241507.9073
35 | 2635338.5685 | 1241531.9544 | 2635325.4516 | 1241529.486 | 2635314.5294 | 1241527.0963
36 | 2635338.5685 | 1241531.9544 | 2635346.8602 | 1241557.5979 | 2635350.7856 | 1241583.9715 | 2635350.1556 | 1241589.11
37 | 2635434.6079 | 1241503.0522 | 2635433.4144 | 1241511.7618
38 | 2635434.6079 | 1241503.0522 | 2635447.403 | 1241503.7067
39 | 2635294.5734 | 1241321.4471 | 2635301.7803 | 1241340.1908
40 | 2635102.3925 | 1241582.6761 | 2635091.3049 | 1241566.5575
41 | 2635102.3925 | 1241582.6761 | 2635112.4407 | 1241602.6162
42 | 2635176.7191 | 1241646.7678 | 2635112.4407 | 1241602.6162
43 | 2635176.7191 | 1241646.7678 | 2635176.7191 | 1241646.7678 | 2635187.8943 | 1241624.5507
44 | 2635198.6187 | 1241603.2297 | 2635187.8943 | 1241624.5507
45 | 2635174.9826 | 1241659.1543 | 2635176.7191 | 1241646.7678
46 | 2635199.4239 | 1241601.6288 | 2635198.6187 | 1241603.2297
47 | 2635174.9826 | 1241659.1543 | 2635189.292 | 1241663.1749 | 2635196.5682 | 1241657.8287
48 | 2635174.9826 | 1241659.1543 | 2635175.2803 | 1241670.9552
49 | 2635292.1256 | 1241522.1944 | 2635314.5294 | 1241527.0963
50 | 2635425.2755 | 1241524.6453 | 2635433.4144 | 1241511.7618
51 | 2635292.1256 | 1241522.1944 | 2635283.0819 | 1241536.5388 | 2635275.8674 | 1241544.8475
52 | 2635292.1256 | 1241522.1944 | 2635267.4925 | 1241518.8572 | 2635243.6163 | 1241504.5
53 | 2635421.0137 | 1241531.3913 | 2635425.2755 | 1241524.6453
54 | 2635403.1996 | 1241559.5901 | 2635421.0137 | 1241531.3913
55 | 2635403.1996 | 1241559.5901 | 2635414.8931 | 1241565.8734
56 | 2635389.4156 | 1241585.3579 | 2635390.4629 | 1241579.6049 | 2635393.7502 | 1241573.465 | 2635403.1996 | 1241559.5901
57 | 2635414.8931 | 1241565.8734 | 2635417.037 | 1241567.0255
58 | 2635417.037 | 1241567.0255 | 2635434.0438 | 1241576.1638
59 | 2635441.3226 | 1241580.0749 | 2635434.0438 | 1241576.1638
60 | 2635389.7898 | 1241663.3768 | 2635317.2986 | 1241705.4947
61 | 2635295.2631 | 1241696.4358 | 2635302.7597 | 1241696.8695 | 2635317.2986 | 1241705.4947
62 | 2635317.2986 | 1241705.4947 | 2635322.3834 | 1241708.5158 | 2635358.22 | 1241735.8242 | 2635361.2441 | 1241740.1044
63 | 2635288.0325 | 1241698.3051 | 2635295.2631 | 1241696.4358
64 | 2635295.2631 | 1241696.4358 | 2635298.7486 | 1241712.8892 | 2635298.9022 | 1241718.0175
65 | 2635372.4339 | 1241755.9423 | 2635361.2441 | 1241740.1044
66 | 2635255.7124 | 1241600.6619 | 2635257.6753 | 1241584.5521 | 2635259.6335 | 1241573.0675 | 2635263.8561 | 1241562.1633 | 2635267.4804 | 1241555.2804 | 2635269.6163 | 1241552.0466 | 2635275.8674 | 1241544.8475
67 | 2635288.0325 | 1241698.3051 | 2635280.0687 | 1241685.3942
68 | 2635288.0325 | 1241698.3051 | 2635279.5386 | 1241718.0851
69 | 2635299.5865 | 1241741.6946 | 2635299.5938 | 1241741.1124 | 2635298.9022 | 1241718.0175
70 | 2635372.4339 | 1241755.9423 | 2635377.0837 | 1241762.5235
71 | 2635700.1988 | 1241509.0421 | 2635690.6572 | 1241515.4326
72 | 2635700.1988 | 1241509.0421 | 2635700.8353 | 1241508.6158 | 2635708.0184 | 1241504.3551
73 | 2635690.6572 | 1241515.4326 | 2635683.8954 | 1241519.9613
74 | 2635719.5515 | 1241497.5141 | 2635708.0184 | 1241504.3551
75 | 2635670.6765 | 1241529.1433 | 2635673.836 | 1241526.6986 | 2635683.8954 | 1241519.9613
76 | 2635719.5515 | 1241497.5141 | 2635724.6734 | 1241494.4761
77 | 2635646.1819 | 1241551.8932 | 2635648.6176 | 1241554.176 | 2635667.4846 | 1241567.1642 | 2635676.5386 | 1241570.1315 | 2635686.7693 | 1241569.7594 | 2635715.1889 | 1241555.5877 | 2635735.172 | 1241548.363
78 | 2635670.6765 | 1241529.1433 | 2635667.5024 | 1241531.5992
79 | 2635740.1562 | 1241485.2923 | 2635724.6734 | 1241494.4761
80 | 2635740.1562 | 1241485.2923 | 2635745.9766 | 1241481.8399
81 | 2635763.319 | 1241471.5531 | 2635745.9766 | 1241481.8399
82 | 2635770.5539 | 1241538.3584 | 2635747.7066 | 1241543.8312 | 2635735.172 | 1241548.363
83 | 2635770.5539 | 1241538.3584 | 2635802.1792 | 1241530.7829
84 | 2635802.1792 | 1241530.7829 | 2635869.2395 | 1241767.8405
85 | 2635869.2395 | 1241767.8405 | 2635882.058 | 1241775.0283
86 | 2635691.2778 | 1241482.9966 | 2635706.0571 | 1241473.0596
87 | 2635772.1062 | 1241442.78 | 2635759.307 | 1241416.1884
88 | 2635255.7124 | 1241600.6619 | 2635247.8733 | 1241582.7973
89 | 2635255.7124 | 1241600.6619 | 2635254.7465 | 1241613.5142
90 | 2635247.8733 | 1241582.7973 | 2635243.4201 | 1241572.6488 | 2635241.2819 | 1241566.905
91 | 2635252.8814 | 1241638.3111 | 2635254.6207 | 1241615.1869 | 2635254.7465 | 1241613.5142
92 | 2635188.6782 | 1241828.0103 | 2635185.312 | 1241809.245 | 2635191.4458 | 1241805.7278
93 | 2635191.4458 | 1241805.7278 | 2635195.1957 | 1241803.5776 | 2635203.8411 | 1241801.5516
94 | 2635180.3146 | 1241748.0873 | 2635179.6887 | 1241741.2114
95 | 2635180.3146 | 1241748.0873 | 2635184.4928 | 1241749.7464 | 2635191.0188 | 1241749.3903
96 | 2635178.6161 | 1241729.427 | 2635179.6887 | 1241741.2114
97 | 2635206.6047 | 1241749.6474 | 2635203.4206 | 1241748.7134 | 2635191.0188 | 1241749.3903
98 | 2635461.9986 | 1241903.8924 | 2635448.9675 | 1241907.7862 | 2635448.9675 | 1241907.7862
99 | 2635444.9833 | 1241904.0489 | 2635444.9833 | 1241904.0489 | 2635448.9675 | 1241907.7862
100 | 2635465.3793 | 1241902.8823 | 2635461.9986 | 1241903.8924
101 | 2635444.9833 | 1241904.0489 | 2635442.9431 | 1241877.3716
102 | 2635465.3793 | 1241902.8823 | 2635483.935 | 1241897.3378
103 | 2635442.9431 | 1241877.3716 | 2635442.4355 | 1241870.7344
104 | 2635483.935 | 1241897.3378 | 2635488.6672 | 1241895.9238
105 | 2635440.9169 | 1241850.8783 | 2635442.4355 | 1241870.7344
106 | 2635491.0654 | 1241895.2072 | 2635488.6672 | 1241895.9238
107 | 2635440.9169 | 1241850.8783 | 2635440.5368 | 1241845.9079
108 | 2635299.586 | 1241741.7349 | 2635299.5865 | 1241741.6946
109 | 2635299.586 | 1241741.7349 | 2635299.3365 | 1241761.4555
110 | 2635299.3365 | 1241761.4555 | 2635299.3062 | 1241763.8448
111 | 2635273.9212 | 1241678.7755 | 2635279.5042 | 1241684.479 | 2635280.0687 | 1241685.3942
112 | 2635299.4773 | 1241771.9059 | 2635299.2089 | 1241771.5407 | 2635299.3062 | 1241763.8448
113 | 2635273.9212 | 1241678.7755 | 2635256.7136 | 1241661.2288 | 2635255.2423 | 1241658.4392
114 | 2635273.9212 | 1241678.7755 | 2635265.0317 | 1241681.191 | 2635257.7261 | 1241682.971 | 2635255.5246 | 1241684.0523
115 | 2635175.2803 | 1241670.9552 | 2635175.7368 | 1241689.0558
116 | 2635175.9443 | 1241697.2819 | 2635175.7368 | 1241689.0558
117 | 2635176.9686 | 1241711.3258 | 2635176.0417 | 1241701.143 | 2635175.9443 | 1241697.2819
118 | 2635196.5682 | 1241657.8287 | 2635202.3074 | 1241653.6117
119 | 2635176.9686 | 1241711.3258 | 2635178.6161 | 1241729.427
120 | 2635214.9302 | 1241642.7065 | 2635208.1905 | 1241649.2891 | 2635202.3074 | 1241653.6117
121 | 2635214.9302 | 1241642.7065 | 2635231.9067 | 1241626.1259 | 2635236.8758 | 1241628.2901 | 2635247.7698 | 1241641.6337
122 | 2635202.5996 | 1241856.1942 | 2635205.3499 | 1241859.3847 | 2635208.0643 | 1241861.9588
123 | 2635212.9826 | 1241866.6229 | 2635208.0643 | 1241861.9588
124 | 2635224.9698 | 1241877.9906 | 2635212.9826 | 1241866.6229
125 | 2635211.5043 | 1241896.2003 | 2635224.9698 | 1241877.9906
126 | 2635232.7718 | 1241862.5826 | 2635224.9698 | 1241877.9906
127 | 2635211.5043 | 1241896.2003 | 2635234.5113 | 1241902.4118
128 | 2635232.7718 | 1241862.5826 | 2635260.2501 | 1241877.9377
129 | 2635232.7718 | 1241862.5826 | 2635238.5792 | 1241845.7395
130 | 2635203.8411 | 1241801.5516 | 2635223.4554 | 1241796.9549
131 | 2635242.1105 | 1241906.4081 | 2635239.5049 | 1241903.76 | 2635234.5113 | 1241902.4118
132 | 2635276.6198 | 1241887.0852 | 2635260.2501 | 1241877.9377
133 | 2635239.0455 | 1241840.9369 | 2635238.5792 | 1241845.7395 | 2635238.5792 | 1241845.7395
134 | 2635315.1517 | 1241793.2326 | 2635312.8064 | 1241790.0417
135 | 2635315.1517 | 1241793.2326 | 2635326.711 | 1241808.9603
136 | 2635312.8064 | 1241790.0417 | 2635299.4773 | 1241771.9059
137 | 2635328.4858 | 1241811.3752 | 2635326.711 | 1241808.9603
138 | 2635339.4819 | 1241826.3367 | 2635328.4858 | 1241811.3752
139 | 2635339.4819 | 1241826.3367 | 2635343.3494 | 1241831.5989
140 | 2635343.3494 | 1241831.5989 | 2635344.727 | 1241833.4732 | 2635344.6517 | 1241833.7658
141 | 2635238.8296 | 1241793.3519 | 2635223.4554 | 1241796.9549
142 | 2635243.135 | 1241801.5827 | 2635238.8296 | 1241793.3519
143 | 2635243.135 | 1241801.5827 | 2635252.7258 | 1241780.3148 | 2635253.8887 | 1241777.7864
144 | 2635243.135 | 1241801.5827 | 2635241.5682 | 1241816.2799
145 | 2635255.9936 | 1241703.051 | 2635256.5234 | 1241709.1529
146 | 2635257.519 | 1241720.6187 | 2635256.5234 | 1241709.1529
147 | 2635255.9936 | 1241703.051 | 2635254.978 | 1241691.3549
148 | 2635257.519 | 1241720.6187 | 2635258.3713 | 1241730.4349
149 | 2635254.978 | 1241691.3549 | 2635254.652 | 1241687.6002 | 2635255.4894 | 1241684.0695 | 2635255.5246 | 1241684.0523
150 | 2635266.0167 | 1241749.574 | 2635261.8635 | 1241744.9797 | 2635258.7348 | 1241734.6212 | 2635258.3713 | 1241730.4349
151 | 2635266.0167 | 1241749.574 | 2635261.7917 | 1241759.462
152 | 2635254.9238 | 1241775.5359 | 2635261.7917 | 1241759.462
153 | 2635325.7068 | 1241901.6406 | 2635346.8649 | 1241899.7506 | 2635353.4179 | 1241897.3881 | 2635356.2327 | 1241893.1243 | 2635356.668 | 1241888.5795 | 2635356.0651 | 1241884.5077
154 | 2635295.6285 | 1241897.7074 | 2635299.4366 | 1241899.8354 | 2635311.7403 | 1241902.8883 | 2635325.7068 | 1241901.6406
155 | 2635357.0299 | 1241878.5753 | 2635357.0299 | 1241878.5753 | 2635355.6942 | 1241882.0029 | 2635356.0651 | 1241884.5077
156 | 2635295.6285 | 1241897.7074 | 2635281.1686 | 1241889.6271
157 | 2635357.0299 | 1241878.5753 | 2635359.476 | 1241876.5663 | 2635366.6991 | 1241874.9424
158 | 2635276.6198 | 1241887.0852 | 2635281.1686 | 1241889.6271
159 | 2635366.6991 | 1241874.9424 | 2635370.7751 | 1241874.026
160 | 2635376.5303 | 1241872.732 | 2635370.7751 | 1241874.026
161 | 2635333.0496 | 1241844.3428 | 2635323.1974 | 1241851.2899 | 2635320.4241 | 1241852.5927
162 | 2635333.0496 | 1241844.3428 | 2635343.899 | 1241836.6925 | 2635344.6517 | 1241833.7658
163 | 2635318.1259 | 1241853.6724 | 2635318.1259 | 1241853.6724 | 2635320.4241 | 1241852.5927
164 | 2635318.1259 | 1241853.6724 | 2635310.4445 | 1241853.8269 | 2635302.5783 | 1241850.7559 | 2635299.8568 | 1241849.0411
165 | 2635291.2708 | 1241843.631 | 2635299.8568 | 1241849.0411
166 | 2635280.2244 | 1241836.6706 | 2635291.2708 | 1241843.631
167 | 2635248.1347 | 1241927.204 | 2635246.4705 | 1241910.8392 | 2635242.1105 | 1241906.4081
168 | 2635254.9238 | 1241775.5359 | 2635253.8887 | 1241777.7864
169 | 2635252.2242 | 1241647.0487 | 2635253.4842 | 1241655.1058 | 2635255.2423 | 1241658.4392
170 | 2635239.0455 | 1241840.9369 | 2635240.1251 | 1241829.8163 | 2635240.3973 | 1241827.2632
171 | 2635241.5682 | 1241816.2799 | 2635240.3973 | 1241827.2632
172 | 2635383.9809 | 1241772.2858 | 2635377.0837 | 1241762.5235
173 | 2635396.2267 | 1241789.6182 | 2635383.9809 | 1241772.2858
174 | 2635396.2267 | 1241789.6182 | 2635396.2267 | 1241789.6182 | 2635408.6931 | 1241795.8815
175 | 2635415.8003 | 1241799.4523 | 2635408.6931 | 1241795.8815
176 | 2635437.8308 | 1241810.524 | 2635415.8003 | 1241799.4523
177 | 2635252.2242 | 1241647.0487 | 2635248.0585 | 1241641.9874 | 2635247.7698 | 1241641.6337
178 | 2635252.2242 | 1241647.0487 | 2635252.8814 | 1241638.3111
179 | 2635280.2244 | 1241836.6706 | 2635277.4087 | 1241834.8963 | 2635272.3923 | 1241828.0065 | 2635270.55 | 1241820.6145
180 | 2635206.6047 | 1241749.6474 | 2635207.7907 | 1241749.9953
181 | 2635266.2819 | 1241803.4895 | 2635265.8818 | 1241801.8841
182 | 2635270.55 | 1241820.6145 | 2635266.2819 | 1241803.4895
183 | 2635511.5716 | 1241844.0268 | 2635483.9646 | 1241832.0745
184 | 2635437.8308 | 1241810.524 | 2635464.0306 | 1241823.4442 | 2635483.9646 | 1241832.0745
185 | 2635437.8308 | 1241810.524 | 2635439.0978 | 1241827.0911
186 | 2635440.5368 | 1241845.9079 | 2635439.0978 | 1241827.0911
187 | 2635239.0729 | 1241560.9711 | 2635241.2819 | 1241566.905
188 | 2635441.3226 | 1241580.0749 | 2635435.5521 | 1241592.0332
189 | 2635441.3226 | 1241580.0749 | 2635453.1973 | 1241585.9431
190 | 2635435.5521 | 1241592.0332 | 2635420.6404 | 1241622.9346 | 2635433.7014 | 1241629.7983
191 | 2635453.1973 | 1241585.9431 | 2635456.2089 | 1241587.4314
192 | 2635447.0696 | 1241636.8233 | 2635433.7014 | 1241629.7983
193 | 2635477.601 | 1241598.0029 | 2635456.2089 | 1241587.4314

## bus_geodata
| x | y | coords
0 | 2635400.9511 | 1241393.3084
1 | 2635390.998 | 1241400.1617
2 | 2635405.0985 | 1241309.5191
3 | 2635357.6465 | 1241422.0086
4 | 2635580.4734 | 1241362.3543
5 | 2635563.9735 | 1241390.6752
6 | 2635330.5544 | 1241310.0184
7 | 2635337.5295 | 1241429.5827
8 | 2635304.5693 | 1241308.3007
9 | 2635346.0395 | 1241440.1845
10 | 2635274.3545 | 1241459.4376
11 | 2635291.3275 | 1241312.9891
12 | 2635503.9643 | 1241456.2496
13 | 2635594.9038 | 1241420.624
14 | 2635480.3407 | 1241523.6827
15 | 2635643.0916 | 1241463.4291
16 | 2635456.8292 | 1241513.6821
17 | 2635655.3857 | 1241498.4253
18 | 2635713.3053 | 1241421.4866
19 | 2635569.7452 | 1241569.4721
20 | 2635605.46 | 1241608.1074
21 | 2635643.9642 | 1241549.8119
22 | 2635667.9015 | 1241495.8107
23 | 2635759.1308 | 1241415.8223
24 | 2635316.042 | 1241485.4869
25 | 2635229.0665 | 1241432.0181
26 | 2635376.1861 | 1241507.9073
27 | 2635216.4682 | 1241442.7725
28 | 2635338.5685 | 1241531.9544
29 | 2635434.6079 | 1241503.0522
30 | 2635294.5734 | 1241321.4471
31 | 2635301.7803 | 1241340.1908
32 | 2635091.3049 | 1241566.5575
33 | 2635102.3925 | 1241582.6761
34 | 2635112.4407 | 1241602.6162
35 | 2635187.8943 | 1241624.5507
36 | 2635176.7191 | 1241646.7678
37 | 2635198.6187 | 1241603.2297
38 | 2635174.9826 | 1241659.1543
39 | 2635314.5294 | 1241527.0963
40 | 2635350.1556 | 1241589.11
41 | 2635433.4144 | 1241511.7618
42 | 2635447.403 | 1241503.7067
43 | 2635292.1256 | 1241522.1944
44 | 2635425.2755 | 1241524.6453
45 | 2635421.0137 | 1241531.3913
46 | 2635403.1996 | 1241559.5901
47 | 2635414.8931 | 1241565.8734
48 | 2635389.4156 | 1241585.3579
49 | 2635417.037 | 1241567.0255
50 | 2635434.0438 | 1241576.1637
51 | 2635389.7898 | 1241663.3768
52 | 2635317.2986 | 1241705.4947
53 | 2635295.2631 | 1241696.4358
54 | 2635361.2441 | 1241740.1044
55 | 2635275.8674 | 1241544.8475
56 | 2635243.6163 | 1241504.5
57 | 2635288.0325 | 1241698.3051
58 | 2635298.9022 | 1241718.0175
59 | 2635372.4339 | 1241755.9423
60 | 2635700.1988 | 1241509.0421
61 | 2635690.6572 | 1241515.4326
62 | 2635708.0185 | 1241504.3551
63 | 2635683.8954 | 1241519.9613
64 | 2635719.5515 | 1241497.5141
65 | 2635566.7655 | 1241678.1645
66 | 2635646.1819 | 1241551.8932
67 | 2635670.6765 | 1241529.1433
68 | 2635724.6734 | 1241494.4761
69 | 2635667.5024 | 1241531.5992
70 | 2635740.1562 | 1241485.2923
71 | 2635763.319 | 1241471.5531
72 | 2635745.9766 | 1241481.8399
73 | 2635770.5539 | 1241538.3584
74 | 2635735.172 | 1241548.363
75 | 2635802.1792 | 1241530.7829
76 | 2635869.2395 | 1241767.8405
77 | 2635882.058 | 1241775.0283
78 | 2635691.2778 | 1241482.9966
79 | 2635706.0571 | 1241473.0596
80 | 2635759.307 | 1241416.1884
81 | 2635772.1062 | 1241442.78
82 | 2635255.7124 | 1241600.6619
83 | 2635247.8733 | 1241582.7973
84 | 2635254.7465 | 1241613.5142
85 | 2635188.6782 | 1241828.0103
86 | 2635191.4458 | 1241805.7278
87 | 2635180.3146 | 1241748.0873
88 | 2635179.6887 | 1241741.2114
89 | 2635191.0188 | 1241749.3903
90 | 2635448.9675 | 1241907.7862
91 | 2635461.9986 | 1241903.8924
92 | 2635444.9833 | 1241904.0489
93 | 2635465.3793 | 1241902.8823
94 | 2635442.9431 | 1241877.3716
95 | 2635483.9351 | 1241897.3378
96 | 2635442.4355 | 1241870.7344
97 | 2635488.6672 | 1241895.9238
98 | 2635440.917 | 1241850.8783
99 | 2635299.5865 | 1241741.6946
100 | 2635299.586 | 1241741.7349
101 | 2635299.3365 | 1241761.4555
102 | 2635280.0687 | 1241685.3942
103 | 2635279.5386 | 1241718.0851
104 | 2635299.3062 | 1241763.8448
105 | 2635273.9212 | 1241678.7755
106 | 2635175.2803 | 1241670.9552
107 | 2635175.7368 | 1241689.0558
108 | 2635175.9443 | 1241697.2819
109 | 2635196.5682 | 1241657.8287
110 | 2635176.9686 | 1241711.3258
111 | 2635202.3074 | 1241653.6117
112 | 2635178.6161 | 1241729.427
113 | 2635214.9302 | 1241642.7065
114 | 2635208.0643 | 1241861.9588
115 | 2635202.5996 | 1241856.1942
116 | 2635212.9826 | 1241866.6229
117 | 2635224.9698 | 1241877.9906
118 | 2635211.5043 | 1241896.2003
119 | 2635232.7718 | 1241862.5826
120 | 2635203.8411 | 1241801.5516
121 | 2635234.5113 | 1241902.4118
122 | 2635260.2501 | 1241877.9377
123 | 2635238.5792 | 1241845.7395
124 | 2635315.1517 | 1241793.2326
125 | 2635312.8064 | 1241790.0417
126 | 2635326.711 | 1241808.9603
127 | 2635299.4773 | 1241771.9059
128 | 2635328.4858 | 1241811.3752
129 | 2635339.4819 | 1241826.3367
130 | 2635343.3494 | 1241831.5989
131 | 2635223.4554 | 1241796.9549
132 | 2635238.8296 | 1241793.3519
133 | 2635243.135 | 1241801.5827
134 | 2635256.5234 | 1241709.1529
135 | 2635255.9936 | 1241703.051
136 | 2635257.519 | 1241720.6187
137 | 2635254.978 | 1241691.3549
138 | 2635258.3713 | 1241730.4349
139 | 2635255.5246 | 1241684.0523
140 | 2635266.0167 | 1241749.574
141 | 2635261.7917 | 1241759.462
142 | 2635325.7068 | 1241901.6406
143 | 2635356.0651 | 1241884.5077
144 | 2635295.6285 | 1241897.7074
145 | 2635357.0299 | 1241878.5753
146 | 2635281.1686 | 1241889.6271
147 | 2635366.6991 | 1241874.9424
148 | 2635276.6198 | 1241887.0852
149 | 2635370.7751 | 1241874.026
150 | 2635376.5303 | 1241872.732
151 | 2635199.4239 | 1241601.6288
152 | 2635333.0496 | 1241844.3428
153 | 2635320.4241 | 1241852.5927
154 | 2635344.6517 | 1241833.7658
155 | 2635318.1259 | 1241853.6724
156 | 2635299.8568 | 1241849.0411
157 | 2635291.2708 | 1241843.631
158 | 2635242.1105 | 1241906.4081
159 | 2635248.1347 | 1241927.204
160 | 2635254.9238 | 1241775.5359
161 | 2635255.2423 | 1241658.4392
162 | 2635253.8887 | 1241777.7864
163 | 2635239.0455 | 1241840.9369
164 | 2635240.3973 | 1241827.2632
165 | 2635241.5682 | 1241816.2799
166 | 2635377.0837 | 1241762.5235
167 | 2635383.9809 | 1241772.2858
168 | 2635396.2267 | 1241789.6182
169 | 2635408.6931 | 1241795.8815
170 | 2635415.8003 | 1241799.4523
171 | 2635247.7698 | 1241641.6337
172 | 2635252.2242 | 1241647.0487
173 | 2635491.0654 | 1241895.2072
174 | 2635280.2244 | 1241836.6706
175 | 2635252.8814 | 1241638.3111
176 | 2635207.7907 | 1241749.9953
177 | 2635206.6047 | 1241749.6474
178 | 2635265.8818 | 1241801.8841
179 | 2635266.2819 | 1241803.4895
180 | 2635270.55 | 1241820.6145
181 | 2635511.5716 | 1241844.0268
182 | 2635483.9646 | 1241832.0745
183 | 2635437.8308 | 1241810.524
184 | 2635439.0978 | 1241827.0911
185 | 2635440.5368 | 1241845.9079
186 | 2635241.2819 | 1241566.905
187 | 2635239.0729 | 1241560.9711
188 | 2635441.3226 | 1241580.0749
189 | 2635435.5521 | 1241592.0332
190 | 2635453.1973 | 1241585.9431
191 | 2635433.7014 | 1241629.7983
192 | 2635456.2089 | 1241587.4314
193 | 2635447.0696 | 1241636.8233
194 | 2635477.601 | 1241598.0029
195 | 2635423.8732 | 1241689.3076

## line_std_types
| c_nf_per_km | r_ohm_per_km | x_ohm_per_km | max_i_ka | type | q_mm2 | alpha | voltage_rating
NAYY 4x50 SE | 210 | 0.642 | 0.083 | 0.142 | cs | 50 | 0.00403 | LV
NAYY 4x120 SE | 264 | 0.225 | 0.08 | 0.242 | cs | 120 | 0.00403 | LV
NAYY 4x150 SE | 261 | 0.208 | 0.08 | 0.27 | cs | 150 | 0.00403 | LV
NA2XS2Y 1x95 RM/25 12/20 kV | 216 | 0.313 | 0.132 | 0.252 | cs | 95 | 0.00403 | MV
NA2XS2Y 1x185 RM/25 12/20 kV | 273 | 0.161 | 0.117 | 0.362 | cs | 185 | 0.00403 | MV
NA2XS2Y 1x240 RM/25 12/20 kV | 304 | 0.122 | 0.112 | 0.421 | cs | 240 | 0.00403 | MV
NA2XS2Y 1x95 RM/25 6/10 kV | 315 | 0.313 | 0.123 | 0.249 | cs | 95 | 0.00403 | MV
NA2XS2Y 1x185 RM/25 6/10 kV | 406 | 0.161 | 0.11 | 0.358 | cs | 185 | 0.00403 | MV
NA2XS2Y 1x240 RM/25 6/10 kV | 456 | 0.122 | 0.105 | 0.416 | cs | 240 | 0.00403 | MV
NA2XS2Y 1x150 RM/25 12/20 kV | 250 | 0.206 | 0.116 | 0.319 | cs | 150 | 0.00403 | MV
NA2XS2Y 1x120 RM/25 12/20 kV | 230 | 0.253 | 0.119 | 0.283 | cs | 120 | 0.00403 | MV
NA2XS2Y 1x70 RM/25 12/20 kV | 190 | 0.443 | 0.132 | 0.22 | cs | 70 | 0.00403 | MV
NA2XS2Y 1x150 RM/25 6/10 kV | 360 | 0.206 | 0.11 | 0.315 | cs | 150 | 0.00403 | MV
NA2XS2Y 1x120 RM/25 6/10 kV | 340 | 0.253 | 0.113 | 0.28 | cs | 120 | 0.00403 | MV
NA2XS2Y 1x70 RM/25 6/10 kV | 280 | 0.443 | 0.123 | 0.217 | cs | 70 | 0.00403 | MV
N2XS(FL)2Y 1x120 RM/35 64/110 kV | 112 | 0.153 | 0.166 | 0.366 | cs | 120 | 0.00393 | HV
N2XS(FL)2Y 1x185 RM/35 64/110 kV | 125 | 0.099 | 0.156 | 0.457 | cs | 185 | 0.00393 | HV
N2XS(FL)2Y 1x240 RM/35 64/110 kV | 135 | 0.075 | 0.149 | 0.526 | cs | 240 | 0.00393 | HV
N2XS(FL)2Y 1x300 RM/35 64/110 kV | 144 | 0.06 | 0.144 | 0.588 | cs | 300 | 0.00393 | HV
15-AL1/3-ST1A 0.4 | 11 | 1.8769 | 0.35 | 0.105 | ol | 16 | 0.00403 | LV
24-AL1/4-ST1A 0.4 | 11.25 | 1.2012 | 0.335 | 0.14 | ol | 24 | 0.00403 | LV
48-AL1/8-ST1A 0.4 | 12.2 | 0.5939 | 0.3 | 0.21 | ol | 48 | 0.00403 | LV
94-AL1/15-ST1A 0.4 | 13.2 | 0.306 | 0.29 | 0.35 | ol | 94 | 0.00403 | LV
34-AL1/6-ST1A 10.0 | 9.7 | 0.8342 | 0.36 | 0.17 | ol | 34 | 0.00403 | MV
48-AL1/8-ST1A 10.0 | 10.1 | 0.5939 | 0.35 | 0.21 | ol | 48 | 0.00403 | MV
70-AL1/11-ST1A 10.0 | 10.4 | 0.4132 | 0.339 | 0.29 | ol | 70 | 0.00403 | MV
94-AL1/15-ST1A 10.0 | 10.75 | 0.306 | 0.33 | 0.35 | ol | 94 | 0.00403 | MV
122-AL1/20-ST1A 10.0 | 11.1 | 0.2376 | 0.323 | 0.41 | ol | 122 | 0.00403 | MV
149-AL1/24-ST1A 10.0 | 11.25 | 0.194 | 0.315 | 0.47 | ol | 149 | 0.00403 | MV
34-AL1/6-ST1A 20.0 | 9.15 | 0.8342 | 0.382 | 0.17 | ol | 34 | 0.00403 | MV
48-AL1/8-ST1A 20.0 | 9.5 | 0.5939 | 0.372 | 0.21 | ol | 48 | 0.00403 | MV
70-AL1/11-ST1A 20.0 | 9.7 | 0.4132 | 0.36 | 0.29 | ol | 70 | 0.00403 | MV
94-AL1/15-ST1A 20.0 | 10 | 0.306 | 0.35 | 0.35 | ol | 94 | 0.00403 | MV
122-AL1/20-ST1A 20.0 | 10.3 | 0.2376 | 0.344 | 0.41 | ol | 122 | 0.00403 | MV
149-AL1/24-ST1A 20.0 | 10.5 | 0.194 | 0.337 | 0.47 | ol | 149 | 0.00403 | MV
184-AL1/30-ST1A 20.0 | 10.75 | 0.1571 | 0.33 | 0.535 | ol | 184 | 0.00403 | MV
243-AL1/39-ST1A 20.0 | 11 | 0.1188 | 0.32 | 0.645 | ol | 243 | 0.00403 | MV
48-AL1/8-ST1A 110.0 | 8 | 0.5939 | 0.46 | 0.21 | ol | 48 | 0.00403 | HV
70-AL1/11-ST1A 110.0 | 8.4 | 0.4132 | 0.45 | 0.29 | ol | 70 | 0.00403 | HV
94-AL1/15-ST1A 110.0 | 8.65 | 0.306 | 0.44 | 0.35 | ol | 94 | 0.00403 | HV
122-AL1/20-ST1A 110.0 | 8.5 | 0.2376 | 0.43 | 0.41 | ol | 122 | 0.00403 | HV
149-AL1/24-ST1A 110.0 | 8.75 | 0.194 | 0.41 | 0.47 | ol | 149 | 0.00403 | HV
184-AL1/30-ST1A 110.0 | 8.8 | 0.1571 | 0.4 | 0.535 | ol | 184 | 0.00403 | HV
243-AL1/39-ST1A 110.0 | 9 | 0.1188 | 0.39 | 0.645 | ol | 243 | 0.00403 | HV
305-AL1/39-ST1A 110.0 | 9.2 | 0.0949 | 0.38 | 0.74 | ol | 305 | 0.00403 | HV
490-AL1/64-ST1A 110.0 | 9.75 | 0.059 | 0.37 | 0.96 | ol | 490 | 0.00403 | HV
679-AL1/86-ST1A 110.0 | 9.95 | 0.042 | 0.36 | 1.15 | ol | 679 | 0.00403 | HV
490-AL1/64-ST1A 220.0 | 10 | 0.059 | 0.285 | 0.96 | ol | 490 | 0.00403 | HV
679-AL1/86-ST1A 220.0 | 11.7 | 0.042 | 0.275 | 1.15 | ol | 679 | 0.00403 | HV
490-AL1/64-ST1A 380.0 | 11 | 0.059 | 0.253 | 0.96 | ol | 490 | 0.00403 | HV
679-AL1/86-ST1A 380.0 | 14.6 | 0.042 | 0.25 | 1.15 | ol | 679 | 0.00403 | HV

## trafo_std_types
| i0_percent | pfe_kw | vkr_percent | sn_mva | vn_lv_kv | vn_hv_kv | vk_percent | shift_degree | vector_group | tap_side | tap_neutral | tap_min | tap_max | tap_step_degree | tap_step_percent | tap_phase_shifter
160 MVA 380/110 kV | 0.06 | 60 | 0.25 | 160 | 110 | 380 | 12.2 | 0 | Yy0 | hv | 0 | -9 | 9 | 0 | 1.5 | FALSE
100 MVA 220/110 kV | 0.06 | 55 | 0.26 | 100 | 110 | 220 | 12 | 0 | Yy0 | hv | 0 | -9 | 9 | 0 | 1.5 | FALSE
63 MVA 110/20 kV | 0.04 | 22 | 0.32 | 63 | 20 | 110 | 18 | 150 | YNd5 | hv | 0 | -9 | 9 | 0 | 1.5 | FALSE
40 MVA 110/20 kV | 0.05 | 18 | 0.34 | 40 | 20 | 110 | 16.2 | 150 | YNd5 | hv | 0 | -9 | 9 | 0 | 1.5 | FALSE
25 MVA 110/20 kV | 0.07 | 14 | 0.41 | 25 | 20 | 110 | 12 | 150 | YNd5 | hv | 0 | -9 | 9 | 0 | 1.5 | FALSE
63 MVA 110/10 kV | 0.04 | 22 | 0.32 | 63 | 10 | 110 | 18 | 150 | YNd5 | hv | 0 | -9 | 9 | 0 | 1.5 | FALSE
40 MVA 110/10 kV | 0.05 | 18 | 0.34 | 40 | 10 | 110 | 16.2 | 150 | YNd5 | hv | 0 | -9 | 9 | 0 | 1.5 | FALSE
25 MVA 110/10 kV | 0.07 | 14 | 0.41 | 25 | 10 | 110 | 12 | 150 | YNd5 | hv | 0 | -9 | 9 | 0 | 1.5 | FALSE
0.25 MVA 20/0.4 kV | 0.32 | 0.8 | 1.44 | 0.25 | 0.4 | 20 | 6 | 150 | Yzn5 | hv | 0 | -2 | 2 | 0 | 2.5 | FALSE
0.4 MVA 20/0.4 kV | 0.3375 | 1.35 | 1.425 | 0.4 | 0.4 | 20 | 6 | 150 | Dyn5 | hv | 0 | -2 | 2 | 0 | 2.5 | FALSE
0.63 MVA 20/0.4 kV | 0.2619 | 1.65 | 1.206 | 0.63 | 0.4 | 20 | 6 | 150 | Dyn5 | hv | 0 | -2 | 2 | 0 | 2.5 | FALSE
0.25 MVA 10/0.4 kV | 0.24 | 0.6 | 1.2 | 0.25 | 0.4 | 10 | 4 | 150 | Dyn5 | hv | 0 | -2 | 2 | 0 | 2.5 | FALSE
0.4 MVA 10/0.4 kV | 0.2375 | 0.95 | 1.325 | 0.4 | 0.4 | 10 | 4 | 150 | Dyn5 | hv | 0 | -2 | 2 | 0 | 2.5 | FALSE
0.63 MVA 10/0.4 kV | 0.1873 | 1.18 | 1.0794 | 0.63 | 0.4 | 10 | 4 | 150 | Dyn5 | hv | 0 | -2 | 2 | 0 | 2.5 | FALSE

## trafo3w_std_types
| sn_hv_mva | sn_mv_mva | sn_lv_mva | vn_hv_kv | vn_mv_kv | vn_lv_kv | vk_hv_percent | vk_mv_percent | vk_lv_percent | vkr_hv_percent | vkr_mv_percent | vkr_lv_percent | pfe_kw | i0_percent | shift_mv_degree | shift_lv_degree | vector_group | tap_side | tap_neutral | tap_min | tap_max | tap_step_percent
63/25/38 MVA 110/20/10 kV | 63 | 25 | 38 | 110 | 20 | 10 | 10.4 | 10.4 | 10.4 | 0.28 | 0.32 | 0.35 | 35 | 0.89 | 0 | 0 | YN0yn0yn0 | hv | 0 | -10 | 10 | 1.2
63/25/38 MVA 110/10/10 kV | 63 | 25 | 38 | 110 | 10 | 10 | 10.4 | 10.4 | 10.4 | 0.28 | 0.32 | 0.35 | 35 | 0.89 | 0 | 0 | YN0yn0yn0 | hv | 0 | -10 | 10 | 1.2

## fuse_std_types
| fuse_type | i_rated_a | t_avg | t_min | t_total | x_avg | x_min | x_total
HV 100A | HV 100A | 100 | 0 | [10.0, 3.64, 0.854, 0.281, 0.1, 0.0531, 0.022, 0.01] | [10.0, 4.267, 1.21, 0.403, 0.1, 0.058, 0.022, 0.01] | 0 | [300.0, 350.0, 450.0, 550.0, 700.0, 850.0, 1200.0, 1752.0] | [600.0, 700.0, 900.0, 1150.0, 1665.0, 2000.0, 3000.0, 4313.0]
HV 10A | HV 10A | 10 | 0 | [10.0, 1675.0, 0.344, 0.156, 0.1, 0.0417, 0.0171, 0.01] | [10.0, 1.3, 0.3, 0.155, 0.1, 0.0555, 0.023, 0.01] | 0 | [30.0, 32.0, 35.0, 37.0, 39.0, 50.0, 70.0, 88.0] | [60.0, 70.0, 80.0, 87.0, 94.0, 110.0, 150.0, 216.0]
HV 125A | HV 125A | 125 | 0 | [10.0, 1.82, 0.344, 0.1, 0.0467, 0.0269, 0.01] | [10.0, 2.478, 0.426, 0.1, 0.0427, 0.0211, 0.01] | 0 | [375.0, 500.0, 700.0, 925.0, 1200.0, 1500.0, 2341.0] | [750.0, 1000.0, 1500.0, 2200.0, 3000.0, 4000.0, 5765.0]
HV 160A | HV 160A | 160 | 0 | [10.0, 4.15, 1.03, 0.198, 0.1, 0.051, 0.0172, 0.01] | [10.0, 2.3, 0.734, 0.274, 0.1, 0.046, 0.0177, 0.01] | 0 | [480.0, 550.0, 700.0, 1000.0, 1260.0, 1600.0, 2500.0, 3227.0] | [960.0, 1300.0, 1700.0, 2200.0, 2996.0, 4000.0, 6000.0, 7946.0]
HV 16A | HV 16A | 16 | 0 | [10.0, 0.352, 0.164, 0.1, 0.0649, 0.0342, 0.01] | [10.0, 2.34, 0.722, 0.181, 0.1, 0.055, 0.0296, 0.01] | 0 | [48.0, 60.0, 65.0, 71.0, 80.0, 100.0, 162.0] | [96.0, 110.0, 125.0, 150.0, 168.0, 200.0, 250.0, 398.0]
HV 200A | HV 200A | 200 | 0 | [10.0, 4.267, 1.21, 0.403, 0.1, 0.058, 0.022, 0.01] | [10.0, 3.73, 1.654, 0.328, 0.1, 0.0531, 0.019, 0.01] | 0 | [600.0, 700.0, 900.0, 1150.0, 1665.0, 2000.0, 3000.0, 4313.0] | [1200.0, 1500.0, 1800.0, 2700.0, 3960.0, 5000.0, 7500.0, 10620.0]
HV 20A | HV 20A | 20 | 0 | [10.0, 1.3, 0.3, 0.155, 0.1, 0.0555, 0.023, 0.01] | [10.0, 1.3, 0.161, 0.1, 0.0611, 0.0399, 0.0141, 0.01] | 0 | [60.0, 70.0, 80.0, 87.0, 94.0, 110.0, 150.0, 216.0] | [120.0, 150.0, 200.0, 223.0, 260.0, 300.0, 450.0, 532.0]
HV 25A | HV 25A | 25 | 0 | [10.0, 2.512, 0.833, 0.299, 0.1, 0.0372, 0.0223, 0.01] | [10.0, 3.125, 0.597, 0.198, 0.1, 0.0378, 0.022, 0.01] | 0 | [75.0, 82.0, 90.0, 100.0, 124.0, 170.0, 200.0, 289.0] | [150.0, 170.0, 210.0, 250.0, 294.0, 400.0, 500.0, 711.0]
HV 31.5A | HV 31.5A | 31.5 | 0 | [10.0, 2.34, 0.722, 0.181, 0.1, 0.055, 0.0296, 0.01] | [10.0, 2.84, 0.368, 0.164, 0.1, 0.0621, 0.0378, 0.0195, 0.01] | 0 | [95.0, 110.0, 125.0, 150.0, 165.0, 200.0, 250.0, 390.0] | [189.0, 220.0, 300.0, 350.0, 393.0, 450.0, 530.0, 700.0, 960.0]
HV 40A | HV 40A | 40 | 0 | [10.0, 1.3, 0.161, 0.1, 0.0611, 0.0399, 0.0141, 0.01] | [10.0, 2.05, 0.369, 0.198, 0.1, 0.051, 0.0298, 0.01] | 0 | [120.0, 150.0, 200.0, 223.0, 260.0, 300.0, 450.0, 532.0] | [240.0, 300.0, 400.0, 450.0, 530.0, 650.0, 800.0, 1311.0]
HV 50A | HV 50A | 50 | 0 | [10.0, 3.215, 0.597, 0.198, 0.1, 0.0378, 0.022, 0.01] | [10.0, 3.64, 0.854, 0.281, 0.1, 0.0531, 0.022, 0.01] | 0 | [150.0, 170.0, 210.0, 250.0, 294.0, 400.0, 500.0, 711.0] | [300.0, 350.0, 450.0, 550.0, 700.0, 850.0, 1200.0, 1752.0]
HV 6.3A | HV 6.3A | 6.3 | 0 | [10.0, 1.39, 0.344, 0.168, 0.1, 0.056, 0.0263, 0.01] | [10.0, 1.711, 0.516, 0.198, 0.1, 0.0634, 0.0303, 0.01] | 0 | [19.0, 19.5, 20.4, 20.8, 22.0, 25.0, 32.0, 48.0] | [38.0, 40.0, 43.0, 48.0, 53.0, 60.0, 75.0, 118.0]
HV 63A | HV 63A | 63 | 0 | [10.0, 2.84, 0.368, 0.164, 0.1, 0.0621, 0.0378, 0.0195, 0.01] | [10.0, 1.82, 0.344, 0.1, 0.0467, 0.0269, 0.01] | 0 | [189.0, 220.0, 300.0, 350.0, 393.0, 450.0, 530.0, 700.0, 961.0] | [378.0, 500.0, 700.0, 934.0, 1200.0, 1500.0, 2366.0]
HV 80A | HV 80A | 80 | 0 | [10.0, 2.05, 0.369, 0.198, 0.1, 0.051, 0.0298, 0.01] | [10.0, 4.15, 1.03, 0.198, 0.1, 0.051, 0.0172, 0.01] | 0 | [240.0, 300.0, 400.0, 450.0, 530.0, 650.0, 800.0, 1311.0] | [480.0, 550.0, 700.0, 1000.0, 1260.0, 1600.0, 2500.0, 3227.0]
Siemens NH-1-100 | Siemens NH-1-100 | 100 | [5400.0, 2000.0, 400.0, 20.0, 1.0, 0.2, 0.012, 0.004] | 0 | 0 | [150.0, 190.0, 250.0, 430.0, 900.0, 1250.0, 2700.0, 3600.0] | 0 | 0
Siemens NH-1-125 | Siemens NH-1-125 | 125 | [4800.0, 120.0, 7.0, 0.1, 0.004] | 0 | 0 | [180.0, 400.0, 740.0, 2000.0, 4250.0] | 0 | 0
Siemens NH-1-16 | Siemens NH-1-16 | 16 | [4000.0, 400.0, 2.0, 0.1, 0.04, 0.01] | 0 | 0 | [26.0, 35.0, 75.0, 150.0, 200.0, 300.0] | 0 | 0
Siemens NH-1-160 | Siemens NH-1-160 | 160 | [4800.0, 120.0, 7.0, 0.1, 0.004] | 0 | 0 | [210.0, 500.0, 900.0, 2300.0, 5000.0] | 0 | 0
Siemens NH-1-25 | Siemens NH-1-25 | 25 | [4000.0, 1000.0, 10.0, 0.2, 0.02, 0.01] | 0 | 0 | [40.0, 50.0, 100.0, 210.0, 400.0, 500.0] | 0 | 0
Siemens NH-1-50 | Siemens NH-1-50 | 50 | [4000.0, 40.0, 4.0, 1.0, 0.02, 0.01] | 0 | 0 | [86.0, 200.0, 300.0, 400.0, 1000.0, 1280.0] | 0 | 0
Siemens NH-1-63 | Siemens NH-1-63 | 63 | [4000.0, 100.0, 10.0, 2.0, 0.04, 0.01] | 0 | 0 | [100.0, 200.0, 300.0, 400.0, 1000.0, 1500.0] | 0 | 0
Siemens NH-1-80 | Siemens NH-1-80 | 80 | [4800.0, 120.0, 7.0, 0.1, 0.01] | 0 | 0 | [150.58, 250.0, 450.0, 1150.0, 2470.0] | 0 | 0
Siemens NH-2-1000 | Siemens NH-2-1000 | 1000 | [4800.0, 120.0, 7.0, 0.1, 0.004] | 0 | 0 | [1900.0, 3500.0, 8400.0, 24000.0, 52000.0] | 0 | 0
Siemens NH-2-200 | Siemens NH-2-200 | 200 | [4800.0, 120.0, 7.0, 0.1, 0.004] | 0 | 0 | [280.0, 650.0, 1200.0, 3000.0, 7000.0] | 0 | 0
Siemens NH-2-224 | Siemens NH-2-224 | 224 | [4800.0, 120.0, 7.0, 0.2, 0.04, 0.004] | 0 | 0 | [400.0, 750.0, 1453.0, 3025.0, 4315.0, 7600.0] | 0 | 0
Siemens NH-2-250 | Siemens NH-2-250 | 250 | [4800.0, 120.0, 7.0, 0.1, 0.004] | 0 | 0 | [450.0, 800.0, 1650.0, 4000.0, 8500.0] | 0 | 0
Siemens NH-2-315 | Siemens NH-2-315 | 315 | [4800.0, 120.0, 7.0, 0.1, 0.004] | 0 | 0 | [550.0, 920.0, 1900.0, 5000.0, 11000.0] | 0 | 0
Siemens NH-2-355 | Siemens NH-2-355 | 355 | [4800.0, 120.0, 6.0, 0.1, 0.004] | 0 | 0 | [650.0, 1116.27, 2350.0, 5840.0, 12790.0] | 0 | 0
Siemens NH-2-400 | Siemens NH-2-400 | 400 | [4800.0, 120.0, 7.0, 0.1, 0.004] | 0 | 0 | [720.0, 1350.0, 2800.0, 6500.0, 15000.0] | 0 | 0
Siemens NH-2-425 | Siemens NH-2-425 | 425 | [4800.0, 120.0, 7.0, 0.1, 0.004] | 0 | 0 | [850.0, 1500.0, 3050.0, 7500.0, 16500.0] | 0 | 0
Siemens NH-2-630 | Siemens NH-2-630 | 630 | [4800.0, 120.0, 7.0, 0.1, 0.004] | 0 | 0 | [1200.0, 2000.0, 4800.0, 12000.0, 26000.0] | 0 | 0

## dtypes
| element | column | dtype
0 | bus | name | object
1 | bus | vn_kv | float64
2 | bus | type | object
3 | bus | zone | object
4 | bus | in_service | bool
5 | load | name | object
6 | load | bus | uint32
7 | load | p_mw | float64
8 | load | q_mvar | float64
9 | load | const_z_percent | float64
10 | load | const_i_percent | float64
11 | load | sn_mva | float64
12 | load | scaling | float64
13 | load | in_service | bool
14 | load | type | object
15 | ext_grid | name | object
16 | ext_grid | bus | uint32
17 | ext_grid | vm_pu | float64
18 | ext_grid | va_degree | float64
19 | ext_grid | slack_weight | float64
20 | ext_grid | in_service | bool
21 | line | name | object
22 | line | std_type | object
23 | line | from_bus | uint32
24 | line | to_bus | uint32
25 | line | length_km | float64
26 | line | r_ohm_per_km | float64
27 | line | x_ohm_per_km | float64
28 | line | c_nf_per_km | float64
29 | line | g_us_per_km | float64
30 | line | max_i_ka | float64
31 | line | df | float64
32 | line | parallel | uint32
33 | line | type | object
34 | line | in_service | bool
35 | trafo | name | object
36 | trafo | std_type | object
37 | trafo | hv_bus | uint32
38 | trafo | lv_bus | uint32
39 | trafo | sn_mva | float64
40 | trafo | vn_hv_kv | float64
41 | trafo | vn_lv_kv | float64
42 | trafo | vk_percent | float64
43 | trafo | vkr_percent | float64
44 | trafo | pfe_kw | float64
45 | trafo | i0_percent | float64
46 | trafo | shift_degree | float64
47 | trafo | tap_side | object
48 | trafo | tap_neutral | int32
49 | trafo | tap_min | int32
50 | trafo | tap_max | int32
51 | trafo | tap_step_percent | float64
52 | trafo | tap_step_degree | float64
53 | trafo | tap_pos | int32
54 | trafo | tap_phase_shifter | bool
55 | trafo | parallel | uint32
56 | trafo | df | float64
57 | trafo | in_service | bool
58 | line_geodata | coords | object
59 | bus_geodata | x | float64
60 | bus_geodata | y | float64
61 | bus_geodata | coords | object

## parameters
| version | format_version | converged | OPF_converged | name | f_hz | sn_mva
0 | 2.14.6 | 2.14.0 | FALSE | FALSE |  | 50 | 1