## bus
| name | vn_kv | type | zone | in_service
0 | bus_LV_4274-7_0_5_node_0 | 0.4 | n |  | TRUE
1 | bus_LV_4274-7_0_5_node_1 | 0.4 | n |  | TRUE
2 | bus_LV_4274-7_0_5_node_2 | 0.4 | n |  | TRUE
3 | bus_LV_4274-7_0_5_node_3 | 0.4 | n |  | TRUE
4 | bus_LV_4274-7_0_5_node_4 | 0.4 | n |  | TRUE
5 | bus_LV_4274-7_0_5_node_5 | 0.4 | n |  | TRUE
6 | bus_LV_4274-7_0_5_node_6 | 0.4 | n |  | TRUE
7 | bus_LV_4274-7_0_5_node_7 | 0.4 | n |  | TRUE
8 | bus_LV_4274-7_0_5_node_10 | 0.4 | n |  | TRUE
9 | bus_LV_4274-7_0_5_node_8 | 0.4 | n |  | TRUE
10 | bus_LV_4274-7_0_5_node_11 | 0.4 | n |  | TRUE
11 | bus_LV_4274-7_0_5_node_12 | 0.4 | n |  | TRUE
12 | bus_LV_4274-7_0_5_node_9 | 0.4 | n |  | TRUE
13 | bus_LV_4274-7_0_5_node_29 | 0.4 | n |  | TRUE
14 | bus_LV_4274-7_0_5_node_30 | 0.4 | n |  | TRUE
15 | bus_LV_4274-7_0_5_node_13 | 0.4 | n |  | TRUE
16 | bus_LV_4274-7_0_5_node_14 | 0.4 | n |  | TRUE
17 | bus_LV_4274-7_0_5_node_24 | 0.4 | n |  | TRUE
18 | bus_LV_4274-7_0_5_node_33 | 0.4 | n |  | TRUE
19 | bus_LV_4274-7_0_5_node_25 | 0.4 | n |  | TRUE
20 | bus_LV_4274-7_0_5_node_34 | 0.4 | n |  | TRUE
21 | bus_LV_4274-7_0_5_node_15 | 0.4 | n |  | TRUE
22 | bus_LV_4274-7_0_5_node_16 | 0.4 | n |  | TRUE
23 | bus_LV_4274-7_0_5_node_17 | 0.4 | n |  | TRUE
24 | bus_LV_4274-7_0_5_node_18 | 0.4 | n |  | TRUE
25 | bus_LV_4274-7_0_5_node_19 | 0.4 | n |  | TRUE
26 | bus_LV_4274-7_0_5_node_20 | 0.4 | n |  | TRUE
27 | bus_LV_4274-7_0_5_node_21 | 0.4 | n |  | TRUE
28 | bus_LV_4274-7_0_5_node_22 | 0.4 | n |  | TRUE
29 | bus_LV_4274-7_0_5_node_23 | 0.4 | n |  | TRUE
30 | bus_LV_4274-7_0_5_node_44 | 0.4 | n |  | TRUE
31 | bus_LV_4274-7_0_5_node_32 | 0.4 | n |  | TRUE
32 | bus_LV_4274-7_0_5_node_28 | 0.4 | n |  | TRUE
33 | bus_LV_4274-7_0_5_node_48 | 0.4 | n |  | TRUE
34 | bus_LV_4274-7_0_5_node_31 | 0.4 | n |  | TRUE
35 | bus_LV_4274-7_0_5_node_26 | 0.4 | n |  | TRUE
36 | bus_LV_4274-7_0_5_node_27 | 0.4 | n |  | TRUE
37 | bus_LV_4274-7_0_5_node_36 | 0.4 | n |  | TRUE
38 | bus_LV_4274-7_0_5_node_37 | 0.4 | n |  | TRUE
39 | bus_LV_4274-7_0_5_node_38 | 0.4 | n |  | TRUE
40 | bus_LV_4274-7_0_5_node_35 | 0.4 | n |  | TRUE
41 | bus_LV_4274-7_0_5_node_137 | 0.4 | n |  | TRUE
42 | bus_LV_4274-7_0_5_node_41 | 0.4 | n |  | TRUE
43 | bus_LV_4274-7_0_5_node_42 | 0.4 | n |  | TRUE
44 | bus_LV_4274-7_0_5_node_43 | 0.4 | n |  | TRUE
45 | bus_LV_4274-7_0_5_node_165 | 0.4 | n |  | TRUE
46 | bus_LV_4274-7_0_5_node_136 | 0.4 | n |  | TRUE
47 | bus_LV_4274-7_0_5_node_142 | 0.4 | n |  | TRUE
48 | bus_LV_4274-7_0_5_node_130 | 0.4 | n |  | TRUE
49 | bus_LV_4274-7_0_5_node_131 | 0.4 | n |  | TRUE
50 | bus_LV_4274-7_0_5_node_132 | 0.4 | n |  | TRUE
51 | bus_LV_4274-7_0_5_node_134 | 0.4 | n |  | TRUE
52 | bus_LV_4274-7_0_5_node_138 | 0.4 | n |  | TRUE
53 | bus_LV_4274-7_0_5_node_141 | 0.4 | n |  | TRUE
54 | bus_LV_4274-7_0_5_node_39 | 0.4 | n |  | TRUE
55 | bus_LV_4274-7_0_5_node_40 | 0.4 | n |  | TRUE
56 | bus_LV_4274-7_0_5_node_71 | 0.4 | n |  | TRUE
57 | bus_LV_4274-7_0_5_node_61 | 0.4 | n |  | TRUE
58 | bus_LV_4274-7_0_5_node_60 | 0.4 | n |  | TRUE
59 | bus_LV_4274-7_0_5_node_72 | 0.4 | n |  | TRUE
60 | bus_LV_4274-7_0_5_node_73 | 0.4 | n |  | TRUE
61 | bus_LV_4274-7_0_5_node_62 | 0.4 | n |  | TRUE
62 | bus_LV_4274-7_0_5_node_58 | 0.4 | n |  | TRUE
63 | bus_LV_4274-7_0_5_node_150 | 0.4 | n |  | TRUE
64 | bus_LV_4274-7_0_5_node_151 | 0.4 | n |  | TRUE
65 | bus_LV_4274-7_0_5_node_152 | 0.4 | n |  | TRUE
66 | bus_LV_4274-7_0_5_node_153 | 0.4 | n |  | TRUE
67 | bus_LV_4274-7_0_5_node_154 | 0.4 | n |  | TRUE
68 | bus_LV_4274-7_0_5_node_177 | 0.4 | n |  | TRUE
69 | bus_LV_4274-7_0_5_node_155 | 0.4 | n |  | TRUE
70 | bus_LV_4274-7_0_5_node_156 | 0.4 | n |  | TRUE
71 | bus_LV_4274-7_0_5_node_157 | 0.4 | n |  | TRUE
72 | bus_LV_4274-7_0_5_node_158 | 0.4 | n |  | TRUE
73 | bus_LV_4274-7_0_5_node_159 | 0.4 | n |  | TRUE
74 | bus_LV_4274-7_0_5_node_160 | 0.4 | n |  | TRUE
75 | bus_LV_4274-7_0_5_node_161 | 0.4 | n |  | TRUE
76 | bus_LV_4274-7_0_5_node_162 | 0.4 | n |  | TRUE
77 | bus_LV_4274-7_0_5_node_163 | 0.4 | n |  | TRUE
78 | bus_LV_4274-7_0_5_node_164 | 0.4 | n |  | TRUE
79 | bus_LV_4274-7_0_5_node_173 | 0.4 | n |  | TRUE
80 | bus_LV_4274-7_0_5_node_166 | 0.4 | n |  | TRUE
81 | bus_LV_4274-7_0_5_node_167 | 0.4 | n |  | TRUE
82 | bus_LV_4274-7_0_5_node_168 | 0.4 | n |  | TRUE
83 | bus_LV_4274-7_0_5_node_169 | 0.4 | n |  | TRUE
84 | bus_LV_4274-7_0_5_node_170 | 0.4 | n |  | TRUE
85 | bus_LV_4274-7_0_5_node_171 | 0.4 | n |  | TRUE
86 | bus_LV_4274-7_0_5_node_172 | 0.4 | n |  | TRUE
87 | bus_LV_4274-7_0_5_node_176 | 0.4 | n |  | TRUE
88 | bus_LV_4274-7_0_5_node_174 | 0.4 | n |  | TRUE
89 | bus_LV_4274-7_0_5_node_175 | 0.4 | n |  | TRUE
90 | bus_LV_4274-7_0_5_node_45 | 0.4 | n |  | TRUE
91 | bus_LV_4274-7_0_5_node_46 | 0.4 | n |  | TRUE
92 | bus_LV_4274-7_0_5_node_47 | 0.4 | n |  | TRUE
93 | bus_LV_4274-7_0_5_node_54 | 0.4 | n |  | TRUE
94 | bus_LV_4274-7_0_5_node_49 | 0.4 | n |  | TRUE
95 | bus_LV_4274-7_0_5_node_56 | 0.4 | n |  | TRUE
96 | bus_LV_4274-7_0_5_node_50 | 0.4 | n |  | TRUE
97 | bus_LV_4274-7_0_5_node_51 | 0.4 | n |  | TRUE
98 | bus_LV_4274-7_0_5_node_52 | 0.4 | n |  | TRUE
99 | bus_LV_4274-7_0_5_node_84 | 0.4 | n |  | TRUE
100 | bus_LV_4274-7_0_5_node_85 | 0.4 | n |  | TRUE
101 | bus_LV_4274-7_0_5_node_55 | 0.4 | n |  | TRUE
102 | bus_LV_4274-7_0_5_node_57 | 0.4 | n |  | TRUE
103 | bus_LV_4274-7_0_5_node_59 | 0.4 | n |  | TRUE
104 | bus_LV_4274-7_0_5_node_66 | 0.4 | n |  | TRUE
105 | bus_LV_4274-7_0_5_node_67 | 0.4 | n |  | TRUE
106 | bus_LV_4274-7_0_5_node_63 | 0.4 | n |  | TRUE
107 | bus_LV_4274-7_0_5_node_69 | 0.4 | n |  | TRUE
108 | bus_LV_4274-7_0_5_node_70 | 0.4 | n |  | TRUE
109 | bus_LV_4274-7_0_5_node_64 | 0.4 | n |  | TRUE
110 | bus_LV_4274-7_0_5_node_65 | 0.4 | n |  | TRUE
111 | bus_LV_4274-7_0_5_node_68 | 0.4 | n |  | TRUE
112 | bus_LV_4274-7_0_5_node_77 | 0.4 | n |  | TRUE
113 | bus_LV_4274-7_0_5_node_101 | 0.4 | n |  | TRUE
114 | bus_LV_4274-7_0_5_node_96 | 0.4 | n |  | TRUE
115 | bus_LV_4274-7_0_5_node_76 | 0.4 | n |  | TRUE
116 | bus_LV_4274-7_0_5_node_95 | 0.4 | n |  | TRUE
117 | bus_LV_4274-7_0_5_node_74 | 0.4 | n |  | TRUE
118 | bus_LV_4274-7_0_5_node_75 | 0.4 | n |  | TRUE
119 | bus_LV_4274-7_0_5_node_139 | 0.4 | n |  | TRUE
120 | bus_LV_4274-7_0_5_node_147 | 0.4 | n |  | TRUE
121 | bus_LV_4274-7_0_5_node_140 | 0.4 | n |  | TRUE
122 | bus_LV_4274-7_0_5_node_148 | 0.4 | n |  | TRUE
123 | bus_LV_4274-7_0_5_node_86 | 0.4 | n |  | TRUE
124 | bus_LV_4274-7_0_5_node_149 | 0.4 | n |  | TRUE
125 | bus_LV_4274-7_0_5_node_87 | 0.4 | n |  | TRUE
126 | bus_LV_4274-7_0_5_node_146 | 0.4 | n |  | TRUE
127 | bus_LV_4274-7_0_5_node_145 | 0.4 | n |  | TRUE
128 | bus_LV_4274-7_0_5_node_78 | 0.4 | n |  | TRUE
129 | bus_LV_4274-7_0_5_node_79 | 0.4 | n |  | TRUE
130 | bus_LV_4274-7_0_5_node_80 | 0.4 | n |  | TRUE
131 | bus_LV_4274-7_0_5_node_81 | 0.4 | n |  | TRUE
132 | bus_LV_4274-7_0_5_node_82 | 0.4 | n |  | TRUE
133 | bus_LV_4274-7_0_5_node_83 | 0.4 | n |  | TRUE
134 | bus_LV_4274-7_0_5_node_144 | 0.4 | n |  | TRUE
135 | bus_LV_4274-7_0_5_node_133 | 0.4 | n |  | TRUE
136 | bus_LV_4274-7_0_5_node_135 | 0.4 | n |  | TRUE
137 | bus_LV_4274-7_0_5_node_143 | 0.4 | n |  | TRUE
138 | bus_LV_4274-7_0_5_node_88 | 0.4 | n |  | TRUE
139 | bus_LV_4274-7_0_5_node_89 | 0.4 | n |  | TRUE
140 | bus_LV_4274-7_0_5_node_90 | 0.4 | n |  | TRUE
141 | bus_LV_4274-7_0_5_node_91 | 0.4 | n |  | TRUE
142 | bus_LV_4274-7_0_5_node_92 | 0.4 | n |  | TRUE
143 | bus_LV_4274-7_0_5_node_93 | 0.4 | n |  | TRUE
144 | bus_LV_4274-7_0_5_node_94 | 0.4 | n |  | TRUE
145 | bus_LV_4274-7_0_5_node_111 | 0.4 | n |  | TRUE
146 | bus_LV_4274-7_0_5_node_112 | 0.4 | n |  | TRUE
147 | bus_LV_4274-7_0_5_node_97 | 0.4 | n |  | TRUE
148 | bus_LV_4274-7_0_5_node_98 | 0.4 | n |  | TRUE
149 | bus_LV_4274-7_0_5_node_99 | 0.4 | n |  | TRUE
150 | bus_LV_4274-7_0_5_node_100 | 0.4 | n |  | TRUE
151 | bus_LV_4274-7_0_5_node_126 | 0.4 | n |  | TRUE
152 | bus_LV_4274-7_0_5_node_113 | 0.4 | n |  | TRUE
153 | bus_LV_4274-7_0_5_node_127 | 0.4 | n |  | TRUE
154 | bus_LV_4274-7_0_5_node_102 | 0.4 | n |  | TRUE
155 | bus_LV_4274-7_0_5_node_103 | 0.4 | n |  | TRUE
156 | bus_LV_4274-7_0_5_node_104 | 0.4 | n |  | TRUE
157 | bus_LV_4274-7_0_5_node_105 | 0.4 | n |  | TRUE
158 | bus_LV_4274-7_0_5_node_106 | 0.4 | n |  | TRUE
159 | bus_LV_4274-7_0_5_node_107 | 0.4 | n |  | TRUE
160 | bus_LV_4274-7_0_5_node_108 | 0.4 | n |  | TRUE
161 | bus_LV_4274-7_0_5_node_124 | 0.4 | n |  | TRUE
162 | bus_LV_4274-7_0_5_node_109 | 0.4 | n |  | TRUE
163 | bus_LV_4274-7_0_5_node_129 | 0.4 | n |  | TRUE
164 | bus_LV_4274-7_0_5_node_125 | 0.4 | n |  | TRUE
165 | bus_LV_4274-7_0_5_node_121 | 0.4 | n |  | TRUE
166 | bus_LV_4274-7_0_5_node_128 | 0.4 | n |  | TRUE
167 | bus_LV_4274-7_0_5_node_114 | 0.4 | n |  | TRUE
168 | bus_LV_4274-7_0_5_node_115 | 0.4 | n |  | TRUE
169 | bus_LV_4274-7_0_5_node_116 | 0.4 | n |  | TRUE
170 | bus_LV_4274-7_0_5_node_117 | 0.4 | n |  | TRUE
171 | bus_LV_4274-7_0_5_node_118 | 0.4 | n |  | TRUE
172 | bus_LV_4274-7_0_5_node_119 | 0.4 | n |  | TRUE
173 | bus_LV_4274-7_0_5_node_120 | 0.4 | n |  | TRUE
174 | bus_LV_4274-7_0_5_node_122 | 0.4 | n |  | TRUE
175 | bus_LV_4274-7_0_5_node_123 | 0.4 | n |  | TRUE
176 | bus_MV_436_0_node_29 | 20 | n |  | TRUE

## load
| name | bus | p_mw | q_mvar | const_z_percent | const_i_percent | sn_mva | scaling | in_service | type
0 | LV_4274-7_0_5_load_0 | 0 | 0.0045921 | 0.0011509 | 0 | 0 |  | 1 | TRUE | wye
1 | LV_4274-7_0_5_load_1 | 1 | 0.0044775 | 0.0011222 | 0 | 0 |  | 1 | TRUE | wye
2 | LV_4274-7_0_5_load_2 | 2 | 0.0045692 | 0.0011452 | 0 | 0 |  | 1 | TRUE | wye
3 | LV_4274-7_0_5_load_3 | 3 | 0.0046774 | 0.0011723 | 0 | 0 |  | 1 | TRUE | wye
4 | LV_4274-7_0_5_load_4 | 4 | 0.0012848 | 0.00032201 | 0 | 0 |  | 1 | TRUE | wye
5 | LV_4274-7_0_5_load_5 | 5 | 0.0026689 | 0.00066889 | 0 | 0 |  | 1 | TRUE | wye
6 | LV_4274-7_0_5_load_6 | 6 | 0.0042813 | 0.001073 | 0 | 0 |  | 1 | TRUE | wye
7 | LV_4274-7_0_5_load_7 | 7 | 0.0053331 | 0.0013366 | 0 | 0 |  | 1 | TRUE | wye
8 | LV_4274-7_0_5_load_8 | 9 | 0.0021864 | 0.00054796 | 0 | 0 |  | 1 | TRUE | wye
9 | LV_4274-7_0_5_load_11 | 10 | 0.001164 | 0.00029172 | 0 | 0 |  | 1 | TRUE | wye
10 | LV_4274-7_0_5_load_12 | 11 | 0.0015032 | 0.00037673 | 0 | 0 |  | 1 | TRUE | wye
11 | LV_4274-7_0_5_load_9 | 12 | 0.0022763 | 0.0005705 | 0 | 0 |  | 1 | TRUE | wye
12 | LV_4274-7_0_5_load_29 | 13 | 0.0007594 | 0.00019032 | 0 | 0 |  | 1 | TRUE | wye
13 | LV_4274-7_0_5_load_30 | 14 | 0.0047201 | 0.001183 | 0 | 0 |  | 1 | TRUE | wye
14 | LV_4274-7_0_5_load_13 | 15 | 0.0040727 | 0.0010207 | 0 | 0 |  | 1 | TRUE | wye
15 | LV_4274-7_0_5_load_14 | 16 | 0.003047 | 0.00076366 | 0 | 0 |  | 1 | TRUE | wye
16 | LV_4274-7_0_5_load_24 | 17 | 0.0046522 | 0.001166 | 0 | 0 |  | 1 | TRUE | wye
17 | LV_4274-7_0_5_load_33 | 18 | 0.0017073 | 0.00042789 | 0 | 0 |  | 1 | TRUE | wye
18 | LV_4274-7_0_5_load_25 | 19 | 0.0018233 | 0.00045696 | 0 | 0 |  | 1 | TRUE | wye
19 | LV_4274-7_0_5_load_34 | 20 | 0.0081746 | 0.0020487 | 0 | 0 |  | 1 | TRUE | wye
20 | LV_4274-7_0_5_load_15 | 21 | 0.0013799 | 0.00034584 | 0 | 0 |  | 1 | TRUE | wye
21 | LV_4274-7_0_5_load_16 | 22 | 0.004754 | 0.0011915 | 0 | 0 |  | 1 | TRUE | wye
22 | LV_4274-7_0_5_load_18 | 24 | 0.0038759 | 0.00097139 | 0 | 0 |  | 1 | TRUE | wye
23 | LV_4274-7_0_5_load_19 | 25 | 0.001074 | 0.00026918 | 0 | 0 |  | 1 | TRUE | wye
24 | LV_4274-7_0_5_load_20 | 26 | 0.007116 | 0.0017834 | 0 | 0 |  | 1 | TRUE | wye
25 | LV_4274-7_0_5_load_22 | 28 | 0.001075 | 0.00026943 | 0 | 0 |  | 1 | TRUE | wye
26 | LV_4274-7_0_5_load_23 | 29 | 0.0010822 | 0.00027123 | 0 | 0 |  | 1 | TRUE | wye
27 | LV_4274-7_0_5_load_44 | 30 | 0.0014562 | 0.00036495 | 0 | 0 |  | 1 | TRUE | wye
28 | LV_4274-7_0_5_load_32 | 31 | 0.0019453 | 0.00048755 | 0 | 0 |  | 1 | TRUE | wye
29 | LV_4274-7_0_5_load_28 | 32 | 0.0047368 | 0.0011872 | 0 | 0 |  | 1 | TRUE | wye
30 | LV_4274-7_0_5_load_48 | 33 | 0.0028269 | 0.00070849 | 0 | 0 |  | 1 | TRUE | wye
31 | LV_4274-7_0_5_load_31 | 34 | 0.0037632 | 0.00094314 | 0 | 0 |  | 1 | TRUE | wye
32 | LV_4274-7_0_5_load_26 | 35 | 0.0015339 | 0.00038442 | 0 | 0 |  | 1 | TRUE | wye
33 | LV_4274-7_0_5_load_27 | 36 | 0.0011896 | 0.00029814 | 0 | 0 |  | 1 | TRUE | wye
34 | LV_4274-7_0_5_load_37 | 38 | 0.0041897 | 0.00105 | 0 | 0 |  | 1 | TRUE | wye
35 | LV_4274-7_0_5_load_38 | 39 | 0.0032499 | 0.0008145 | 0 | 0 |  | 1 | TRUE | wye
36 | LV_4274-7_0_5_load_35 | 40 | 0.002704 | 0.00067769 | 0 | 0 |  | 1 | TRUE | wye
37 | LV_4274-7_0_5_load_137 | 41 | 0.0015338 | 0.0003844 | 0 | 0 |  | 1 | TRUE | wye
38 | LV_4274-7_0_5_load_41 | 42 | 0.013922 | 0.0034891 | 0 | 0 |  | 1 | TRUE | wye
39 | LV_4274-7_0_5_load_165 | 45 | 0.0015917 | 0.00039892 | 0 | 0 |  | 1 | TRUE | wye
40 | LV_4274-7_0_5_load_136 | 46 | 0.00049234 | 0.00012339 | 0 | 0 |  | 1 | TRUE | wye
41 | LV_4274-7_0_5_load_142 | 47 | 0.00044141 | 0.00011063 | 0 | 0 |  | 1 | TRUE | wye
42 | LV_4274-7_0_5_load_130 | 48 | 0.00064381 | 0.00016135 | 0 | 0 |  | 1 | TRUE | wye
43 | LV_4274-7_0_5_load_131 | 49 | 0.00052547 | 0.00013169 | 0 | 0 |  | 1 | TRUE | wye
44 | LV_4274-7_0_5_load_132 | 50 | 0.00055787 | 0.00013982 | 0 | 0 |  | 1 | TRUE | wye
45 | LV_4274-7_0_5_load_134 | 51 | 0.00095274 | 0.00023878 | 0 | 0 |  | 1 | TRUE | wye
46 | LV_4274-7_0_5_load_141 | 53 | 0.0032136 | 0.00080541 | 0 | 0 |  | 1 | TRUE | wye
47 | LV_4274-7_0_5_load_39 | 54 | 0.0022894 | 0.00057379 | 0 | 0 |  | 1 | TRUE | wye
48 | LV_4274-7_0_5_load_61 | 57 | 0.00087107 | 0.00021831 | 0 | 0 |  | 1 | TRUE | wye
49 | LV_4274-7_0_5_load_60 | 58 | 0.00077861 | 0.00019514 | 0 | 0 |  | 1 | TRUE | wye
50 | LV_4274-7_0_5_load_72 | 59 | 0.0034416 | 0.00086256 | 0 | 0 |  | 1 | TRUE | wye
51 | LV_4274-7_0_5_load_73 | 60 | 0.0015851 | 0.00039726 | 0 | 0 |  | 1 | TRUE | wye
52 | LV_4274-7_0_5_load_58 | 62 | 0.00044025 | 0.00011034 | 0 | 0 |  | 1 | TRUE | wye
53 | LV_4274-7_0_5_load_150 | 63 | 0.0014307 | 0.00035856 | 0 | 0 |  | 1 | TRUE | wye
54 | LV_4274-7_0_5_load_151 | 64 | 0.0051338 | 0.0012867 | 0 | 0 |  | 1 | TRUE | wye
55 | LV_4274-7_0_5_load_152 | 65 | 0.0090382 | 0.0022652 | 0 | 0 |  | 1 | TRUE | wye
56 | LV_4274-7_0_5_load_153 | 66 | 0.00068746 | 0.00017229 | 0 | 0 |  | 1 | TRUE | wye
57 | LV_4274-7_0_5_load_154 | 67 | 0.00047219 | 0.00011834 | 0 | 0 |  | 1 | TRUE | wye
58 | LV_4274-7_0_5_load_177 | 68 | 0.0058717 | 0.0014716 | 0 | 0 |  | 1 | TRUE | wye
59 | LV_4274-7_0_5_load_155 | 69 | 0.00047503 | 0.00011905 | 0 | 0 |  | 1 | TRUE | wye
60 | LV_4274-7_0_5_load_156 | 70 | 0.00022896 | 5.7384e-05 | 0 | 0 |  | 1 | TRUE | wye
61 | LV_4274-7_0_5_load_158 | 72 | 0.00047158 | 0.00011819 | 0 | 0 |  | 1 | TRUE | wye
62 | LV_4274-7_0_5_load_159 | 73 | 0.0015064 | 0.00037754 | 0 | 0 |  | 1 | TRUE | wye
63 | LV_4274-7_0_5_load_160 | 74 | 0.00094484 | 0.0002368 | 0 | 0 |  | 1 | TRUE | wye
64 | LV_4274-7_0_5_load_161 | 75 | 0.00020115 | 5.0414e-05 | 0 | 0 |  | 1 | TRUE | wye
65 | LV_4274-7_0_5_load_162 | 76 | 0.0031374 | 0.00078631 | 0 | 0 |  | 1 | TRUE | wye
66 | LV_4274-7_0_5_load_163 | 77 | 0.00045333 | 0.00011362 | 0 | 0 |  | 1 | TRUE | wye
67 | LV_4274-7_0_5_load_164 | 78 | 0.00053282 | 0.00013354 | 0 | 0 |  | 1 | TRUE | wye
68 | LV_4274-7_0_5_load_173 | 79 | 0.0032494 | 0.00081438 | 0 | 0 |  | 1 | TRUE | wye
69 | LV_4274-7_0_5_load_166 | 80 | 0.0021074 | 0.00052815 | 0 | 0 |  | 1 | TRUE | wye
70 | LV_4274-7_0_5_load_167 | 81 | 0.0020238 | 0.00050722 | 0 | 0 |  | 1 | TRUE | wye
71 | LV_4274-7_0_5_load_169 | 83 | 0.0022465 | 0.00056302 | 0 | 0 |  | 1 | TRUE | wye
72 | LV_4274-7_0_5_load_170 | 84 | 0.0014429 | 0.00036162 | 0 | 0 |  | 1 | TRUE | wye
73 | LV_4274-7_0_5_load_171 | 85 | 0.00058816 | 0.00014741 | 0 | 0 |  | 1 | TRUE | wye
74 | LV_4274-7_0_5_load_172 | 86 | 0.0026058 | 0.00065309 | 0 | 0 |  | 1 | TRUE | wye
75 | LV_4274-7_0_5_load_176 | 87 | 0.0022343 | 0.00055997 | 0 | 0 |  | 1 | TRUE | wye
76 | LV_4274-7_0_5_load_174 | 88 | 0.0023625 | 0.0005921 | 0 | 0 |  | 1 | TRUE | wye
77 | LV_4274-7_0_5_load_175 | 89 | 0.0055861 | 0.0014 | 0 | 0 |  | 1 | TRUE | wye
78 | LV_4274-7_0_5_load_46 | 91 | 0.011883 | 0.0029781 | 0 | 0 |  | 1 | TRUE | wye
79 | LV_4274-7_0_5_load_47 | 92 | 0.0017857 | 0.00044755 | 0 | 0 |  | 1 | TRUE | wye
80 | LV_4274-7_0_5_load_54 | 93 | 0.0086854 | 0.0021768 | 0 | 0 |  | 1 | TRUE | wye
81 | LV_4274-7_0_5_load_56 | 95 | 0.012028 | 0.0030145 | 0 | 0 |  | 1 | TRUE | wye
82 | LV_4274-7_0_5_load_50 | 96 | 0.0017795 | 0.00044598 | 0 | 0 |  | 1 | TRUE | wye
83 | LV_4274-7_0_5_load_51 | 97 | 0.0027955 | 0.00070063 | 0 | 0 |  | 1 | TRUE | wye
84 | LV_4274-7_0_5_load_52 | 98 | 0.001641 | 0.00041128 | 0 | 0 |  | 1 | TRUE | wye
85 | LV_4274-7_0_5_load_84 | 99 | 0.00096107 | 0.00024087 | 0 | 0 |  | 1 | TRUE | wye
86 | LV_4274-7_0_5_load_85 | 100 | 0.0020946 | 0.00052497 | 0 | 0 |  | 1 | TRUE | wye
87 | LV_4274-7_0_5_load_55 | 101 | 0.015249 | 0.0038217 | 0 | 0 |  | 1 | TRUE | wye
88 | LV_4274-7_0_5_load_59 | 103 | 0.00079737 | 0.00019984 | 0 | 0 |  | 1 | TRUE | wye
89 | LV_4274-7_0_5_load_66 | 104 | 0.0012633 | 0.00031662 | 0 | 0 |  | 1 | TRUE | wye
90 | LV_4274-7_0_5_load_67 | 105 | 0.0012705 | 0.00031841 | 0 | 0 |  | 1 | TRUE | wye
91 | LV_4274-7_0_5_load_63 | 106 | 0.0023279 | 0.00058342 | 0 | 0 |  | 1 | TRUE | wye
92 | LV_4274-7_0_5_load_69 | 107 | 0.00045147 | 0.00011315 | 0 | 0 |  | 1 | TRUE | wye
93 | LV_4274-7_0_5_load_70 | 108 | 0.00081087 | 0.00020322 | 0 | 0 |  | 1 | TRUE | wye
94 | LV_4274-7_0_5_load_64 | 109 | 0.0011586 | 0.00029037 | 0 | 0 |  | 1 | TRUE | wye
95 | LV_4274-7_0_5_load_65 | 110 | 0.0013471 | 0.00033762 | 0 | 0 |  | 1 | TRUE | wye
96 | LV_4274-7_0_5_load_68 | 111 | 0.002365 | 0.00059273 | 0 | 0 |  | 1 | TRUE | wye
97 | LV_4274-7_0_5_load_77 | 112 | 0.001245 | 0.00031203 | 0 | 0 |  | 1 | TRUE | wye
98 | LV_4274-7_0_5_load_101 | 113 | 0.00055195 | 0.00013833 | 0 | 0 |  | 1 | TRUE | wye
99 | LV_4274-7_0_5_load_96 | 114 | 0.0014114 | 0.00035372 | 0 | 0 |  | 1 | TRUE | wye
100 | LV_4274-7_0_5_load_76 | 115 | 0.0022147 | 0.00055506 | 0 | 0 |  | 1 | TRUE | wye
101 | LV_4274-7_0_5_load_95 | 116 | 0.0026838 | 0.00067263 | 0 | 0 |  | 1 | TRUE | wye
102 | LV_4274-7_0_5_load_74 | 117 | 0.00054694 | 0.00013708 | 0 | 0 |  | 1 | TRUE | wye
103 | LV_4274-7_0_5_load_75 | 118 | 0.0015626 | 0.00039163 | 0 | 0 |  | 1 | TRUE | wye
104 | LV_4274-7_0_5_load_139 | 119 | 0.002979 | 0.00074661 | 0 | 0 |  | 1 | TRUE | wye
105 | LV_4274-7_0_5_load_147 | 120 | 0.0026935 | 0.00067506 | 0 | 0 |  | 1 | TRUE | wye
106 | LV_4274-7_0_5_load_140 | 121 | 0.0018185 | 0.00045576 | 0 | 0 |  | 1 | TRUE | wye
107 | LV_4274-7_0_5_load_148 | 122 | 0.00088503 | 0.00022181 | 0 | 0 |  | 1 | TRUE | wye
108 | LV_4274-7_0_5_load_86 | 123 | 0.0020248 | 0.00050746 | 0 | 0 |  | 1 | TRUE | wye
109 | LV_4274-7_0_5_load_149 | 124 | 0.00082534 | 0.00020685 | 0 | 0 |  | 1 | TRUE | wye
110 | LV_4274-7_0_5_load_87 | 125 | 0.0027323 | 0.00068478 | 0 | 0 |  | 1 | TRUE | wye
111 | LV_4274-7_0_5_load_146 | 126 | 0.00084837 | 0.00021262 | 0 | 0 |  | 1 | TRUE | wye
112 | LV_4274-7_0_5_load_145 | 127 | 0.00047855 | 0.00011994 | 0 | 0 |  | 1 | TRUE | wye
113 | LV_4274-7_0_5_load_78 | 128 | 0.0011756 | 0.00029463 | 0 | 0 |  | 1 | TRUE | wye
114 | LV_4274-7_0_5_load_79 | 129 | 0.0029552 | 0.00074064 | 0 | 0 |  | 1 | TRUE | wye
115 | LV_4274-7_0_5_load_80 | 130 | 0.0012466 | 0.00031244 | 0 | 0 |  | 1 | TRUE | wye
116 | LV_4274-7_0_5_load_81 | 131 | 0.0020825 | 0.00052193 | 0 | 0 |  | 1 | TRUE | wye
117 | LV_4274-7_0_5_load_82 | 132 | 0.0020358 | 0.00051023 | 0 | 0 |  | 1 | TRUE | wye
118 | LV_4274-7_0_5_load_83 | 133 | 0.0031361 | 0.00078599 | 0 | 0 |  | 1 | TRUE | wye
119 | LV_4274-7_0_5_load_144 | 134 | 0.00053769 | 0.00013476 | 0 | 0 |  | 1 | TRUE | wye
120 | LV_4274-7_0_5_load_133 | 135 | 0.00051429 | 0.00012889 | 0 | 0 |  | 1 | TRUE | wye
121 | LV_4274-7_0_5_load_135 | 136 | 0.00055629 | 0.00013942 | 0 | 0 |  | 1 | TRUE | wye
122 | LV_4274-7_0_5_load_143 | 137 | 0.000538 | 0.00013484 | 0 | 0 |  | 1 | TRUE | wye
123 | LV_4274-7_0_5_load_88 | 138 | 0.0024607 | 0.0006167 | 0 | 0 |  | 1 | TRUE | wye
124 | LV_4274-7_0_5_load_89 | 139 | 0.0011303 | 0.00028328 | 0 | 0 |  | 1 | TRUE | wye
125 | LV_4274-7_0_5_load_90 | 140 | 0.0018203 | 0.00045621 | 0 | 0 |  | 1 | TRUE | wye
126 | LV_4274-7_0_5_load_91 | 141 | 0.0032308 | 0.00080972 | 0 | 0 |  | 1 | TRUE | wye
127 | LV_4274-7_0_5_load_92 | 142 | 0.0017487 | 0.00043828 | 0 | 0 |  | 1 | TRUE | wye
128 | LV_4274-7_0_5_load_93 | 143 | 0.0011498 | 0.00028816 | 0 | 0 |  | 1 | TRUE | wye
129 | LV_4274-7_0_5_load_94 | 144 | 0.011548 | 0.0028941 | 0 | 0 |  | 1 | TRUE | wye
130 | LV_4274-7_0_5_load_111 | 145 | 0.0022428 | 0.00056209 | 0 | 0 |  | 1 | TRUE | wye
131 | LV_4274-7_0_5_load_97 | 147 | 0.00038272 | 9.5918e-05 | 0 | 0 |  | 1 | TRUE | wye
132 | LV_4274-7_0_5_load_99 | 149 | 0.00097491 | 0.00024434 | 0 | 0 |  | 1 | TRUE | wye
133 | LV_4274-7_0_5_load_100 | 150 | 0.0014291 | 0.00035817 | 0 | 0 |  | 1 | TRUE | wye
134 | LV_4274-7_0_5_load_126 | 151 | 0.0010181 | 0.00025515 | 0 | 0 |  | 1 | TRUE | wye
135 | LV_4274-7_0_5_load_113 | 152 | 0.0015379 | 0.00038543 | 0 | 0 |  | 1 | TRUE | wye
136 | LV_4274-7_0_5_load_127 | 153 | 0.0015009 | 0.00037616 | 0 | 0 |  | 1 | TRUE | wye
137 | LV_4274-7_0_5_load_102 | 154 | 0.00097243 | 0.00024371 | 0 | 0 |  | 1 | TRUE | wye
138 | LV_4274-7_0_5_load_103 | 155 | 0.0011156 | 0.00027959 | 0 | 0 |  | 1 | TRUE | wye
139 | LV_4274-7_0_5_load_105 | 157 | 0.0010844 | 0.00027178 | 0 | 0 |  | 1 | TRUE | wye
140 | LV_4274-7_0_5_load_106 | 158 | 0.0018713 | 0.00046898 | 0 | 0 |  | 1 | TRUE | wye
141 | LV_4274-7_0_5_load_107 | 159 | 0.0012211 | 0.00030604 | 0 | 0 |  | 1 | TRUE | wye
142 | LV_4274-7_0_5_load_108 | 160 | 0.0010132 | 0.00025393 | 0 | 0 |  | 1 | TRUE | wye
143 | LV_4274-7_0_5_load_109 | 162 | 0.0015113 | 0.00037877 | 0 | 0 |  | 1 | TRUE | wye
144 | LV_4274-7_0_5_load_125 | 164 | 0.0016004 | 0.0004011 | 0 | 0 |  | 1 | TRUE | wye
145 | LV_4274-7_0_5_load_121 | 165 | 0.001562 | 0.00039146 | 0 | 0 |  | 1 | TRUE | wye
146 | LV_4274-7_0_5_load_128 | 166 | 0.0010212 | 0.00025592 | 0 | 0 |  | 1 | TRUE | wye
147 | LV_4274-7_0_5_load_114 | 167 | 0.0012538 | 0.00031423 | 0 | 0 |  | 1 | TRUE | wye
148 | LV_4274-7_0_5_load_115 | 168 | 0.00053707 | 0.0001346 | 0 | 0 |  | 1 | TRUE | wye
149 | LV_4274-7_0_5_load_116 | 169 | 0.0012338 | 0.00030922 | 0 | 0 |  | 1 | TRUE | wye
150 | LV_4274-7_0_5_load_118 | 171 | 0.001173 | 0.00029398 | 0 | 0 |  | 1 | TRUE | wye
151 | LV_4274-7_0_5_load_119 | 172 | 0.0010891 | 0.00027295 | 0 | 0 |  | 1 | TRUE | wye
152 | LV_4274-7_0_5_load_120 | 173 | 0.0012722 | 0.00031883 | 0 | 0 |  | 1 | TRUE | wye
153 | LV_4274-7_0_5_load_122 | 174 | 0.002423 | 0.00060727 | 0 | 0 |  | 1 | TRUE | wye
154 | LV_4274-7_0_5_load_123 | 175 | 0.0028341 | 0.00071029 | 0 | 0 |  | 1 | TRUE | wye

## ext_grid
| name | bus | vm_pu | va_degree | slack_weight | in_service
0 |  | 60 | 1 | 0 | 1 | TRUE

## line
| name | std_type | from_bus | to_bus | length_km | r_ohm_per_km | x_ohm_per_km | c_nf_per_km | g_us_per_km | max_i_ka | df | parallel | type | in_service
0 | LV_4274-7_0_5_line_0 |  | 0 | 1 | 0.035865 | 0.125 | 0.08 | 261 | 0 | 0.364 | 1 | 1 | cs | TRUE
1 | LV_4274-7_0_5_line_1 |  | 0 | 2 | 0.034343 | 0.125 | 0.08 | 261 | 0 | 0.364 | 1 | 1 | cs | TRUE
2 | LV_4274-7_0_5_line_2 |  | 1 | 3 | 0.0082436 | 0.125 | 0.08 | 261 | 0 | 0.364 | 1 | 1 | cs | TRUE
3 | LV_4274-7_0_5_line_3 |  | 2 | 4 | 0.0066555 | 0.125 | 0.08 | 261 | 0 | 0.364 | 1 | 1 | cs | TRUE
4 | LV_4274-7_0_5_line_4 |  | 3 | 5 | 0.0015651 | 0.125 | 0.08 | 261 | 0 | 0.364 | 1 | 1 | cs | TRUE
5 | LV_4274-7_0_5_line_5 |  | 4 | 6 | 0.026442 | 0.125 | 0.08 | 261 | 0 | 0.364 | 1 | 1 | cs | TRUE
6 | LV_4274-7_0_5_line_6 |  | 5 | 7 | 0.004129 | 0.125 | 0.08 | 261 | 0 | 0.364 | 1 | 1 | cs | TRUE
7 | LV_4274-7_0_5_line_7 |  | 6 | 8 | 0.018425 | 0.125 | 0.08 | 261 | 0 | 0.364 | 1 | 1 | cs | TRUE
8 | LV_4274-7_0_5_line_8 |  | 7 | 9 | 0.012206 | 0.125 | 0.08 | 261 | 0 | 0.364 | 1 | 1 | cs | TRUE
9 | LV_4274-7_0_5_line_9 |  | 8 | 10 | 0.036519 | 0.125 | 0.08 | 261 | 0 | 0.364 | 1 | 4 | cs | TRUE
10 | LV_4274-7_0_5_line_10 |  | 8 | 11 | 0.012426 | 0.125 | 0.08 | 261 | 0 | 0.364 | 1 | 4 | cs | TRUE
11 | LV_4274-7_0_5_line_11 |  | 9 | 12 | 0.001961 | 0.125 | 0.08 | 261 | 0 | 0.364 | 1 | 1 | cs | TRUE
12 | LV_4274-7_0_5_line_12 |  | 10 | 15 | 0.015201 | 0.125 | 0.08 | 261 | 0 | 0.364 | 1 | 4 | cs | TRUE
13 | LV_4274-7_0_5_line_13 |  | 11 | 16 | 0.014576 | 0.125 | 0.08 | 261 | 0 | 0.364 | 1 | 4 | cs | TRUE
14 | LV_4274-7_0_5_line_14 |  | 12 | 13 | 0.006983 | 0.125 | 0.08 | 261 | 0 | 0.364 | 1 | 1 | cs | TRUE
15 | LV_4274-7_0_5_line_15 |  | 13 | 14 | 0.0067051 | 0.125 | 0.08 | 261 | 0 | 0.364 | 1 | 1 | cs | TRUE
16 | LV_4274-7_0_5_line_16 |  | 14 | 34 | 0.0033722 | 0.125 | 0.08 | 261 | 0 | 0.364 | 1 | 1 | cs | TRUE
17 | LV_4274-7_0_5_line_17 |  | 15 | 17 | 0.0013827 | 0.125 | 0.08 | 261 | 0 | 0.364 | 1 | 4 | cs | TRUE
18 | LV_4274-7_0_5_line_18 |  | 16 | 18 | 0.0095705 | 0.125 | 0.08 | 261 | 0 | 0.364 | 1 | 4 | cs | TRUE
19 | LV_4274-7_0_5_line_19 |  | 17 | 19 | 0.0054061 | 0.125 | 0.08 | 261 | 0 | 0.364 | 1 | 4 | cs | TRUE
20 | LV_4274-7_0_5_line_20 |  | 18 | 20 | 0.010746 | 0.125 | 0.08 | 261 | 0 | 0.364 | 1 | 4 | cs | TRUE
21 | LV_4274-7_0_5_line_21 |  | 19 | 35 | 0.022475 | 0.125 | 0.08 | 261 | 0 | 0.364 | 1 | 4 | cs | TRUE
22 | LV_4274-7_0_5_line_22 |  | 20 | 41 | 0.089774 | 0.125 | 0.08 | 261 | 0 | 0.364 | 1 | 4 | cs | TRUE
23 | LV_4274-7_0_5_line_23 |  | 21 | 22 | 0.0051339 | 0.125 | 0.08 | 261 | 0 | 0.364 | 1 | 1 | cs | TRUE
24 | LV_4274-7_0_5_line_24 |  | 21 | 23 | 0.01505 | 0.125 | 0.08 | 261 | 0 | 0.364 | 1 | 1 | cs | TRUE
25 | LV_4274-7_0_5_line_25 |  | 22 | 24 | 0.022453 | 0.125 | 0.08 | 261 | 0 | 0.364 | 1 | 1 | cs | TRUE
26 | LV_4274-7_0_5_line_26 |  | 23 | 25 | 0.029458 | 0.125 | 0.08 | 261 | 0 | 0.364 | 1 | 1 | cs | TRUE
27 | LV_4274-7_0_5_line_27 |  | 23 | 26 | 0.014381 | 0.125 | 0.08 | 261 | 0 | 0.364 | 1 | 1 | cs | TRUE
28 | LV_4274-7_0_5_line_28 |  | 24 | 27 | 0.027426 | 0.125 | 0.08 | 261 | 0 | 0.364 | 1 | 1 | cs | TRUE
29 | LV_4274-7_0_5_line_29 |  | 25 | 28 | 0.00010302 | 0.125 | 0.08 | 261 | 0 | 0.364 | 1 | 1 | cs | TRUE
30 | LV_4274-7_0_5_line_30 |  | 26 | 29 | 0.00070713 | 0.125 | 0.08 | 261 | 0 | 0.364 | 1 | 1 | cs | TRUE
31 | LV_4274-7_0_5_line_31 |  | 27 | 30 | 0.013143 | 0.125 | 0.08 | 261 | 0 | 0.364 | 1 | 1 | cs | TRUE
32 | LV_4274-7_0_5_line_32 |  | 27 | 31 | 0.03142 | 0.125 | 0.08 | 261 | 0 | 0.364 | 1 | 1 | cs | TRUE
33 | LV_4274-7_0_5_line_33 |  | 28 | 32 | 0.0041904 | 0.125 | 0.08 | 261 | 0 | 0.364 | 1 | 1 | cs | TRUE
34 | LV_4274-7_0_5_line_34 |  | 30 | 33 | 0.12629 | 0.125 | 0.08 | 261 | 0 | 0.364 | 1 | 1 | cs | TRUE
35 | LV_4274-7_0_5_line_35 |  | 31 | 34 | 0.035849 | 0.125 | 0.08 | 261 | 0 | 0.364 | 1 | 1 | cs | TRUE
36 | LV_4274-7_0_5_line_36 |  | 35 | 36 | 0.0060805 | 0.125 | 0.08 | 261 | 0 | 0.364 | 1 | 4 | cs | TRUE
37 | LV_4274-7_0_5_line_37 |  | 36 | 37 | 0.024808 | 0.125 | 0.08 | 261 | 0 | 0.364 | 1 | 4 | cs | TRUE
38 | LV_4274-7_0_5_line_38 |  | 37 | 38 | 0.044268 | 0.125 | 0.08 | 261 | 0 | 0.364 | 1 | 4 | cs | TRUE
39 | LV_4274-7_0_5_line_39 |  | 37 | 39 | 0.019351 | 0.125 | 0.08 | 261 | 0 | 0.364 | 1 | 4 | cs | TRUE
40 | LV_4274-7_0_5_line_40 |  | 37 | 40 | 0.017298 | 0.125 | 0.08 | 261 | 0 | 0.364 | 1 | 1 | cs | TRUE
41 | LV_4274-7_0_5_line_41 |  | 38 | 54 | 0.0058496 | 0.125 | 0.08 | 261 | 0 | 0.364 | 1 | 4 | cs | TRUE
42 | LV_4274-7_0_5_line_42 |  | 39 | 55 | 0.031017 | 0.125 | 0.08 | 261 | 0 | 0.364 | 1 | 4 | cs | TRUE
43 | LV_4274-7_0_5_line_43 |  | 41 | 52 | 0.028637 | 0.125 | 0.08 | 261 | 0 | 0.364 | 1 | 4 | cs | TRUE
44 | LV_4274-7_0_5_line_44 |  | 42 | 43 | 0.064085 | 0.125 | 0.08 | 261 | 0 | 0.364 | 1 | 1 | cs | TRUE
45 | LV_4274-7_0_5_line_45 |  | 43 | 44 | 0.016546 | 0.125 | 0.08 | 261 | 0 | 0.364 | 1 | 4 | cs | TRUE
46 | LV_4274-7_0_5_line_46 |  | 43 | 45 | 0.31945 | 0.125 | 0.08 | 261 | 0 | 0.364 | 1 | 4 | cs | TRUE
47 | LV_4274-7_0_5_line_47 |  | 44 | 46 | 0.0071721 | 0.125 | 0.08 | 261 | 0 | 0.364 | 1 | 4 | cs | TRUE
48 | LV_4274-7_0_5_line_48 |  | 44 | 47 | 0.035708 | 0.125 | 0.08 | 261 | 0 | 0.364 | 1 | 4 | cs | TRUE
49 | LV_4274-7_0_5_line_49 |  | 45 | 78 | 0.011377 | 0.125 | 0.08 | 261 | 0 | 0.364 | 1 | 4 | cs | TRUE
50 | LV_4274-7_0_5_line_50 |  | 46 | 51 | 0.010474 | 0.125 | 0.08 | 261 | 0 | 0.364 | 1 | 4 | cs | TRUE
51 | LV_4274-7_0_5_line_51 |  | 47 | 53 | 0.046481 | 0.125 | 0.08 | 261 | 0 | 0.364 | 1 | 4 | cs | TRUE
52 | LV_4274-7_0_5_line_52 |  | 48 | 49 | 0.020273 | 0.125 | 0.08 | 261 | 0 | 0.364 | 1 | 4 | cs | TRUE
53 | LV_4274-7_0_5_line_53 |  | 48 | 50 | 0.0062926 | 0.125 | 0.08 | 261 | 0 | 0.364 | 1 | 4 | cs | TRUE
54 | LV_4274-7_0_5_line_54 |  | 49 | 135 | 0.0021376 | 0.125 | 0.08 | 261 | 0 | 0.364 | 1 | 4 | cs | TRUE
55 | LV_4274-7_0_5_line_55 |  | 50 | 51 | 0.011242 | 0.125 | 0.08 | 261 | 0 | 0.364 | 1 | 4 | cs | TRUE
56 | LV_4274-7_0_5_line_56 |  | 52 | 53 | 0.027009 | 0.125 | 0.08 | 261 | 0 | 0.364 | 1 | 4 | cs | TRUE
57 | LV_4274-7_0_5_line_57 |  | 54 | 56 | 0.018885 | 0.125 | 0.08 | 261 | 0 | 0.364 | 1 | 4 | cs | TRUE
58 | LV_4274-7_0_5_line_58 |  | 55 | 57 | 0.033565 | 0.125 | 0.08 | 261 | 0 | 0.364 | 1 | 4 | cs | TRUE
59 | LV_4274-7_0_5_line_59 |  | 55 | 58 | 0.026569 | 0.125 | 0.08 | 261 | 0 | 0.364 | 1 | 1 | cs | TRUE
60 | LV_4274-7_0_5_line_60 |  | 56 | 59 | 0.062545 | 0.125 | 0.08 | 261 | 0 | 0.364 | 1 | 1 | cs | TRUE
61 | LV_4274-7_0_5_line_61 |  | 56 | 60 | 0.067749 | 0.125 | 0.08 | 261 | 0 | 0.364 | 1 | 4 | cs | TRUE
62 | LV_4274-7_0_5_line_62 |  | 57 | 61 | 0.031875 | 0.125 | 0.08 | 261 | 0 | 0.364 | 1 | 4 | cs | TRUE
63 | LV_4274-7_0_5_line_63 |  | 58 | 62 | 0.00727 | 0.125 | 0.08 | 261 | 0 | 0.364 | 1 | 1 | cs | TRUE
64 | LV_4274-7_0_5_line_64 |  | 59 | 117 | 0.0017656 | 0.125 | 0.08 | 261 | 0 | 0.364 | 1 | 1 | cs | TRUE
65 | LV_4274-7_0_5_line_65 |  | 60 | 118 | 0.022467 | 0.125 | 0.08 | 261 | 0 | 0.364 | 1 | 1 | cs | TRUE
66 | LV_4274-7_0_5_line_66 |  | 61 | 104 | 0.021582 | 0.125 | 0.08 | 261 | 0 | 0.364 | 1 | 1 | cs | TRUE
67 | LV_4274-7_0_5_line_67 |  | 61 | 105 | 0.0092401 | 0.125 | 0.08 | 261 | 0 | 0.364 | 1 | 4 | cs | TRUE
68 | LV_4274-7_0_5_line_68 |  | 61 | 106 | 0.016723 | 0.125 | 0.08 | 261 | 0 | 0.364 | 1 | 4 | cs | TRUE
69 | LV_4274-7_0_5_line_69 |  | 62 | 102 | 0.0049397 | 0.125 | 0.08 | 261 | 0 | 0.364 | 1 | 1 | cs | TRUE
70 | LV_4274-7_0_5_line_70 |  | 63 | 64 | 0.0013111 | 0.125 | 0.08 | 261 | 0 | 0.364 | 1 | 1 | cs | TRUE
71 | LV_4274-7_0_5_line_71 |  | 63 | 65 | 0.003219 | 0.125 | 0.08 | 261 | 0 | 0.364 | 1 | 1 | cs | TRUE
72 | LV_4274-7_0_5_line_72 |  | 64 | 66 | 0.008486 | 0.125 | 0.08 | 261 | 0 | 0.364 | 1 | 1 | cs | TRUE
73 | LV_4274-7_0_5_line_73 |  | 66 | 67 | 0.026172 | 0.125 | 0.08 | 261 | 0 | 0.364 | 1 | 3 | cs | TRUE
74 | LV_4274-7_0_5_line_74 |  | 67 | 68 | 0.0010071 | 0.125 | 0.08 | 261 | 0 | 0.364 | 1 | 4 | cs | TRUE
75 | LV_4274-7_0_5_line_75 |  | 68 | 89 | 0.0019442 | 0.125 | 0.08 | 261 | 0 | 0.364 | 1 | 4 | cs | TRUE
76 | LV_4274-7_0_5_line_76 |  | 69 | 70 | 0.023697 | 0.125 | 0.08 | 261 | 0 | 0.364 | 1 | 1 | cs | TRUE
77 | LV_4274-7_0_5_line_77 |  | 69 | 71 | 0.03448 | 0.125 | 0.08 | 261 | 0 | 0.364 | 1 | 1 | cs | TRUE
78 | LV_4274-7_0_5_line_78 |  | 71 | 72 | 0.022368 | 0.125 | 0.08 | 261 | 0 | 0.364 | 1 | 4 | cs | TRUE
79 | LV_4274-7_0_5_line_79 |  | 71 | 73 | 0.0324 | 0.125 | 0.08 | 261 | 0 | 0.364 | 1 | 4 | cs | TRUE
80 | LV_4274-7_0_5_line_80 |  | 71 | 74 | 0.034521 | 0.125 | 0.08 | 261 | 0 | 0.364 | 1 | 1 | cs | TRUE
81 | LV_4274-7_0_5_line_81 |  | 72 | 75 | 0.0075209 | 0.125 | 0.08 | 261 | 0 | 0.364 | 1 | 4 | cs | TRUE
82 | LV_4274-7_0_5_line_82 |  | 73 | 76 | 0.058165 | 0.125 | 0.08 | 261 | 0 | 0.364 | 1 | 4 | cs | TRUE
83 | LV_4274-7_0_5_line_83 |  | 74 | 77 | 0.041726 | 0.125 | 0.08 | 261 | 0 | 0.364 | 1 | 1 | cs | TRUE
84 | LV_4274-7_0_5_line_84 |  | 75 | 78 | 0.023404 | 0.125 | 0.08 | 261 | 0 | 0.364 | 1 | 4 | cs | TRUE
85 | LV_4274-7_0_5_line_85 |  | 76 | 79 | 0.0052227 | 0.125 | 0.08 | 261 | 0 | 0.364 | 1 | 4 | cs | TRUE
86 | LV_4274-7_0_5_line_86 |  | 79 | 86 | 0.013472 | 0.125 | 0.08 | 261 | 0 | 0.364 | 1 | 4 | cs | TRUE
87 | LV_4274-7_0_5_line_87 |  | 80 | 81 | 0.00086626 | 0.125 | 0.08 | 261 | 0 | 0.364 | 1 | 4 | cs | TRUE
88 | LV_4274-7_0_5_line_88 |  | 80 | 82 | 0.0091306 | 0.125 | 0.08 | 261 | 0 | 0.364 | 1 | 4 | cs | TRUE
89 | LV_4274-7_0_5_line_89 |  | 81 | 83 | 0.0010443 | 0.125 | 0.08 | 261 | 0 | 0.364 | 1 | 4 | cs | TRUE
90 | LV_4274-7_0_5_line_90 |  | 82 | 84 | 0.0016317 | 0.125 | 0.08 | 261 | 0 | 0.364 | 1 | 4 | cs | TRUE
91 | LV_4274-7_0_5_line_91 |  | 83 | 85 | 3.2592e-05 | 0.125 | 0.08 | 261 | 0 | 0.364 | 1 | 4 | cs | TRUE
92 | LV_4274-7_0_5_line_92 |  | 84 | 86 | 0.028154 | 0.125 | 0.08 | 261 | 0 | 0.364 | 1 | 4 | cs | TRUE
93 | LV_4274-7_0_5_line_93 |  | 85 | 87 | 0.0012384 | 0.125 | 0.08 | 261 | 0 | 0.364 | 1 | 4 | cs | TRUE
94 | LV_4274-7_0_5_line_94 |  | 87 | 88 | 0.024536 | 0.125 | 0.08 | 261 | 0 | 0.364 | 1 | 4 | cs | TRUE
95 | LV_4274-7_0_5_line_95 |  | 88 | 89 | 0.00029802 | 0.125 | 0.08 | 261 | 0 | 0.364 | 1 | 4 | cs | TRUE
96 | LV_4274-7_0_5_line_96 |  | 90 | 91 | 0.033925 | 0.125 | 0.08 | 261 | 0 | 0.364 | 1 | 1 | cs | TRUE
97 | LV_4274-7_0_5_line_97 |  | 90 | 92 | 0.046346 | 0.125 | 0.08 | 261 | 0 | 0.364 | 1 | 2 | cs | TRUE
98 | LV_4274-7_0_5_line_98 |  | 91 | 93 | 0.032012 | 0.125 | 0.08 | 261 | 0 | 0.364 | 1 | 1 | cs | TRUE
99 | LV_4274-7_0_5_line_99 |  | 92 | 94 | 0.032383 | 0.125 | 0.08 | 261 | 0 | 0.364 | 1 | 4 | cs | TRUE
100 | LV_4274-7_0_5_line_100 |  | 93 | 95 | 0.01913 | 0.125 | 0.08 | 261 | 0 | 0.364 | 1 | 1 | cs | TRUE
101 | LV_4274-7_0_5_line_101 |  | 94 | 96 | 0.011916 | 0.125 | 0.08 | 261 | 0 | 0.364 | 1 | 4 | cs | TRUE
102 | LV_4274-7_0_5_line_102 |  | 94 | 97 | 0.014995 | 0.125 | 0.08 | 261 | 0 | 0.364 | 1 | 1 | cs | TRUE
103 | LV_4274-7_0_5_line_103 |  | 95 | 101 | 0.00043675 | 0.125 | 0.08 | 261 | 0 | 0.364 | 1 | 1 | cs | TRUE
104 | LV_4274-7_0_5_line_104 |  | 96 | 98 | 0.0094133 | 0.125 | 0.08 | 261 | 0 | 0.364 | 1 | 4 | cs | TRUE
105 | LV_4274-7_0_5_line_105 |  | 98 | 99 | 0.011196 | 0.125 | 0.08 | 261 | 0 | 0.364 | 1 | 4 | cs | TRUE
106 | LV_4274-7_0_5_line_106 |  | 99 | 100 | 0.011424 | 0.125 | 0.08 | 261 | 0 | 0.364 | 1 | 4 | cs | TRUE
107 | LV_4274-7_0_5_line_107 |  | 100 | 133 | 0.0049639 | 0.125 | 0.08 | 261 | 0 | 0.364 | 1 | 4 | cs | TRUE
108 | LV_4274-7_0_5_line_108 |  | 102 | 103 | 0.004934 | 0.125 | 0.08 | 261 | 0 | 0.364 | 1 | 1 | cs | TRUE
109 | LV_4274-7_0_5_line_109 |  | 104 | 107 | 0.022666 | 0.125 | 0.08 | 261 | 0 | 0.364 | 1 | 1 | cs | TRUE
110 | LV_4274-7_0_5_line_110 |  | 105 | 108 | 0.027779 | 0.125 | 0.08 | 261 | 0 | 0.364 | 1 | 4 | cs | TRUE
111 | LV_4274-7_0_5_line_111 |  | 106 | 109 | 0.0069592 | 0.125 | 0.08 | 261 | 0 | 0.364 | 1 | 4 | cs | TRUE
112 | LV_4274-7_0_5_line_112 |  | 107 | 113 | 0.016874 | 0.125 | 0.08 | 261 | 0 | 0.364 | 1 | 1 | cs | TRUE
113 | LV_4274-7_0_5_line_113 |  | 108 | 114 | 0.0010827 | 0.125 | 0.08 | 261 | 0 | 0.364 | 1 | 4 | cs | TRUE
114 | LV_4274-7_0_5_line_114 |  | 109 | 110 | 0.018417 | 0.125 | 0.08 | 261 | 0 | 0.364 | 1 | 4 | cs | TRUE
115 | LV_4274-7_0_5_line_115 |  | 110 | 111 | 0.00078542 | 0.125 | 0.08 | 261 | 0 | 0.364 | 1 | 4 | cs | TRUE
116 | LV_4274-7_0_5_line_116 |  | 111 | 112 | 0.020654 | 0.125 | 0.08 | 261 | 0 | 0.364 | 1 | 4 | cs | TRUE
117 | LV_4274-7_0_5_line_117 |  | 112 | 115 | 0.0014363 | 0.125 | 0.08 | 261 | 0 | 0.364 | 1 | 4 | cs | TRUE
118 | LV_4274-7_0_5_line_118 |  | 114 | 116 | 0.0077231 | 0.125 | 0.08 | 261 | 0 | 0.364 | 1 | 4 | cs | TRUE
119 | LV_4274-7_0_5_line_119 |  | 115 | 128 | 0.01849 | 0.125 | 0.08 | 261 | 0 | 0.364 | 1 | 4 | cs | TRUE
120 | LV_4274-7_0_5_line_120 |  | 116 | 147 | 0.014105 | 0.125 | 0.08 | 261 | 0 | 0.364 | 1 | 4 | cs | TRUE
121 | LV_4274-7_0_5_line_121 |  | 118 | 123 | 0.012688 | 0.125 | 0.08 | 261 | 0 | 0.364 | 1 | 1 | cs | TRUE
122 | LV_4274-7_0_5_line_122 |  | 119 | 120 | 0.042131 | 0.125 | 0.08 | 261 | 0 | 0.364 | 1 | 1 | cs | TRUE
123 | LV_4274-7_0_5_line_123 |  | 120 | 122 | 0.050553 | 0.125 | 0.08 | 261 | 0 | 0.364 | 1 | 1 | cs | TRUE
124 | LV_4274-7_0_5_line_124 |  | 120 | 121 | 0.036159 | 0.125 | 0.08 | 261 | 0 | 0.364 | 1 | 1 | cs | TRUE
125 | LV_4274-7_0_5_line_125 |  | 122 | 124 | 0.017181 | 0.125 | 0.08 | 261 | 0 | 0.364 | 1 | 1 | cs | TRUE
126 | LV_4274-7_0_5_line_126 |  | 123 | 125 | 0.00444 | 0.125 | 0.08 | 261 | 0 | 0.364 | 1 | 1 | cs | TRUE
127 | LV_4274-7_0_5_line_127 |  | 124 | 126 | 0.0044024 | 0.125 | 0.08 | 261 | 0 | 0.364 | 1 | 1 | cs | TRUE
128 | LV_4274-7_0_5_line_128 |  | 126 | 127 | 0.01092 | 0.125 | 0.08 | 261 | 0 | 0.364 | 1 | 1 | cs | TRUE
129 | LV_4274-7_0_5_line_129 |  | 127 | 134 | 0.0098034 | 0.125 | 0.08 | 261 | 0 | 0.364 | 1 | 1 | cs | TRUE
130 | LV_4274-7_0_5_line_130 |  | 128 | 129 | 0.0012304 | 0.125 | 0.08 | 261 | 0 | 0.364 | 1 | 4 | cs | TRUE
131 | LV_4274-7_0_5_line_131 |  | 129 | 130 | 0.0075979 | 0.125 | 0.08 | 261 | 0 | 0.364 | 1 | 4 | cs | TRUE
132 | LV_4274-7_0_5_line_132 |  | 130 | 131 | 0.017 | 0.125 | 0.08 | 261 | 0 | 0.364 | 1 | 4 | cs | TRUE
133 | LV_4274-7_0_5_line_133 |  | 131 | 132 | 0.0079856 | 0.125 | 0.08 | 261 | 0 | 0.364 | 1 | 4 | cs | TRUE
134 | LV_4274-7_0_5_line_134 |  | 132 | 133 | 0.0047722 | 0.125 | 0.08 | 261 | 0 | 0.364 | 1 | 4 | cs | TRUE
135 | LV_4274-7_0_5_line_135 |  | 134 | 137 | 0.020004 | 0.125 | 0.08 | 261 | 0 | 0.364 | 1 | 1 | cs | TRUE
136 | LV_4274-7_0_5_line_136 |  | 135 | 136 | 0.018409 | 0.125 | 0.08 | 261 | 0 | 0.364 | 1 | 2 | cs | TRUE
137 | LV_4274-7_0_5_line_137 |  | 136 | 137 | 0.0011166 | 0.125 | 0.08 | 261 | 0 | 0.364 | 1 | 1 | cs | TRUE
138 | LV_4274-7_0_5_line_138 |  | 138 | 139 | 0.0097892 | 0.125 | 0.08 | 261 | 0 | 0.364 | 1 | 1 | cs | TRUE
139 | LV_4274-7_0_5_line_139 |  | 138 | 140 | 4.2457e-05 | 0.125 | 0.08 | 261 | 0 | 0.364 | 1 | 1 | cs | TRUE
140 | LV_4274-7_0_5_line_140 |  | 139 | 141 | 0.03915 | 0.125 | 0.08 | 261 | 0 | 0.364 | 1 | 4 | cs | TRUE
141 | LV_4274-7_0_5_line_141 |  | 140 | 142 | 0.0082013 | 0.125 | 0.08 | 261 | 0 | 0.364 | 1 | 1 | cs | TRUE
142 | LV_4274-7_0_5_line_142 |  | 141 | 143 | 0.005536 | 0.125 | 0.08 | 261 | 0 | 0.364 | 1 | 4 | cs | TRUE
143 | LV_4274-7_0_5_line_143 |  | 142 | 144 | 0.00086655 | 0.125 | 0.08 | 261 | 0 | 0.364 | 1 | 1 | cs | TRUE
144 | LV_4274-7_0_5_line_144 |  | 143 | 145 | 0.010075 | 0.125 | 0.08 | 261 | 0 | 0.364 | 1 | 4 | cs | TRUE
145 | LV_4274-7_0_5_line_145 |  | 145 | 146 | 0.022848 | 0.125 | 0.08 | 261 | 0 | 0.364 | 1 | 4 | cs | TRUE
146 | LV_4274-7_0_5_line_146 |  | 146 | 152 | 0.0034892 | 0.125 | 0.08 | 261 | 0 | 0.364 | 1 | 4 | cs | TRUE
147 | LV_4274-7_0_5_line_147 |  | 146 | 149 | 0.016259 | 0.125 | 0.08 | 261 | 0 | 0.364 | 1 | 4 | cs | TRUE
148 | LV_4274-7_0_5_line_148 |  | 147 | 148 | 0.012649 | 0.125 | 0.08 | 261 | 0 | 0.364 | 1 | 4 | cs | TRUE
149 | LV_4274-7_0_5_line_149 |  | 148 | 149 | 0.026491 | 0.125 | 0.08 | 261 | 0 | 0.364 | 1 | 4 | cs | TRUE
150 | LV_4274-7_0_5_line_150 |  | 148 | 150 | 0.012367 | 0.125 | 0.08 | 261 | 0 | 0.364 | 1 | 4 | cs | TRUE
151 | LV_4274-7_0_5_line_151 |  | 150 | 151 | 0.013744 | 0.125 | 0.08 | 261 | 0 | 0.364 | 1 | 2 | cs | TRUE
152 | LV_4274-7_0_5_line_152 |  | 151 | 153 | 0.022293 | 0.125 | 0.08 | 261 | 0 | 0.364 | 1 | 1 | cs | TRUE
153 | LV_4274-7_0_5_line_153 |  | 152 | 167 | 0.017161 | 0.125 | 0.08 | 261 | 0 | 0.364 | 1 | 4 | cs | TRUE
154 | LV_4274-7_0_5_line_154 |  | 154 | 155 | 0.012544 | 0.125 | 0.08 | 261 | 0 | 0.364 | 1 | 1 | cs | TRUE
155 | LV_4274-7_0_5_line_155 |  | 154 | 156 | 0.0026075 | 0.125 | 0.08 | 261 | 0 | 0.364 | 1 | 1 | cs | TRUE
156 | LV_4274-7_0_5_line_156 |  | 155 | 157 | 0.0054838 | 0.125 | 0.08 | 261 | 0 | 0.364 | 1 | 1 | cs | TRUE
157 | LV_4274-7_0_5_line_157 |  | 156 | 158 | 0.01413 | 0.125 | 0.08 | 261 | 0 | 0.364 | 1 | 1 | cs | TRUE
158 | LV_4274-7_0_5_line_158 |  | 156 | 159 | 0.032904 | 0.125 | 0.08 | 261 | 0 | 0.364 | 1 | 1 | cs | TRUE
159 | LV_4274-7_0_5_line_159 |  | 157 | 160 | 0.023049 | 0.125 | 0.08 | 261 | 0 | 0.364 | 1 | 2 | cs | TRUE
160 | LV_4274-7_0_5_line_160 |  | 160 | 161 | 0.0018256 | 0.125 | 0.08 | 261 | 0 | 0.364 | 1 | 4 | cs | TRUE
161 | LV_4274-7_0_5_line_161 |  | 161 | 164 | 0.0054041 | 0.125 | 0.08 | 261 | 0 | 0.364 | 1 | 4 | cs | TRUE
162 | LV_4274-7_0_5_line_162 |  | 161 | 165 | 0.013834 | 0.125 | 0.08 | 261 | 0 | 0.364 | 1 | 4 | cs | TRUE
163 | LV_4274-7_0_5_line_163 |  | 162 | 163 | 0.010368 | 0.125 | 0.08 | 261 | 0 | 0.364 | 1 | 1 | cs | TRUE
164 | LV_4274-7_0_5_line_164 |  | 163 | 166 | 0.015378 | 0.125 | 0.08 | 261 | 0 | 0.364 | 1 | 1 | cs | TRUE
165 | LV_4274-7_0_5_line_165 |  | 164 | 167 | 0.016913 | 0.125 | 0.08 | 261 | 0 | 0.364 | 1 | 4 | cs | TRUE
166 | LV_4274-7_0_5_line_166 |  | 165 | 171 | 0.00049063 | 0.125 | 0.08 | 261 | 0 | 0.364 | 1 | 4 | cs | TRUE
167 | LV_4274-7_0_5_line_167 |  | 166 | 175 | 5.0761e-05 | 0.125 | 0.08 | 261 | 0 | 0.364 | 1 | 1 | cs | TRUE
168 | LV_4274-7_0_5_line_168 |  | 168 | 169 | 0.00054295 | 0.125 | 0.08 | 261 | 0 | 0.364 | 1 | 4 | cs | TRUE
169 | LV_4274-7_0_5_line_169 |  | 168 | 170 | 0.014324 | 0.125 | 0.08 | 261 | 0 | 0.364 | 1 | 4 | cs | TRUE
170 | LV_4274-7_0_5_line_170 |  | 169 | 171 | 0.021252 | 0.125 | 0.08 | 261 | 0 | 0.364 | 1 | 4 | cs | TRUE
171 | LV_4274-7_0_5_line_171 |  | 170 | 172 | 0.0016966 | 0.125 | 0.08 | 261 | 0 | 0.364 | 1 | 1 | cs | TRUE
172 | LV_4274-7_0_5_line_172 |  | 170 | 173 | 0.011874 | 0.125 | 0.08 | 261 | 0 | 0.364 | 1 | 4 | cs | TRUE
173 | LV_4274-7_0_5_line_173 |  | 172 | 174 | 0.015718 | 0.125 | 0.08 | 261 | 0 | 0.364 | 1 | 1 | cs | TRUE
174 | LV_4274-7_0_5_line_174 |  | 173 | 175 | 0.020647 | 0.125 | 0.08 | 261 | 0 | 0.364 | 1 | 2 | cs | TRUE

## trafo
| name | std_type | hv_bus | lv_bus | sn_mva | vn_hv_kv | vn_lv_kv | vk_percent | vkr_percent | pfe_kw | i0_percent | shift_degree | tap_side | tap_neutral | tap_min | tap_max | tap_step_percent | tap_step_degree | tap_pos | tap_phase_shifter | parallel | df | in_service
0 | LV_4274-7_0_5_trafo_73 | 0.63 MVA 20/0.4 kV | 176 | 60 | 0.63 | 20 | 0.4 | 6 | 1.206 | 1.65 | 0.2619 | 150 | hv | 0 | -2 | 2 | 2.5 | 0 | 0 | FALSE | 1 | 1 | TRUE

## line_geodata
| x0 | y0 | x1 | y1 | x2 | y2 | x3 | y3 | x4 | y4 | x5 | y5 | x6 | y6
0 | 2637953.7752 | 1235808.3176 | 2637947.6625 | 1235806.2355 | 2637936.1277 | 1235800.6806 | 2637922.7663 | 1235790.8226
1 | 2637953.7752 | 1235808.3176 | 2637961.035 | 1235810.7904 | 2637978.4776 | 1235813.1365 | 2637987.526 | 1235813.8152
2 | 2637917.8808 | 1235784.1826 | 2637922.7663 | 1235790.8226 | 2637922.7663 | 1235790.8226
3 | 2637994.1629 | 1235814.3131 | 2637987.526 | 1235813.8152
4 | 2637917.8808 | 1235784.1826 | 2637916.9533 | 1235782.922
5 | 2637994.1629 | 1235814.3131 | 2637996.1386 | 1235814.4613 | 2638007.5193 | 1235814.534 | 2638020.4923 | 1235812.8676
6 | 2637914.5063 | 1235779.5962 | 2637914.5063 | 1235779.5962 | 2637916.9533 | 1235782.922
7 | 2638038.7673 | 1235810.5202 | 2638020.4923 | 1235812.8676
8 | 2637908.9358 | 1235768.7353 | 2637914.5063 | 1235779.5962
9 | 2638038.7673 | 1235810.5202 | 2638039.5569 | 1235774.0102
10 | 2638038.7673 | 1235810.5202 | 2638042.1021 | 1235822.4908
11 | 2637908.9358 | 1235768.7353 | 2637908.0408 | 1235766.9904
12 | 2638039.5569 | 1235774.0102 | 2638039.6164 | 1235771.2565 | 2638040.3096 | 1235758.8287
13 | 2638045.6305 | 1235836.6315 | 2638042.9468 | 1235825.523 | 2638042.1021 | 1235822.4908
14 | 2637908.0408 | 1235766.9904 | 2637904.854 | 1235760.777
15 | 2637901.794 | 1235754.8109 | 2637904.854 | 1235760.777
16 | 2637900.255 | 1235751.8103 | 2637901.794 | 1235754.8109
17 | 2638040.3096 | 1235758.8287 | 2638040.3866 | 1235757.4482
18 | 2638045.6305 | 1235836.6315 | 2638046.3526 | 1235839.6203 | 2638048.1088 | 1235845.8741
19 | 2638040.6877 | 1235752.0505 | 2638040.3866 | 1235757.4482
20 | 2638051.2821 | 1235856.1312 | 2638050.1999 | 1235853.3202 | 2638048.1088 | 1235845.8741
21 | 2638041.9394 | 1235729.6107 | 2638040.6877 | 1235752.0505
22 | 2638051.2821 | 1235856.1312 | 2638130.9167 | 1235897.577
23 | 2637919.4257 | 1235692.8664 | 2637924.5588 | 1235692.9602
24 | 2637939.6058 | 1235693.2353 | 2637924.5588 | 1235692.9602
25 | 2637919.4257 | 1235692.8664 | 2637896.9769 | 1235692.456
26 | 2637939.6058 | 1235693.2353 | 2637937.1794 | 1235722.5932
27 | 2637939.6058 | 1235693.2353 | 2637953.3541 | 1235693.4898 | 2637953.9834 | 1235693.5266
28 | 2637869.5551 | 1235691.9547 | 2637896.9769 | 1235692.456
29 | 2637937.1709 | 1235722.6959 | 2637937.1794 | 1235722.5932
30 | 2637953.9834 | 1235693.5266 | 2637954.6893 | 1235693.5679
31 | 2637869.5551 | 1235691.9547 | 2637856.4155 | 1235692.2319
32 | 2637869.5551 | 1235691.9547 | 2637883.8943 | 1235719.9119
33 | 2637936.8257 | 1235726.872 | 2637937.1709 | 1235722.6959
34 | 2637856.4155 | 1235692.2319 | 2637735.7726 | 1235729.5702
35 | 2637900.255 | 1235751.8103 | 2637883.8943 | 1235719.9119
36 | 2638042.278 | 1235723.5396 | 2638041.9394 | 1235729.6107
37 | 2638043.6597 | 1235698.7701 | 2638042.278 | 1235723.5396
38 | 2638043.6597 | 1235698.7701 | 2638087.7606 | 1235694.9299
39 | 2638043.6597 | 1235698.7701 | 2638047.1906 | 1235679.7437
40 | 2638043.6597 | 1235698.7701 | 2638026.3914 | 1235697.7604
41 | 2638093.5881 | 1235694.4225 | 2638087.7606 | 1235694.9299
42 | 2638052.6945 | 1235649.219 | 2638050.8653 | 1235659.5248 | 2638049.0755 | 1235669.5864 | 2638047.1906 | 1235679.7437
43 | 2638113.9228 | 1235920.6261 | 2638130.9167 | 1235897.577
44 | 2638214.9766 | 1235929.6024 | 2638167.003 | 1235955.2661 | 2638157.8271 | 1235958.3425
45 | 2638214.9766 | 1235929.6024 | 2638203.567 | 1235917.5882
46 | 2638214.9766 | 1235929.6024 | 2638509.9897 | 1236052.1387
47 | 2638203.567 | 1235917.5882 | 2638198.3105 | 1235912.7089
48 | 2638203.567 | 1235917.5882 | 2638172.3306 | 1235934.8898
49 | 2638520.9632 | 1236055.1406 | 2638509.9897 | 1236052.1387
50 | 2638198.3105 | 1235912.7089 | 2638190.634 | 1235905.5833
51 | 2638172.3306 | 1235934.8898 | 2638150.9247 | 1235946.7464 | 2638144.8433 | 1235948.7198 | 2638140.052 | 1235947.744 | 2638132.3018 | 1235940.3264
52 | 2638187.3721 | 1235891.7886 | 2638200.4205 | 1235876.2726
53 | 2638187.3721 | 1235891.7886 | 2638185.3062 | 1235894.2452 | 2638183.8661 | 1235896.971
54 | 2638201.7964 | 1235874.6366 | 2638200.4205 | 1235876.2726
55 | 2638190.634 | 1235905.5833 | 2638185.0773 | 1235900.4254 | 2638183.8661 | 1235896.971 | 2638183.8661 | 1235896.971
56 | 2638113.9228 | 1235920.6261 | 2638120.4977 | 1235929.0291 | 2638132.3018 | 1235940.3264
57 | 2638112.4023 | 1235692.7842 | 2638093.5881 | 1235694.4225
58 | 2638052.6945 | 1235649.219 | 2638053.5736 | 1235644.2882 | 2638057.924 | 1235616.0649
59 | 2638052.6945 | 1235649.219 | 2638028.0972 | 1235639.1743
60 | 2638112.4023 | 1235692.7842 | 2638129.601 | 1235690.7265 | 2638141.0507 | 1235688.3206 | 2638149.9348 | 1235684.7864 | 2638155.5232 | 1235679.5079 | 2638158.8162 | 1235672.2467 | 2638161.0392 | 1235664.2478
61 | 2638112.4023 | 1235692.7842 | 2638091.238 | 1235757.1423
62 | 2638067.8195 | 1235585.7648 | 2638057.924 | 1235616.0649
63 | 2638028.0972 | 1235639.1743 | 2638026.1416 | 1235638.3757 | 2638022.3881 | 1235634.8383 | 2638022.3881 | 1235634.8383
64 | 2638161.512 | 1235662.5467 | 2638161.0392 | 1235664.2478
65 | 2638084.2195 | 1235778.4848 | 2638091.238 | 1235757.1423
66 | 2638067.8195 | 1235585.7648 | 2638089.389 | 1235586.5115
67 | 2638067.8195 | 1235585.7648 | 2638071.6134 | 1235577.3394
68 | 2638067.8195 | 1235585.7648 | 2638052.1472 | 1235579.93
69 | 2638017.7372 | 1235633.1742 | 2638022.3881 | 1235634.8383
70 | 2638522.2588 | 1236278.8659 | 2638522.6614 | 1236277.6181
71 | 2638522.2588 | 1236278.8659 | 2638521.2705 | 1236281.9294
72 | 2638522.6614 | 1236277.6181 | 2638525.267 | 1236269.542
73 | 2638525.267 | 1236269.542 | 2638531.9969 | 1236248.6822 | 2638532.9229 | 1236244.5308
74 | 2638533.1422 | 1236243.5478 | 2638532.9229 | 1236244.5308
75 | 2638533.5654 | 1236241.6503 | 2638533.1422 | 1236243.5478
76 | 2638583.1853 | 1236037.1178 | 2638583.7989 | 1236035.2947 | 2638590.1498 | 1236014.4677
77 | 2638572.1867 | 1236069.7966 | 2638583.1853 | 1236037.1178
78 | 2638572.1867 | 1236069.7966 | 2638561.8577 | 1236066.3275 | 2638550.7919 | 1236063.3004
79 | 2638572.1867 | 1236069.7966 | 2638563.5658 | 1236101.0283
80 | 2638572.1867 | 1236069.7966 | 2638575.3525 | 1236070.5287 | 2638582.279 | 1236072.4415 | 2638605.4356 | 1236079.0689
81 | 2638550.7919 | 1236063.3004 | 2638543.5375 | 1236061.3159
82 | 2638563.5658 | 1236101.0283 | 2638563.1281 | 1236102.6141 | 2638551.5682 | 1236157.9397
83 | 2638625.8759 | 1236109.081 | 2638625.3574 | 1236095.7247 | 2638623.5723 | 1236088.6309 | 2638620.2453 | 1236084.7624 | 2638613.8801 | 1236081.4857 | 2638605.4356 | 1236079.0689
84 | 2638520.9632 | 1236055.1406 | 2638543.5375 | 1236061.3159
85 | 2638551.5682 | 1236157.9397 | 2638550.5 | 1236163.052
86 | 2638547.7446 | 1236176.2394 | 2638550.5 | 1236163.052
87 | 2638539.6648 | 1236214.3068 | 2638539.4762 | 1236215.1523
88 | 2638541.6527 | 1236205.3952 | 2638539.6648 | 1236214.3068
89 | 2638539.2489 | 1236216.1716 | 2638539.4762 | 1236215.1523
90 | 2638541.6527 | 1236205.3952 | 2638541.9864 | 1236203.798
91 | 2638539.2489 | 1236216.1716 | 2638539.2418 | 1236216.2034
92 | 2638547.7446 | 1236176.2394 | 2638541.9864 | 1236203.798
93 | 2638539.2418 | 1236216.2034 | 2638538.9721 | 1236217.4121
94 | 2638533.6303 | 1236241.3594 | 2638538.9721 | 1236217.4121
95 | 2638533.6303 | 1236241.3594 | 2638533.5654 | 1236241.6503
96 | 2637890.1568 | 1235601.2178 | 2637922.0553 | 1235612.7678
97 | 2637890.1568 | 1235601.2178 | 2637900.1077 | 1235555.9524
98 | 2637947.2604 | 1235613.1783 | 2637944.4492 | 1235620.8763 | 2637922.0553 | 1235612.7678
99 | 2637908.2843 | 1235524.7409 | 2637905.8141 | 1235529.9951 | 2637900.1077 | 1235555.9524
100 | 2637965.2086 | 1235619.7977 | 2637947.2604 | 1235613.1783 | 2637947.2604 | 1235613.1783
101 | 2637908.2843 | 1235524.7409 | 2637914.3439 | 1235528.6264 | 2637918.7655 | 1235530.2725
102 | 2637908.2843 | 1235524.7409 | 2637900.3909 | 1235511.9914
103 | 2637965.2086 | 1235619.7977 | 2637965.6184 | 1235619.9488
104 | 2637918.7655 | 1235530.2725 | 2637927.5872 | 1235533.5568
105 | 2637927.5872 | 1235533.5568 | 2637938.0793 | 1235537.463
106 | 2637948.7855 | 1235541.4488 | 2637938.0793 | 1235537.463
107 | 2637953.4375 | 1235543.1808 | 2637948.7855 | 1235541.4488
108 | 2638013.0787 | 1235631.5101 | 2638017.7372 | 1235633.1742
109 | 2638089.389 | 1235586.5115 | 2638112.0418 | 1235587.2957
110 | 2638083.0191 | 1235552.0102 | 2638071.6134 | 1235577.3394
111 | 2638052.1472 | 1235579.93 | 2638045.6253 | 1235577.5019
112 | 2638128.9061 | 1235587.8796 | 2638112.0418 | 1235587.2957
113 | 2638083.0191 | 1235552.0102 | 2638083.4637 | 1235551.023
114 | 2638045.6253 | 1235577.5019 | 2638028.3653 | 1235571.0761
115 | 2638027.6292 | 1235570.8021 | 2638028.3653 | 1235571.0761
116 | 2638027.6292 | 1235570.8021 | 2638008.2733 | 1235563.5959
117 | 2638006.9273 | 1235563.0948 | 2638008.2733 | 1235563.5959
118 | 2638087.0022 | 1235544.1595 | 2638083.7641 | 1235550.3557 | 2638083.4637 | 1235551.023
119 | 2638006.9273 | 1235563.0948 | 2637989.599 | 1235556.6436
120 | 2638087.0022 | 1235544.1595 | 2638093.5352 | 1235531.6584
121 | 2638084.2195 | 1235778.4848 | 2638080.2558 | 1235790.5379
122 | 2638255.139 | 1235760.0008 | 2638213.6279 | 1235767.2001
123 | 2638255.139 | 1235760.0008 | 2638250.7338 | 1235803.364 | 2638249.2891 | 1235806.7902 | 2638247.1351 | 1235809.2211
124 | 2638255.139 | 1235760.0008 | 2638235.1772 | 1235729.8517
125 | 2638247.1351 | 1235809.2211 | 2638235.7408 | 1235822.0801
126 | 2638078.8687 | 1235794.7557 | 2638080.2558 | 1235790.5379
127 | 2638235.7408 | 1235822.0801 | 2638232.8212 | 1235825.375
128 | 2638228.0691 | 1235834.6149 | 2638228.4337 | 1235830.3264 | 2638232.8212 | 1235825.375
129 | 2638228.0691 | 1235834.6149 | 2638227.2385 | 1235844.3831
130 | 2637988.4459 | 1235556.2143 | 2637989.599 | 1235556.6436
131 | 2637981.3255 | 1235553.5634 | 2637988.4459 | 1235556.2143
132 | 2637981.3255 | 1235553.5634 | 2637965.3936 | 1235547.632
133 | 2637957.9098 | 1235544.8458 | 2637965.3936 | 1235547.632
134 | 2637957.9098 | 1235544.8458 | 2637953.4375 | 1235543.1808
135 | 2638214.3635 | 1235859.6929 | 2638227.2385 | 1235844.3831 | 2638227.2385 | 1235844.3831
136 | 2638201.7964 | 1235874.6366 | 2638213.6448 | 1235860.5475
137 | 2638214.3635 | 1235859.6929 | 2638213.6448 | 1235860.5475
138 | 2638195.4516 | 1235498.1781 | 2638205.0441 | 1235500.1307
139 | 2638205.0441 | 1235500.1307 | 2638205.0857 | 1235500.1392
140 | 2638195.4516 | 1235498.1781 | 2638157.0881 | 1235490.3686
141 | 2638213.1222 | 1235501.7752 | 2638205.0857 | 1235500.1392
142 | 2638151.6634 | 1235489.2643 | 2638157.0881 | 1235490.3686
143 | 2638213.1222 | 1235501.7752 | 2638213.9713 | 1235501.948
144 | 2638141.7908 | 1235487.2546 | 2638151.6634 | 1235489.2643
145 | 2638119.4023 | 1235482.697 | 2638141.7908 | 1235487.2546
146 | 2638119.4023 | 1235482.697 | 2638120.8208 | 1235479.5091
147 | 2638119.4023 | 1235482.697 | 2638116.116 | 1235490.0806 | 2638112.1719 | 1235497.2432
148 | 2638099.3937 | 1235520.4481 | 2638093.5352 | 1235531.6584
149 | 2638099.3937 | 1235520.4481 | 2638112.1719 | 1235497.2432
150 | 2638099.3937 | 1235520.4481 | 2638087.7051 | 1235516.4086
151 | 2638087.7051 | 1235516.4086 | 2638074.7149 | 1235511.9192
152 | 2638074.7149 | 1235511.9192 | 2638053.6451 | 1235504.6375
153 | 2638120.8208 | 1235479.5091 | 2638127.797 | 1235463.8301
154 | 2638143.3416 | 1235400.7193 | 2638141.3636 | 1235413.106
155 | 2638143.7527 | 1235398.1445 | 2638143.3416 | 1235400.7193
156 | 2638140.4989 | 1235418.5212 | 2638141.3636 | 1235413.106
157 | 2638143.7527 | 1235398.1445 | 2638157.7333 | 1235400.1971
158 | 2638143.7527 | 1235398.1445 | 2638146.3556 | 1235365.3434
159 | 2638135.6781 | 1235441.0439 | 2638139.2585 | 1235426.2889 | 2638140.4989 | 1235418.5212
160 | 2638135.2475 | 1235442.818 | 2638135.6781 | 1235441.0439
161 | 2638135.2475 | 1235442.818 | 2638133.5787 | 1235447.958
162 | 2638135.2475 | 1235442.818 | 2638148.8183 | 1235445.5061
163 | 2638192.3751 | 1235405.2832 | 2638182.1166 | 1235403.7771
164 | 2638192.3751 | 1235405.2832 | 2638189.9234 | 1235420.4642
165 | 2638133.5787 | 1235447.958 | 2638130.1213 | 1235458.6062 | 2638127.797 | 1235463.8301
166 | 2638149.2996 | 1235445.6014 | 2638148.8183 | 1235445.5061
167 | 2638189.9153 | 1235420.5144 | 2638189.9234 | 1235420.4642
168 | 2638170.6792 | 1235449.8362 | 2638170.1466 | 1235449.7307
169 | 2638184.7303 | 1235452.6194 | 2638170.6792 | 1235449.8362
170 | 2638149.2996 | 1235445.6014 | 2638170.1466 | 1235449.7307
171 | 2638184.7303 | 1235452.6194 | 2638186.3946 | 1235452.9491
172 | 2638184.7303 | 1235452.6194 | 2638186.6234 | 1235440.8974
173 | 2638201.8115 | 1235456.009 | 2638195.4628 | 1235454.7452 | 2638186.3946 | 1235452.9491
174 | 2638186.6234 | 1235440.8974 | 2638189.9153 | 1235420.5144

## bus_geodata
| x | y | coords
0 | 2637953.7752 | 1235808.3176
1 | 2637922.7663 | 1235790.8226
2 | 2637987.526 | 1235813.8152
3 | 2637917.8808 | 1235784.1826
4 | 2637994.1629 | 1235814.3131
5 | 2637916.9533 | 1235782.922
6 | 2638020.4923 | 1235812.8676
7 | 2637914.5063 | 1235779.5962
8 | 2638038.7673 | 1235810.5202
9 | 2637908.9358 | 1235768.7353
10 | 2638039.5569 | 1235774.0102
11 | 2638042.1021 | 1235822.4908
12 | 2637908.0408 | 1235766.9904
13 | 2637904.854 | 1235760.777
14 | 2637901.794 | 1235754.8109
15 | 2638040.3096 | 1235758.8287
16 | 2638045.6305 | 1235836.6315
17 | 2638040.3866 | 1235757.4482
18 | 2638048.1088 | 1235845.8741
19 | 2638040.6877 | 1235752.0505
20 | 2638051.2821 | 1235856.1312
21 | 2637924.5588 | 1235692.9602
22 | 2637919.4257 | 1235692.8664
23 | 2637939.6058 | 1235693.2353
24 | 2637896.9769 | 1235692.456
25 | 2637937.1794 | 1235722.5932
26 | 2637953.9834 | 1235693.5266
27 | 2637869.5551 | 1235691.9547
28 | 2637937.1709 | 1235722.6959
29 | 2637954.6893 | 1235693.5679
30 | 2637856.4155 | 1235692.2319
31 | 2637883.8943 | 1235719.9119
32 | 2637936.8257 | 1235726.872
33 | 2637735.7726 | 1235729.5702
34 | 2637900.255 | 1235751.8103
35 | 2638041.9394 | 1235729.6107
36 | 2638042.278 | 1235723.5396
37 | 2638043.6597 | 1235698.7701
38 | 2638087.7606 | 1235694.9299
39 | 2638047.1906 | 1235679.7437
40 | 2638026.3914 | 1235697.7604
41 | 2638130.9167 | 1235897.577
42 | 2638157.8271 | 1235958.3425
43 | 2638214.9766 | 1235929.6024
44 | 2638203.567 | 1235917.5882
45 | 2638509.9897 | 1236052.1387
46 | 2638198.3105 | 1235912.7089
47 | 2638172.3306 | 1235934.8898
48 | 2638187.3721 | 1235891.7886
49 | 2638200.4205 | 1235876.2726
50 | 2638183.8661 | 1235896.971
51 | 2638190.634 | 1235905.5833
52 | 2638113.9228 | 1235920.6261
53 | 2638132.3018 | 1235940.3264
54 | 2638093.5881 | 1235694.4225
55 | 2638052.6945 | 1235649.219
56 | 2638112.4023 | 1235692.7842
57 | 2638057.924 | 1235616.0649
58 | 2638028.0972 | 1235639.1743
59 | 2638161.0392 | 1235664.2478
60 | 2638091.238 | 1235757.1423
61 | 2638067.8195 | 1235585.7648
62 | 2638022.3881 | 1235634.8383
63 | 2638522.2588 | 1236278.8659
64 | 2638522.6614 | 1236277.6181
65 | 2638521.2705 | 1236281.9294
66 | 2638525.267 | 1236269.542
67 | 2638532.9229 | 1236244.5308
68 | 2638533.1422 | 1236243.5478
69 | 2638583.1853 | 1236037.1178
70 | 2638590.1498 | 1236014.4677
71 | 2638572.1867 | 1236069.7966
72 | 2638550.7919 | 1236063.3004
73 | 2638563.5658 | 1236101.0283
74 | 2638605.4356 | 1236079.0689
75 | 2638543.5375 | 1236061.3159
76 | 2638551.5682 | 1236157.9397
77 | 2638625.8759 | 1236109.081
78 | 2638520.9632 | 1236055.1406
79 | 2638550.5 | 1236163.052
80 | 2638539.6648 | 1236214.3068
81 | 2638539.4762 | 1236215.1523
82 | 2638541.6527 | 1236205.3952
83 | 2638539.2489 | 1236216.1716
84 | 2638541.9864 | 1236203.798
85 | 2638539.2418 | 1236216.2034
86 | 2638547.7446 | 1236176.2394
87 | 2638538.9721 | 1236217.4121
88 | 2638533.6303 | 1236241.3594
89 | 2638533.5654 | 1236241.6503
90 | 2637890.1568 | 1235601.2178
91 | 2637922.0553 | 1235612.7678
92 | 2637900.1077 | 1235555.9524
93 | 2637947.2604 | 1235613.1783
94 | 2637908.2843 | 1235524.7409
95 | 2637965.2086 | 1235619.7977
96 | 2637918.7655 | 1235530.2725
97 | 2637900.3909 | 1235511.9914
98 | 2637927.5872 | 1235533.5568
99 | 2637938.0793 | 1235537.463
100 | 2637948.7855 | 1235541.4488
101 | 2637965.6184 | 1235619.9488
102 | 2638017.7372 | 1235633.1742
103 | 2638013.0787 | 1235631.5101
104 | 2638089.389 | 1235586.5115
105 | 2638071.6134 | 1235577.3394
106 | 2638052.1472 | 1235579.93
107 | 2638112.0418 | 1235587.2957
108 | 2638083.0191 | 1235552.0102
109 | 2638045.6253 | 1235577.5019
110 | 2638028.3653 | 1235571.0761
111 | 2638027.6292 | 1235570.8021
112 | 2638008.2733 | 1235563.5959
113 | 2638128.9061 | 1235587.8796
114 | 2638083.4637 | 1235551.023
115 | 2638006.9273 | 1235563.0948
116 | 2638087.0022 | 1235544.1595
117 | 2638161.512 | 1235662.5467
118 | 2638084.2195 | 1235778.4848
119 | 2638213.6279 | 1235767.2001
120 | 2638255.139 | 1235760.0008
121 | 2638235.1772 | 1235729.8517
122 | 2638247.1351 | 1235809.2211
123 | 2638080.2558 | 1235790.5379
124 | 2638235.7408 | 1235822.0801
125 | 2638078.8687 | 1235794.7557
126 | 2638232.8212 | 1235825.375
127 | 2638228.0691 | 1235834.6149
128 | 2637989.599 | 1235556.6436
129 | 2637988.4459 | 1235556.2143
130 | 2637981.3255 | 1235553.5634
131 | 2637965.3936 | 1235547.632
132 | 2637957.9098 | 1235544.8458
133 | 2637953.4375 | 1235543.1808
134 | 2638227.2385 | 1235844.3832
135 | 2638201.7964 | 1235874.6366
136 | 2638213.6448 | 1235860.5475
137 | 2638214.3635 | 1235859.6929
138 | 2638205.0441 | 1235500.1307
139 | 2638195.4516 | 1235498.1781
140 | 2638205.0857 | 1235500.1392
141 | 2638157.0881 | 1235490.3686
142 | 2638213.1222 | 1235501.7752
143 | 2638151.6634 | 1235489.2643
144 | 2638213.9713 | 1235501.948
145 | 2638141.7908 | 1235487.2546
146 | 2638119.4023 | 1235482.697
147 | 2638093.5352 | 1235531.6584
148 | 2638099.3937 | 1235520.4481
149 | 2638112.1719 | 1235497.2432
150 | 2638087.7051 | 1235516.4086
151 | 2638074.7149 | 1235511.9192
152 | 2638120.8208 | 1235479.5091
153 | 2638053.6451 | 1235504.6375
154 | 2638143.3416 | 1235400.7193
155 | 2638141.3636 | 1235413.106
156 | 2638143.7527 | 1235398.1445
157 | 2638140.4989 | 1235418.5212
158 | 2638157.7333 | 1235400.1971
159 | 2638146.3556 | 1235365.3434
160 | 2638135.6781 | 1235441.0439
161 | 2638135.2475 | 1235442.818
162 | 2638182.1166 | 1235403.7771
163 | 2638192.3751 | 1235405.2832
164 | 2638133.5787 | 1235447.958
165 | 2638148.8183 | 1235445.5061
166 | 2638189.9234 | 1235420.4642
167 | 2638127.797 | 1235463.8301
168 | 2638170.6792 | 1235449.8362
169 | 2638170.1466 | 1235449.7307
170 | 2638184.7303 | 1235452.6194
171 | 2638149.2996 | 1235445.6014
172 | 2638186.3946 | 1235452.9491
173 | 2638186.6234 | 1235440.8974
174 | 2638201.8115 | 1235456.009
175 | 2638189.9153 | 1235420.5144
176 | 2638078.8687 | 1235794.7557

## line_std_types
| c_nf_per_km | r_ohm_per_km | x_ohm_per_km | max_i_ka | type | q_mm2 | alpha | voltage_rating
NAYY 4x50 SE | 210 | 0.642 | 0.083 | 0.142 | cs | 50 | 0.00403 | LV
NAYY 4x120 SE | 264 | 0.225 | 0.08 | 0.242 | cs | 120 | 0.00403 | LV
NAYY 4x150 SE | 261 | 0.208 | 0.08 | 0.27 | cs | 150 | 0.00403 | LV
NA2XS2Y 1x95 RM/25 12/20 kV | 216 | 0.313 | 0.132 | 0.252 | cs | 95 | 0.00403 | MV
NA2XS2Y 1x185 RM/25 12/20 kV | 273 | 0.161 | 0.117 | 0.362 | cs | 185 | 0.00403 | MV
NA2XS2Y 1x240 RM/25 12/20 kV | 304 | 0.122 | 0.112 | 0.421 | cs | 240 | 0.00403 | MV
NA2XS2Y 1x95 RM/25 6/10 kV | 315 | 0.313 | 0.123 | 0.249 | cs | 95 | 0.00403 | MV
NA2XS2Y 1x185 RM/25 6/10 kV | 406 | 0.161 | 0.11 | 0.358 | cs | 185 | 0.00403 | MV
NA2XS2Y 1x240 RM/25 6/10 kV | 456 | 0.122 | 0.105 | 0.416 | cs | 240 | 0.00403 | MV
NA2XS2Y 1x150 RM/25 12/20 kV | 250 | 0.206 | 0.116 | 0.319 | cs | 150 | 0.00403 | MV
NA2XS2Y 1x120 RM/25 12/20 kV | 230 | 0.253 | 0.119 | 0.283 | cs | 120 | 0.00403 | MV
NA2XS2Y 1x70 RM/25 12/20 kV | 190 | 0.443 | 0.132 | 0.22 | cs | 70 | 0.00403 | MV
NA2XS2Y 1x150 RM/25 6/10 kV | 360 | 0.206 | 0.11 | 0.315 | cs | 150 | 0.00403 | MV
NA2XS2Y 1x120 RM/25 6/10 kV | 340 | 0.253 | 0.113 | 0.28 | cs | 120 | 0.00403 | MV
NA2XS2Y 1x70 RM/25 6/10 kV | 280 | 0.443 | 0.123 | 0.217 | cs | 70 | 0.00403 | MV
N2XS(FL)2Y 1x120 RM/35 64/110 kV | 112 | 0.153 | 0.166 | 0.366 | cs | 120 | 0.00393 | HV
N2XS(FL)2Y 1x185 RM/35 64/110 kV | 125 | 0.099 | 0.156 | 0.457 | cs | 185 | 0.00393 | HV
N2XS(FL)2Y 1x240 RM/35 64/110 kV | 135 | 0.075 | 0.149 | 0.526 | cs | 240 | 0.00393 | HV
N2XS(FL)2Y 1x300 RM/35 64/110 kV | 144 | 0.06 | 0.144 | 0.588 | cs | 300 | 0.00393 | HV
15-AL1/3-ST1A 0.4 | 11 | 1.8769 | 0.35 | 0.105 | ol | 16 | 0.00403 | LV
24-AL1/4-ST1A 0.4 | 11.25 | 1.2012 | 0.335 | 0.14 | ol | 24 | 0.00403 | LV
48-AL1/8-ST1A 0.4 | 12.2 | 0.5939 | 0.3 | 0.21 | ol | 48 | 0.00403 | LV
94-AL1/15-ST1A 0.4 | 13.2 | 0.306 | 0.29 | 0.35 | ol | 94 | 0.00403 | LV
34-AL1/6-ST1A 10.0 | 9.7 | 0.8342 | 0.36 | 0.17 | ol | 34 | 0.00403 | MV
48-AL1/8-ST1A 10.0 | 10.1 | 0.5939 | 0.35 | 0.21 | ol | 48 | 0.00403 | MV
70-AL1/11-ST1A 10.0 | 10.4 | 0.4132 | 0.339 | 0.29 | ol | 70 | 0.00403 | MV
94-AL1/15-ST1A 10.0 | 10.75 | 0.306 | 0.33 | 0.35 | ol | 94 | 0.00403 | MV
122-AL1/20-ST1A 10.0 | 11.1 | 0.2376 | 0.323 | 0.41 | ol | 122 | 0.00403 | MV
149-AL1/24-ST1A 10.0 | 11.25 | 0.194 | 0.315 | 0.47 | ol | 149 | 0.00403 | MV
34-AL1/6-ST1A 20.0 | 9.15 | 0.8342 | 0.382 | 0.17 | ol | 34 | 0.00403 | MV
48-AL1/8-ST1A 20.0 | 9.5 | 0.5939 | 0.372 | 0.21 | ol | 48 | 0.00403 | MV
70-AL1/11-ST1A 20.0 | 9.7 | 0.4132 | 0.36 | 0.29 | ol | 70 | 0.00403 | MV
94-AL1/15-ST1A 20.0 | 10 | 0.306 | 0.35 | 0.35 | ol | 94 | 0.00403 | MV
122-AL1/20-ST1A 20.0 | 10.3 | 0.2376 | 0.344 | 0.41 | ol | 122 | 0.00403 | MV
149-AL1/24-ST1A 20.0 | 10.5 | 0.194 | 0.337 | 0.47 | ol | 149 | 0.00403 | MV
184-AL1/30-ST1A 20.0 | 10.75 | 0.1571 | 0.33 | 0.535 | ol | 184 | 0.00403 | MV
243-AL1/39-ST1A 20.0 | 11 | 0.1188 | 0.32 | 0.645 | ol | 243 | 0.00403 | MV
48-AL1/8-ST1A 110.0 | 8 | 0.5939 | 0.46 | 0.21 | ol | 48 | 0.00403 | HV
70-AL1/11-ST1A 110.0 | 8.4 | 0.4132 | 0.45 | 0.29 | ol | 70 | 0.00403 | HV
94-AL1/15-ST1A 110.0 | 8.65 | 0.306 | 0.44 | 0.35 | ol | 94 | 0.00403 | HV
122-AL1/20-ST1A 110.0 | 8.5 | 0.2376 | 0.43 | 0.41 | ol | 122 | 0.00403 | HV
149-AL1/24-ST1A 110.0 | 8.75 | 0.194 | 0.41 | 0.47 | ol | 149 | 0.00403 | HV
184-AL1/30-ST1A 110.0 | 8.8 | 0.1571 | 0.4 | 0.535 | ol | 184 | 0.00403 | HV
243-AL1/39-ST1A 110.0 | 9 | 0.1188 | 0.39 | 0.645 | ol | 243 | 0.00403 | HV
305-AL1/39-ST1A 110.0 | 9.2 | 0.0949 | 0.38 | 0.74 | ol | 305 | 0.00403 | HV
490-AL1/64-ST1A 110.0 | 9.75 | 0.059 | 0.37 | 0.96 | ol | 490 | 0.00403 | HV
679-AL1/86-ST1A 110.0 | 9.95 | 0.042 | 0.36 | 1.15 | ol | 679 | 0.00403 | HV
490-AL1/64-ST1A 220.0 | 10 | 0.059 | 0.285 | 0.96 | ol | 490 | 0.00403 | HV
679-AL1/86-ST1A 220.0 | 11.7 | 0.042 | 0.275 | 1.15 | ol | 679 | 0.00403 | HV
490-AL1/64-ST1A 380.0 | 11 | 0.059 | 0.253 | 0.96 | ol | 490 | 0.00403 | HV
679-AL1/86-ST1A 380.0 | 14.6 | 0.042 | 0.25 | 1.15 | ol | 679 | 0.00403 | HV

## trafo_std_types
| i0_percent | pfe_kw | vkr_percent | sn_mva | vn_lv_kv | vn_hv_kv | vk_percent | shift_degree | vector_group | tap_side | tap_neutral | tap_min | tap_max | tap_step_degree | tap_step_percent | tap_phase_shifter
160 MVA 380/110 kV | 0.06 | 60 | 0.25 | 160 | 110 | 380 | 12.2 | 0 | Yy0 | hv | 0 | -9 | 9 | 0 | 1.5 | FALSE
100 MVA 220/110 kV | 0.06 | 55 | 0.26 | 100 | 110 | 220 | 12 | 0 | Yy0 | hv | 0 | -9 | 9 | 0 | 1.5 | FALSE
63 MVA 110/20 kV | 0.04 | 22 | 0.32 | 63 | 20 | 110 | 18 | 150 | YNd5 | hv | 0 | -9 | 9 | 0 | 1.5 | FALSE
40 MVA 110/20 kV | 0.05 | 18 | 0.34 | 40 | 20 | 110 | 16.2 | 150 | YNd5 | hv | 0 | -9 | 9 | 0 | 1.5 | FALSE
25 MVA 110/20 kV | 0.07 | 14 | 0.41 | 25 | 20 | 110 | 12 | 150 | YNd5 | hv | 0 | -9 | 9 | 0 | 1.5 | FALSE
63 MVA 110/10 kV | 0.04 | 22 | 0.32 | 63 | 10 | 110 | 18 | 150 | YNd5 | hv | 0 | -9 | 9 | 0 | 1.5 | FALSE
40 MVA 110/10 kV | 0.05 | 18 | 0.34 | 40 | 10 | 110 | 16.2 | 150 | YNd5 | hv | 0 | -9 | 9 | 0 | 1.5 | FALSE
25 MVA 110/10 kV | 0.07 | 14 | 0.41 | 25 | 10 | 110 | 12 | 150 | YNd5 | hv | 0 | -9 | 9 | 0 | 1.5 | FALSE
0.25 MVA 20/0.4 kV | 0.32 | 0.8 | 1.44 | 0.25 | 0.4 | 20 | 6 | 150 | Yzn5 | hv | 0 | -2 | 2 | 0 | 2.5 | FALSE
0.4 MVA 20/0.4 kV | 0.3375 | 1.35 | 1.425 | 0.4 | 0.4 | 20 | 6 | 150 | Dyn5 | hv | 0 | -2 | 2 | 0 | 2.5 | FALSE
0.63 MVA 20/0.4 kV | 0.2619 | 1.65 | 1.206 | 0.63 | 0.4 | 20 | 6 | 150 | Dyn5 | hv | 0 | -2 | 2 | 0 | 2.5 | FALSE
0.25 MVA 10/0.4 kV | 0.24 | 0.6 | 1.2 | 0.25 | 0.4 | 10 | 4 | 150 | Dyn5 | hv | 0 | -2 | 2 | 0 | 2.5 | FALSE
0.4 MVA 10/0.4 kV | 0.2375 | 0.95 | 1.325 | 0.4 | 0.4 | 10 | 4 | 150 | Dyn5 | hv | 0 | -2 | 2 | 0 | 2.5 | FALSE
0.63 MVA 10/0.4 kV | 0.1873 | 1.18 | 1.0794 | 0.63 | 0.4 | 10 | 4 | 150 | Dyn5 | hv | 0 | -2 | 2 | 0 | 2.5 | FALSE

## trafo3w_std_types
| sn_hv_mva | sn_mv_mva | sn_lv_mva | vn_hv_kv | vn_mv_kv | vn_lv_kv | vk_hv_percent | vk_mv_percent | vk_lv_percent | vkr_hv_percent | vkr_mv_percent | vkr_lv_percent | pfe_kw | i0_percent | shift_mv_degree | shift_lv_degree | vector_group | tap_side | tap_neutral | tap_min | tap_max | tap_step_percent
63/25/38 MVA 110/20/10 kV | 63 | 25 | 38 | 110 | 20 | 10 | 10.4 | 10.4 | 10.4 | 0.28 | 0.32 | 0.35 | 35 | 0.89 | 0 | 0 | YN0yn0yn0 | hv | 0 | -10 | 10 | 1.2
63/25/38 MVA 110/10/10 kV | 63 | 25 | 38 | 110 | 10 | 10 | 10.4 | 10.4 | 10.4 | 0.28 | 0.32 | 0.35 | 35 | 0.89 | 0 | 0 | YN0yn0yn0 | hv | 0 | -10 | 10 | 1.2

## fuse_std_types
| fuse_type | i_rated_a | t_avg | t_min | t_total | x_avg | x_min | x_total
HV 100A | HV 100A | 100 | 0 | [10.0, 3.64, 0.854, 0.281, 0.1, 0.0531, 0.022, 0.01] | [10.0, 4.267, 1.21, 0.403, 0.1, 0.058, 0.022, 0.01] | 0 | [300.0, 350.0, 450.0, 550.0, 700.0, 850.0, 1200.0, 1752.0] | [600.0, 700.0, 900.0, 1150.0, 1665.0, 2000.0, 3000.0, 4313.0]
HV 10A | HV 10A | 10 | 0 | [10.0, 1675.0, 0.344, 0.156, 0.1, 0.0417, 0.0171, 0.01] | [10.0, 1.3, 0.3, 0.155, 0.1, 0.0555, 0.023, 0.01] | 0 | [30.0, 32.0, 35.0, 37.0, 39.0, 50.0, 70.0, 88.0] | [60.0, 70.0, 80.0, 87.0, 94.0, 110.0, 150.0, 216.0]
HV 125A | HV 125A | 125 | 0 | [10.0, 1.82, 0.344, 0.1, 0.0467, 0.0269, 0.01] | [10.0, 2.478, 0.426, 0.1, 0.0427, 0.0211, 0.01] | 0 | [375.0, 500.0, 700.0, 925.0, 1200.0, 1500.0, 2341.0] | [750.0, 1000.0, 1500.0, 2200.0, 3000.0, 4000.0, 5765.0]
HV 160A | HV 160A | 160 | 0 | [10.0, 4.15, 1.03, 0.198, 0.1, 0.051, 0.0172, 0.01] | [10.0, 2.3, 0.734, 0.274, 0.1, 0.046, 0.0177, 0.01] | 0 | [480.0, 550.0, 700.0, 1000.0, 1260.0, 1600.0, 2500.0, 3227.0] | [960.0, 1300.0, 1700.0, 2200.0, 2996.0, 4000.0, 6000.0, 7946.0]
HV 16A | HV 16A | 16 | 0 | [10.0, 0.352, 0.164, 0.1, 0.0649, 0.0342, 0.01] | [10.0, 2.34, 0.722, 0.181, 0.1, 0.055, 0.0296, 0.01] | 0 | [48.0, 60.0, 65.0, 71.0, 80.0, 100.0, 162.0] | [96.0, 110.0, 125.0, 150.0, 168.0, 200.0, 250.0, 398.0]
HV 200A | HV 200A | 200 | 0 | [10.0, 4.267, 1.21, 0.403, 0.1, 0.058, 0.022, 0.01] | [10.0, 3.73, 1.654, 0.328, 0.1, 0.0531, 0.019, 0.01] | 0 | [600.0, 700.0, 900.0, 1150.0, 1665.0, 2000.0, 3000.0, 4313.0] | [1200.0, 1500.0, 1800.0, 2700.0, 3960.0, 5000.0, 7500.0, 10620.0]
HV 20A | HV 20A | 20 | 0 | [10.0, 1.3, 0.3, 0.155, 0.1, 0.0555, 0.023, 0.01] | [10.0, 1.3, 0.161, 0.1, 0.0611, 0.0399, 0.0141, 0.01] | 0 | [60.0, 70.0, 80.0, 87.0, 94.0, 110.0, 150.0, 216.0] | [120.0, 150.0, 200.0, 223.0, 260.0, 300.0, 450.0, 532.0]
HV 25A | HV 25A | 25 | 0 | [10.0, 2.512, 0.833, 0.299, 0.1, 0.0372, 0.0223, 0.01] | [10.0, 3.125, 0.597, 0.198, 0.1, 0.0378, 0.022, 0.01] | 0 | [75.0, 82.0, 90.0, 100.0, 124.0, 170.0, 200.0, 289.0] | [150.0, 170.0, 210.0, 250.0, 294.0, 400.0, 500.0, 711.0]
HV 31.5A | HV 31.5A | 31.5 | 0 | [10.0, 2.34, 0.722, 0.181, 0.1, 0.055, 0.0296, 0.01] | [10.0, 2.84, 0.368, 0.164, 0.1, 0.0621, 0.0378, 0.0195, 0.01] | 0 | [95.0, 110.0, 125.0, 150.0, 165.0, 200.0, 250.0, 390.0] | [189.0, 220.0, 300.0, 350.0, 393.0, 450.0, 530.0, 700.0, 960.0]
HV 40A | HV 40A | 40 | 0 | [10.0, 1.3, 0.161, 0.1, 0.0611, 0.0399, 0.0141, 0.01] | [10.0, 2.05, 0.369, 0.198, 0.1, 0.051, 0.0298, 0.01] | 0 | [120.0, 150.0, 200.0, 223.0, 260.0, 300.0, 450.0, 532.0] | [240.0, 300.0, 400.0, 450.0, 530.0, 650.0, 800.0, 1311.0]
HV 50A | HV 50A | 50 | 0 | [10.0, 3.215, 0.597, 0.198, 0.1, 0.0378, 0.022, 0.01] | [10.0, 3.64, 0.854, 0.281, 0.1, 0.0531, 0.022, 0.01] | 0 | [150.0, 170.0, 210.0, 250.0, 294.0, 400.0, 500.0, 711.0] | [300.0, 350.0, 450.0, 550.0, 700.0, 850.0, 1200.0, 1752.0]
HV 6.3A | HV 6.3A | 6.3 | 0 | [10.0, 1.39, 0.344, 0.168, 0.1, 0.056, 0.0263, 0.01] | [10.0, 1.711, 0.516, 0.198, 0.1, 0.0634, 0.0303, 0.01] | 0 | [19.0, 19.5, 20.4, 20.8, 22.0, 25.0, 32.0, 48.0] | [38.0, 40.0, 43.0, 48.0, 53.0, 60.0, 75.0, 118.0]
HV 63A | HV 63A | 63 | 0 | [10.0, 2.84, 0.368, 0.164, 0.1, 0.0621, 0.0378, 0.0195, 0.01] | [10.0, 1.82, 0.344, 0.1, 0.0467, 0.0269, 0.01] | 0 | [189.0, 220.0, 300.0, 350.0, 393.0, 450.0, 530.0, 700.0, 961.0] | [378.0, 500.0, 700.0, 934.0, 1200.0, 1500.0, 2366.0]
HV 80A | HV 80A | 80 | 0 | [10.0, 2.05, 0.369, 0.198, 0.1, 0.051, 0.0298, 0.01] | [10.0, 4.15, 1.03, 0.198, 0.1, 0.051, 0.0172, 0.01] | 0 | [240.0, 300.0, 400.0, 450.0, 530.0, 650.0, 800.0, 1311.0] | [480.0, 550.0, 700.0, 1000.0, 1260.0, 1600.0, 2500.0, 3227.0]
Siemens NH-1-100 | Siemens NH-1-100 | 100 | [5400.0, 2000.0, 400.0, 20.0, 1.0, 0.2, 0.012, 0.004] | 0 | 0 | [150.0, 190.0, 250.0, 430.0, 900.0, 1250.0, 2700.0, 3600.0] | 0 | 0
Siemens NH-1-125 | Siemens NH-1-125 | 125 | [4800.0, 120.0, 7.0, 0.1, 0.004] | 0 | 0 | [180.0, 400.0, 740.0, 2000.0, 4250.0] | 0 | 0
Siemens NH-1-16 | Siemens NH-1-16 | 16 | [4000.0, 400.0, 2.0, 0.1, 0.04, 0.01] | 0 | 0 | [26.0, 35.0, 75.0, 150.0, 200.0, 300.0] | 0 | 0
Siemens NH-1-160 | Siemens NH-1-160 | 160 | [4800.0, 120.0, 7.0, 0.1, 0.004] | 0 | 0 | [210.0, 500.0, 900.0, 2300.0, 5000.0] | 0 | 0
Siemens NH-1-25 | Siemens NH-1-25 | 25 | [4000.0, 1000.0, 10.0, 0.2, 0.02, 0.01] | 0 | 0 | [40.0, 50.0, 100.0, 210.0, 400.0, 500.0] | 0 | 0
Siemens NH-1-50 | Siemens NH-1-50 | 50 | [4000.0, 40.0, 4.0, 1.0, 0.02, 0.01] | 0 | 0 | [86.0, 200.0, 300.0, 400.0, 1000.0, 1280.0] | 0 | 0
Siemens NH-1-63 | Siemens NH-1-63 | 63 | [4000.0, 100.0, 10.0, 2.0, 0.04, 0.01] | 0 | 0 | [100.0, 200.0, 300.0, 400.0, 1000.0, 1500.0] | 0 | 0
Siemens NH-1-80 | Siemens NH-1-80 | 80 | [4800.0, 120.0, 7.0, 0.1, 0.01] | 0 | 0 | [150.58, 250.0, 450.0, 1150.0, 2470.0] | 0 | 0
Siemens NH-2-1000 | Siemens NH-2-1000 | 1000 | [4800.0, 120.0, 7.0, 0.1, 0.004] | 0 | 0 | [1900.0, 3500.0, 8400.0, 24000.0, 52000.0] | 0 | 0
Siemens NH-2-200 | Siemens NH-2-200 | 200 | [4800.0, 120.0, 7.0, 0.1, 0.004] | 0 | 0 | [280.0, 650.0, 1200.0, 3000.0, 7000.0] | 0 | 0
Siemens NH-2-224 | Siemens NH-2-224 | 224 | [4800.0, 120.0, 7.0, 0.2, 0.04, 0.004] | 0 | 0 | [400.0, 750.0, 1453.0, 3025.0, 4315.0, 7600.0] | 0 | 0
Siemens NH-2-250 | Siemens NH-2-250 | 250 | [4800.0, 120.0, 7.0, 0.1, 0.004] | 0 | 0 | [450.0, 800.0, 1650.0, 4000.0, 8500.0] | 0 | 0
Siemens NH-2-315 | Siemens NH-2-315 | 315 | [4800.0, 120.0, 7.0, 0.1, 0.004] | 0 | 0 | [550.0, 920.0, 1900.0, 5000.0, 11000.0] | 0 | 0
Siemens NH-2-355 | Siemens NH-2-355 | 355 | [4800.0, 120.0, 6.0, 0.1, 0.004] | 0 | 0 | [650.0, 1116.27, 2350.0, 5840.0, 12790.0] | 0 | 0
Siemens NH-2-400 | Siemens NH-2-400 | 400 | [4800.0, 120.0, 7.0, 0.1, 0.004] | 0 | 0 | [720.0, 1350.0, 2800.0, 6500.0, 15000.0] | 0 | 0
Siemens NH-2-425 | Siemens NH-2-425 | 425 | [4800.0, 120.0, 7.0, 0.1, 0.004] | 0 | 0 | [850.0, 1500.0, 3050.0, 7500.0, 16500.0] | 0 | 0
Siemens NH-2-630 | Siemens NH-2-630 | 630 | [4800.0, 120.0, 7.0, 0.1, 0.004] | 0 | 0 | [1200.0, 2000.0, 4800.0, 12000.0, 26000.0] | 0 | 0

## dtypes
| element | column | dtype
0 | bus | name | object
1 | bus | vn_kv | float64
2 | bus | type | object
3 | bus | zone | object
4 | bus | in_service | bool
5 | load | name | object
6 | load | bus | uint32
7 | load | p_mw | float64
8 | load | q_mvar | float64
9 | load | const_z_percent | float64
10 | load | const_i_percent | float64
11 | load | sn_mva | float64
12 | load | scaling | float64
13 | load | in_service | bool
14 | load | type | object
15 | ext_grid | name | object
16 | ext_grid | bus | uint32
17 | ext_grid | vm_pu | float64
18 | ext_grid | va_degree | float64
19 | ext_grid | slack_weight | float64
20 | ext_grid | in_service | bool
21 | line | name | object
22 | line | std_type | object
23 | line | from_bus | uint32
24 | line | to_bus | uint32
25 | line | length_km | float64
26 | line | r_ohm_per_km | float64
27 | line | x_ohm_per_km | float64
28 | line | c_nf_per_km | float64
29 | line | g_us_per_km | float64
30 | line | max_i_ka | float64
31 | line | df | float64
32 | line | parallel | uint32
33 | line | type | object
34 | line | in_service | bool
35 | trafo | name | object
36 | trafo | std_type | object
37 | trafo | hv_bus | uint32
38 | trafo | lv_bus | uint32
39 | trafo | sn_mva | float64
40 | trafo | vn_hv_kv | float64
41 | trafo | vn_lv_kv | float64
42 | trafo | vk_percent | float64
43 | trafo | vkr_percent | float64
44 | trafo | pfe_kw | float64
45 | trafo | i0_percent | float64
46 | trafo | shift_degree | float64
47 | trafo | tap_side | object
48 | trafo | tap_neutral | int32
49 | trafo | tap_min | int32
50 | trafo | tap_max | int32
51 | trafo | tap_step_percent | float64
52 | trafo | tap_step_degree | float64
53 | trafo | tap_pos | int32
54 | trafo | tap_phase_shifter | bool
55 | trafo | parallel | uint32
56 | trafo | df | float64
57 | trafo | in_service | bool
58 | line_geodata | coords | object
59 | bus_geodata | x | float64
60 | bus_geodata | y | float64
61 | bus_geodata | coords | object

## parameters
| version | format_version | converged | OPF_converged | name | f_hz | sn_mva
0 | 2.14.6 | 2.14.0 | FALSE | FALSE |  | 50 | 1