## bus
| name | vn_kv | type | zone | in_service
0 | bus_LV_4280-20_0_6_node_0 | 0.4 | n |  | TRUE
1 | bus_LV_4280-20_0_6_node_1 | 0.4 | n |  | TRUE
2 | bus_LV_4280-20_0_6_node_2 | 0.4 | n |  | TRUE
3 | bus_LV_4280-20_0_6_node_8 | 0.4 | n |  | TRUE
4 | bus_LV_4280-20_0_6_node_7 | 0.4 | n |  | TRUE
5 | bus_LV_4280-20_0_6_node_24 | 0.4 | n |  | TRUE
6 | bus_LV_4280-20_0_6_node_4 | 0.4 | n |  | TRUE
7 | bus_LV_4280-20_0_6_node_5 | 0.4 | n |  | TRUE
8 | bus_LV_4280-20_0_6_node_6 | 0.4 | n |  | TRUE
9 | bus_LV_4280-20_0_6_node_181 | 0.4 | n |  | TRUE
10 | bus_LV_4280-20_0_6_node_183 | 0.4 | n |  | TRUE
11 | bus_LV_4280-20_0_6_node_185 | 0.4 | n |  | TRUE
12 | bus_LV_4280-20_0_6_node_180 | 0.4 | n |  | TRUE
13 | bus_LV_4280-20_0_6_node_182 | 0.4 | n |  | TRUE
14 | bus_LV_4280-20_0_6_node_94 | 0.4 | n |  | TRUE
15 | bus_LV_4280-20_0_6_node_184 | 0.4 | n |  | TRUE
16 | bus_LV_4280-20_0_6_node_186 | 0.4 | n |  | TRUE
17 | bus_LV_4280-20_0_6_node_25 | 0.4 | n |  | TRUE
18 | bus_LV_4280-20_0_6_node_9 | 0.4 | n |  | TRUE
19 | bus_LV_4280-20_0_6_node_10 | 0.4 | n |  | TRUE
20 | bus_LV_4280-20_0_6_node_11 | 0.4 | n |  | TRUE
21 | bus_LV_4280-20_0_6_node_12 | 0.4 | n |  | TRUE
22 | bus_LV_4280-20_0_6_node_13 | 0.4 | n |  | TRUE
23 | bus_LV_4280-20_0_6_node_86 | 0.4 | n |  | TRUE
24 | bus_LV_4280-20_0_6_node_87 | 0.4 | n |  | TRUE
25 | bus_LV_4280-20_0_6_node_88 | 0.4 | n |  | TRUE
26 | bus_LV_4280-20_0_6_node_14 | 0.4 | n |  | TRUE
27 | bus_LV_4280-20_0_6_node_15 | 0.4 | n |  | TRUE
28 | bus_LV_4280-20_0_6_node_16 | 0.4 | n |  | TRUE
29 | bus_LV_4280-20_0_6_node_17 | 0.4 | n |  | TRUE
30 | bus_LV_4280-20_0_6_node_18 | 0.4 | n |  | TRUE
31 | bus_LV_4280-20_0_6_node_176 | 0.4 | n |  | TRUE
32 | bus_LV_4280-20_0_6_node_60 | 0.4 | n |  | TRUE
33 | bus_LV_4280-20_0_6_node_178 | 0.4 | n |  | TRUE
34 | bus_LV_4280-20_0_6_node_166 | 0.4 | n |  | TRUE
35 | bus_LV_4280-20_0_6_node_61 | 0.4 | n |  | TRUE
36 | bus_LV_4280-20_0_6_node_19 | 0.4 | n |  | TRUE
37 | bus_LV_4280-20_0_6_node_20 | 0.4 | n |  | TRUE
38 | bus_LV_4280-20_0_6_node_21 | 0.4 | n |  | TRUE
39 | bus_LV_4280-20_0_6_node_22 | 0.4 | n |  | TRUE
40 | bus_LV_4280-20_0_6_node_23 | 0.4 | n |  | TRUE
41 | bus_LV_4280-20_0_6_node_58 | 0.4 | n |  | TRUE
42 | bus_LV_4280-20_0_6_node_172 | 0.4 | n |  | TRUE
43 | bus_LV_4280-20_0_6_node_156 | 0.4 | n |  | TRUE
44 | bus_LV_4280-20_0_6_node_93 | 0.4 | n |  | TRUE
45 | bus_LV_4280-20_0_6_node_26 | 0.4 | n |  | TRUE
46 | bus_LV_4280-20_0_6_node_27 | 0.4 | n |  | TRUE
47 | bus_LV_4280-20_0_6_node_154 | 0.4 | n |  | TRUE
48 | bus_LV_4280-20_0_6_node_187 | 0.4 | n |  | TRUE
49 | bus_LV_4280-20_0_6_node_155 | 0.4 | n |  | TRUE
50 | bus_LV_4280-20_0_6_node_28 | 0.4 | n |  | TRUE
51 | bus_LV_4280-20_0_6_node_29 | 0.4 | n |  | TRUE
52 | bus_LV_4280-20_0_6_node_30 | 0.4 | n |  | TRUE
53 | bus_LV_4280-20_0_6_node_31 | 0.4 | n |  | TRUE
54 | bus_LV_4280-20_0_6_node_32 | 0.4 | n |  | TRUE
55 | bus_LV_4280-20_0_6_node_33 | 0.4 | n |  | TRUE
56 | bus_LV_4280-20_0_6_node_42 | 0.4 | n |  | TRUE
57 | bus_LV_4280-20_0_6_node_150 | 0.4 | n |  | TRUE
58 | bus_LV_4280-20_0_6_node_101 | 0.4 | n |  | TRUE
59 | bus_LV_4280-20_0_6_node_40 | 0.4 | n |  | TRUE
60 | bus_LV_4280-20_0_6_node_151 | 0.4 | n |  | TRUE
61 | bus_LV_4280-20_0_6_node_103 | 0.4 | n |  | TRUE
62 | bus_LV_4280-20_0_6_node_99 | 0.4 | n |  | TRUE
63 | bus_LV_4280-20_0_6_node_34 | 0.4 | n |  | TRUE
64 | bus_LV_4280-20_0_6_node_35 | 0.4 | n |  | TRUE
65 | bus_LV_4280-20_0_6_node_36 | 0.4 | n |  | TRUE
66 | bus_LV_4280-20_0_6_node_37 | 0.4 | n |  | TRUE
67 | bus_LV_4280-20_0_6_node_38 | 0.4 | n |  | TRUE
68 | bus_LV_4280-20_0_6_node_39 | 0.4 | n |  | TRUE
69 | bus_LV_4280-20_0_6_node_157 | 0.4 | n |  | TRUE
70 | bus_LV_4280-20_0_6_node_163 | 0.4 | n |  | TRUE
71 | bus_LV_4280-20_0_6_node_177 | 0.4 | n |  | TRUE
72 | bus_LV_4280-20_0_6_node_159 | 0.4 | n |  | TRUE
73 | bus_LV_4280-20_0_6_node_69 | 0.4 | n |  | TRUE
74 | bus_LV_4280-20_0_6_node_161 | 0.4 | n |  | TRUE
75 | bus_LV_4280-20_0_6_node_41 | 0.4 | n |  | TRUE
76 | bus_LV_4280-20_0_6_node_43 | 0.4 | n |  | TRUE
77 | bus_LV_4280-20_0_6_node_68 | 0.4 | n |  | TRUE
78 | bus_LV_4280-20_0_6_node_44 | 0.4 | n |  | TRUE
79 | bus_LV_4280-20_0_6_node_45 | 0.4 | n |  | TRUE
80 | bus_LV_4280-20_0_6_node_46 | 0.4 | n |  | TRUE
81 | bus_LV_4280-20_0_6_node_47 | 0.4 | n |  | TRUE
82 | bus_LV_4280-20_0_6_node_48 | 0.4 | n |  | TRUE
83 | bus_LV_4280-20_0_6_node_62 | 0.4 | n |  | TRUE
84 | bus_LV_4280-20_0_6_node_126 | 0.4 | n |  | TRUE
85 | bus_LV_4280-20_0_6_node_124 | 0.4 | n |  | TRUE
86 | bus_LV_4280-20_0_6_node_49 | 0.4 | n |  | TRUE
87 | bus_LV_4280-20_0_6_node_50 | 0.4 | n |  | TRUE
88 | bus_LV_4280-20_0_6_node_52 | 0.4 | n |  | TRUE
89 | bus_LV_4280-20_0_6_node_173 | 0.4 | n |  | TRUE
90 | bus_LV_4280-20_0_6_node_174 | 0.4 | n |  | TRUE
91 | bus_LV_4280-20_0_6_node_53 | 0.4 | n |  | TRUE
92 | bus_LV_4280-20_0_6_node_54 | 0.4 | n |  | TRUE
93 | bus_LV_4280-20_0_6_node_55 | 0.4 | n |  | TRUE
94 | bus_LV_4280-20_0_6_node_56 | 0.4 | n |  | TRUE
95 | bus_LV_4280-20_0_6_node_57 | 0.4 | n |  | TRUE
96 | bus_LV_4280-20_0_6_node_148 | 0.4 | n |  | TRUE
97 | bus_LV_4280-20_0_6_node_128 | 0.4 | n |  | TRUE
98 | bus_LV_4280-20_0_6_node_146 | 0.4 | n |  | TRUE
99 | bus_LV_4280-20_0_6_node_129 | 0.4 | n |  | TRUE
100 | bus_LV_4280-20_0_6_node_115 | 0.4 | n |  | TRUE
101 | bus_LV_4280-20_0_6_node_145 | 0.4 | n |  | TRUE
102 | bus_LV_4280-20_0_6_node_114 | 0.4 | n |  | TRUE
103 | bus_LV_4280-20_0_6_node_97 | 0.4 | n |  | TRUE
104 | bus_LV_4280-20_0_6_node_160 | 0.4 | n |  | TRUE
105 | bus_LV_4280-20_0_6_node_95 | 0.4 | n |  | TRUE
106 | bus_LV_4280-20_0_6_node_105 | 0.4 | n |  | TRUE
107 | bus_LV_4280-20_0_6_node_141 | 0.4 | n |  | TRUE
108 | bus_LV_4280-20_0_6_node_63 | 0.4 | n |  | TRUE
109 | bus_LV_4280-20_0_6_node_64 | 0.4 | n |  | TRUE
110 | bus_LV_4280-20_0_6_node_65 | 0.4 | n |  | TRUE
111 | bus_LV_4280-20_0_6_node_66 | 0.4 | n |  | TRUE
112 | bus_LV_4280-20_0_6_node_120 | 0.4 | n |  | TRUE
113 | bus_LV_4280-20_0_6_node_67 | 0.4 | n |  | TRUE
114 | bus_LV_4280-20_0_6_node_79 | 0.4 | n |  | TRUE
115 | bus_LV_4280-20_0_6_node_84 | 0.4 | n |  | TRUE
116 | bus_LV_4280-20_0_6_node_77 | 0.4 | n |  | TRUE
117 | bus_LV_4280-20_0_6_node_70 | 0.4 | n |  | TRUE
118 | bus_LV_4280-20_0_6_node_71 | 0.4 | n |  | TRUE
119 | bus_LV_4280-20_0_6_node_72 | 0.4 | n |  | TRUE
120 | bus_LV_4280-20_0_6_node_73 | 0.4 | n |  | TRUE
121 | bus_LV_4280-20_0_6_node_74 | 0.4 | n |  | TRUE
122 | bus_LV_4280-20_0_6_node_85 | 0.4 | n |  | TRUE
123 | bus_LV_4280-20_0_6_node_83 | 0.4 | n |  | TRUE
124 | bus_LV_4280-20_0_6_node_104 | 0.4 | n |  | TRUE
125 | bus_LV_4280-20_0_6_node_81 | 0.4 | n |  | TRUE
126 | bus_LV_4280-20_0_6_node_75 | 0.4 | n |  | TRUE
127 | bus_LV_4280-20_0_6_node_76 | 0.4 | n |  | TRUE
128 | bus_LV_4280-20_0_6_node_78 | 0.4 | n |  | TRUE
129 | bus_LV_4280-20_0_6_node_153 | 0.4 | n |  | TRUE
130 | bus_LV_4280-20_0_6_node_80 | 0.4 | n |  | TRUE
131 | bus_LV_4280-20_0_6_node_82 | 0.4 | n |  | TRUE
132 | bus_LV_4280-20_0_6_node_139 | 0.4 | n |  | TRUE
133 | bus_LV_4280-20_0_6_node_142 | 0.4 | n |  | TRUE
134 | bus_LV_4280-20_0_6_node_91 | 0.4 | n |  | TRUE
135 | bus_LV_4280-20_0_6_node_143 | 0.4 | n |  | TRUE
136 | bus_LV_4280-20_0_6_node_89 | 0.4 | n |  | TRUE
137 | bus_LV_4280-20_0_6_node_90 | 0.4 | n |  | TRUE
138 | bus_LV_4280-20_0_6_node_92 | 0.4 | n |  | TRUE
139 | bus_LV_4280-20_0_6_node_113 | 0.4 | n |  | TRUE
140 | bus_LV_4280-20_0_6_node_111 | 0.4 | n |  | TRUE
141 | bus_LV_4280-20_0_6_node_96 | 0.4 | n |  | TRUE
142 | bus_LV_4280-20_0_6_node_98 | 0.4 | n |  | TRUE
143 | bus_LV_4280-20_0_6_node_164 | 0.4 | n |  | TRUE
144 | bus_LV_4280-20_0_6_node_165 | 0.4 | n |  | TRUE
145 | bus_LV_4280-20_0_6_node_100 | 0.4 | n |  | TRUE
146 | bus_LV_4280-20_0_6_node_102 | 0.4 | n |  | TRUE
147 | bus_LV_4280-20_0_6_node_118 | 0.4 | n |  | TRUE
148 | bus_LV_4280-20_0_6_node_179 | 0.4 | n |  | TRUE
149 | bus_LV_4280-20_0_6_node_119 | 0.4 | n |  | TRUE
150 | bus_LV_4280-20_0_6_node_106 | 0.4 | n |  | TRUE
151 | bus_LV_4280-20_0_6_node_107 | 0.4 | n |  | TRUE
152 | bus_LV_4280-20_0_6_node_108 | 0.4 | n |  | TRUE
153 | bus_LV_4280-20_0_6_node_109 | 0.4 | n |  | TRUE
154 | bus_LV_4280-20_0_6_node_110 | 0.4 | n |  | TRUE
155 | bus_LV_4280-20_0_6_node_116 | 0.4 | n |  | TRUE
156 | bus_LV_4280-20_0_6_node_171 | 0.4 | n |  | TRUE
157 | bus_LV_4280-20_0_6_node_117 | 0.4 | n |  | TRUE
158 | bus_LV_4280-20_0_6_node_170 | 0.4 | n |  | TRUE
159 | bus_LV_4280-20_0_6_node_112 | 0.4 | n |  | TRUE
160 | bus_LV_4280-20_0_6_node_131 | 0.4 | n |  | TRUE
161 | bus_LV_4280-20_0_6_node_132 | 0.4 | n |  | TRUE
162 | bus_LV_4280-20_0_6_node_121 | 0.4 | n |  | TRUE
163 | bus_LV_4280-20_0_6_node_133 | 0.4 | n |  | TRUE
164 | bus_LV_4280-20_0_6_node_140 | 0.4 | n |  | TRUE
165 | bus_LV_4280-20_0_6_node_122 | 0.4 | n |  | TRUE
166 | bus_LV_4280-20_0_6_node_123 | 0.4 | n |  | TRUE
167 | bus_LV_4280-20_0_6_node_125 | 0.4 | n |  | TRUE
168 | bus_LV_4280-20_0_6_node_127 | 0.4 | n |  | TRUE
169 | bus_LV_4280-20_0_6_node_152 | 0.4 | n |  | TRUE
170 | bus_LV_4280-20_0_6_node_130 | 0.4 | n |  | TRUE
171 | bus_LV_4280-20_0_6_node_134 | 0.4 | n |  | TRUE
172 | bus_LV_4280-20_0_6_node_135 | 0.4 | n |  | TRUE
173 | bus_LV_4280-20_0_6_node_136 | 0.4 | n |  | TRUE
174 | bus_LV_4280-20_0_6_node_137 | 0.4 | n |  | TRUE
175 | bus_LV_4280-20_0_6_node_138 | 0.4 | n |  | TRUE
176 | bus_LV_4280-20_0_6_node_169 | 0.4 | n |  | TRUE
177 | bus_LV_4280-20_0_6_node_168 | 0.4 | n |  | TRUE
178 | bus_LV_4280-20_0_6_node_144 | 0.4 | n |  | TRUE
179 | bus_LV_4280-20_0_6_node_147 | 0.4 | n |  | TRUE
180 | bus_LV_4280-20_0_6_node_149 | 0.4 | n |  | TRUE
181 | bus_LV_4280-20_0_6_node_167 | 0.4 | n |  | TRUE
182 | bus_LV_4280-20_0_6_node_175 | 0.4 | n |  | TRUE
183 | bus_MV_398_0_node_126 | 20 | n |  | TRUE

## load
| name | bus | p_mw | q_mvar | const_z_percent | const_i_percent | sn_mva | scaling | in_service | type
0 | LV_4280-20_0_6_load_0 | 0 | 0.0029427 | 0.00073751 | 0 | 0 |  | 1 | TRUE | wye
1 | LV_4280-20_0_6_load_1 | 1 | 0.0024685 | 0.00061867 | 0 | 0 |  | 1 | TRUE | wye
2 | LV_4280-20_0_6_load_7 | 4 | 0.0012865 | 0.00032243 | 0 | 0 |  | 1 | TRUE | wye
3 | LV_4280-20_0_6_load_24 | 5 | 0.0011603 | 0.00029079 | 0 | 0 |  | 1 | TRUE | wye
4 | LV_4280-20_0_6_load_181 | 9 | 0.018982 | 0.0047573 | 0 | 0 |  | 1 | TRUE | wye
5 | LV_4280-20_0_6_load_185 | 11 | 0.032545 | 0.0081566 | 0 | 0 |  | 1 | TRUE | wye
6 | LV_4280-20_0_6_load_180 | 12 | 0.022702 | 0.0056897 | 0 | 0 |  | 1 | TRUE | wye
7 | LV_4280-20_0_6_load_184 | 15 | 0.0036065 | 0.00090387 | 0 | 0 |  | 1 | TRUE | wye
8 | LV_4280-20_0_6_load_186 | 16 | 0.016763 | 0.0042012 | 0 | 0 |  | 1 | TRUE | wye
9 | LV_4280-20_0_6_load_9 | 18 | 0.0031893 | 0.00079931 | 0 | 0 |  | 1 | TRUE | wye
10 | LV_4280-20_0_6_load_10 | 19 | 0.0032845 | 0.00082317 | 0 | 0 |  | 1 | TRUE | wye
11 | LV_4280-20_0_6_load_11 | 20 | 0.0019455 | 0.00048758 | 0 | 0 |  | 1 | TRUE | wye
12 | LV_4280-20_0_6_load_12 | 21 | 0.002293 | 0.00057467 | 0 | 0 |  | 1 | TRUE | wye
13 | LV_4280-20_0_6_load_13 | 22 | 0.0025852 | 0.0006479 | 0 | 0 |  | 1 | TRUE | wye
14 | LV_4280-20_0_6_load_87 | 24 | 0.0033053 | 0.00082838 | 0 | 0 |  | 1 | TRUE | wye
15 | LV_4280-20_0_6_load_88 | 25 | 0.0023952 | 0.00060031 | 0 | 0 |  | 1 | TRUE | wye
16 | LV_4280-20_0_6_load_14 | 26 | 0.0030495 | 0.00076428 | 0 | 0 |  | 1 | TRUE | wye
17 | LV_4280-20_0_6_load_15 | 27 | 0.073807 | 0.018498 | 0 | 0 |  | 1 | TRUE | wye
18 | LV_4280-20_0_6_load_16 | 28 | 0.0018955 | 0.00047505 | 0 | 0 |  | 1 | TRUE | wye
19 | LV_4280-20_0_6_load_17 | 29 | 0.061016 | 0.015292 | 0 | 0 |  | 1 | TRUE | wye
20 | LV_4280-20_0_6_load_18 | 30 | 0.001604 | 0.00040199 | 0 | 0 |  | 1 | TRUE | wye
21 | LV_4280-20_0_6_load_60 | 32 | 0.0018513 | 0.00046398 | 0 | 0 |  | 1 | TRUE | wye
22 | LV_4280-20_0_6_load_178 | 33 | 0.0022649 | 0.00056763 | 0 | 0 |  | 1 | TRUE | wye
23 | LV_4280-20_0_6_load_166 | 34 | 0.0025816 | 0.00064701 | 0 | 0 |  | 1 | TRUE | wye
24 | LV_4280-20_0_6_load_19 | 36 | 0.0020558 | 0.00051524 | 0 | 0 |  | 1 | TRUE | wye
25 | LV_4280-20_0_6_load_20 | 37 | 0.0013161 | 0.00032985 | 0 | 0 |  | 1 | TRUE | wye
26 | LV_4280-20_0_6_load_21 | 38 | 0.00049372 | 0.00012374 | 0 | 0 |  | 1 | TRUE | wye
27 | LV_4280-20_0_6_load_23 | 40 | 0.00043444 | 0.00010888 | 0 | 0 |  | 1 | TRUE | wye
28 | LV_4280-20_0_6_load_58 | 41 | 0.0014516 | 0.00036379 | 0 | 0 |  | 1 | TRUE | wye
29 | LV_4280-20_0_6_load_172 | 42 | 0.0021962 | 0.00055041 | 0 | 0 |  | 1 | TRUE | wye
30 | LV_4280-20_0_6_load_156 | 43 | 0.0012288 | 0.00030797 | 0 | 0 |  | 1 | TRUE | wye
31 | LV_4280-20_0_6_load_93 | 44 | 0.0015293 | 0.00038329 | 0 | 0 |  | 1 | TRUE | wye
32 | LV_4280-20_0_6_load_26 | 45 | 0.0014564 | 0.00036501 | 0 | 0 |  | 1 | TRUE | wye
33 | LV_4280-20_0_6_load_154 | 47 | 0.00052736 | 0.00013217 | 0 | 0 |  | 1 | TRUE | wye
34 | LV_4280-20_0_6_load_187 | 48 | 0.0024154 | 0.00060535 | 0 | 0 |  | 1 | TRUE | wye
35 | LV_4280-20_0_6_load_155 | 49 | 0.0010617 | 0.00026608 | 0 | 0 |  | 1 | TRUE | wye
36 | LV_4280-20_0_6_load_28 | 50 | 0.019024 | 0.0047678 | 0 | 0 |  | 1 | TRUE | wye
37 | LV_4280-20_0_6_load_29 | 51 | 0.014216 | 0.0035629 | 0 | 0 |  | 1 | TRUE | wye
38 | LV_4280-20_0_6_load_31 | 53 | 0.0012804 | 0.00032089 | 0 | 0 |  | 1 | TRUE | wye
39 | LV_4280-20_0_6_load_32 | 54 | 0.0015952 | 0.00039979 | 0 | 0 |  | 1 | TRUE | wye
40 | LV_4280-20_0_6_load_33 | 55 | 0.0094204 | 0.002361 | 0 | 0 |  | 1 | TRUE | wye
41 | LV_4280-20_0_6_load_42 | 56 | 0.0014299 | 0.00035837 | 0 | 0 |  | 1 | TRUE | wye
42 | LV_4280-20_0_6_load_150 | 57 | 0.0010221 | 0.00025616 | 0 | 0 |  | 1 | TRUE | wye
43 | LV_4280-20_0_6_load_40 | 59 | 0.0071946 | 0.0018031 | 0 | 0 |  | 1 | TRUE | wye
44 | LV_4280-20_0_6_load_151 | 60 | 0.0010254 | 0.00025699 | 0 | 0 |  | 1 | TRUE | wye
45 | LV_4280-20_0_6_load_103 | 61 | 0.0025977 | 0.00065105 | 0 | 0 |  | 1 | TRUE | wye
46 | LV_4280-20_0_6_load_99 | 62 | 0.0011313 | 0.00028353 | 0 | 0 |  | 1 | TRUE | wye
47 | LV_4280-20_0_6_load_34 | 63 | 0.0017676 | 0.00044301 | 0 | 0 |  | 1 | TRUE | wye
48 | LV_4280-20_0_6_load_35 | 64 | 0.0017214 | 0.00043143 | 0 | 0 |  | 1 | TRUE | wye
49 | LV_4280-20_0_6_load_37 | 66 | 0.0017685 | 0.00044324 | 0 | 0 |  | 1 | TRUE | wye
50 | LV_4280-20_0_6_load_38 | 67 | 0.0033124 | 0.00083018 | 0 | 0 |  | 1 | TRUE | wye
51 | LV_4280-20_0_6_load_39 | 68 | 0.0020004 | 0.00050134 | 0 | 0 |  | 1 | TRUE | wye
52 | LV_4280-20_0_6_load_163 | 70 | 0.0033183 | 0.00083164 | 0 | 0 |  | 1 | TRUE | wye
53 | LV_4280-20_0_6_load_177 | 71 | 0.0031892 | 0.00079928 | 0 | 0 |  | 1 | TRUE | wye
54 | LV_4280-20_0_6_load_159 | 72 | 0.0031337 | 0.00078537 | 0 | 0 |  | 1 | TRUE | wye
55 | LV_4280-20_0_6_load_69 | 73 | 0.0033125 | 0.00083018 | 0 | 0 |  | 1 | TRUE | wye
56 | LV_4280-20_0_6_load_161 | 74 | 0.0023224 | 0.00058205 | 0 | 0 |  | 1 | TRUE | wye
57 | LV_4280-20_0_6_load_41 | 75 | 0.0068917 | 0.0017272 | 0 | 0 |  | 1 | TRUE | wye
58 | LV_4280-20_0_6_load_43 | 76 | 0.0016576 | 0.00041543 | 0 | 0 |  | 1 | TRUE | wye
59 | LV_4280-20_0_6_load_68 | 77 | 0.0033182 | 0.00083161 | 0 | 0 |  | 1 | TRUE | wye
60 | LV_4280-20_0_6_load_44 | 78 | 0.0014143 | 0.00035445 | 0 | 0 |  | 1 | TRUE | wye
61 | LV_4280-20_0_6_load_45 | 79 | 0.0012913 | 0.00032364 | 0 | 0 |  | 1 | TRUE | wye
62 | LV_4280-20_0_6_load_46 | 80 | 0.0013014 | 0.00032617 | 0 | 0 |  | 1 | TRUE | wye
63 | LV_4280-20_0_6_load_47 | 81 | 0.0011545 | 0.00028936 | 0 | 0 |  | 1 | TRUE | wye
64 | LV_4280-20_0_6_load_48 | 82 | 0.0016691 | 0.00041831 | 0 | 0 |  | 1 | TRUE | wye
65 | LV_4280-20_0_6_load_62 | 83 | 0.0029194 | 0.00073166 | 0 | 0 |  | 1 | TRUE | wye
66 | LV_4280-20_0_6_load_126 | 84 | 0.0017499 | 0.00043856 | 0 | 0 |  | 1 | TRUE | wye
67 | LV_4280-20_0_6_load_49 | 86 | 0.002359 | 0.00059121 | 0 | 0 |  | 1 | TRUE | wye
68 | LV_4280-20_0_6_load_50 | 87 | 0.0035454 | 0.00088856 | 0 | 0 |  | 1 | TRUE | wye
69 | LV_4280-20_0_6_load_52 | 88 | 0.0015433 | 0.00038678 | 0 | 0 |  | 1 | TRUE | wye
70 | LV_4280-20_0_6_load_173 | 89 | 0.0012106 | 0.0003034 | 0 | 0 |  | 1 | TRUE | wye
71 | LV_4280-20_0_6_load_174 | 90 | 0.0014032 | 0.00035166 | 0 | 0 |  | 1 | TRUE | wye
72 | LV_4280-20_0_6_load_53 | 91 | 0.0019399 | 0.00048618 | 0 | 0 |  | 1 | TRUE | wye
73 | LV_4280-20_0_6_load_54 | 92 | 0.0017356 | 0.00043498 | 0 | 0 |  | 1 | TRUE | wye
74 | LV_4280-20_0_6_load_55 | 93 | 0.0017851 | 0.00044738 | 0 | 0 |  | 1 | TRUE | wye
75 | LV_4280-20_0_6_load_57 | 95 | 0.0017969 | 0.00045036 | 0 | 0 |  | 1 | TRUE | wye
76 | LV_4280-20_0_6_load_148 | 96 | 0.0018668 | 0.00046787 | 0 | 0 |  | 1 | TRUE | wye
77 | LV_4280-20_0_6_load_128 | 97 | 0.0017822 | 0.00044666 | 0 | 0 |  | 1 | TRUE | wye
78 | LV_4280-20_0_6_load_146 | 98 | 0.0019402 | 0.00048627 | 0 | 0 |  | 1 | TRUE | wye
79 | LV_4280-20_0_6_load_129 | 99 | 0.0015953 | 0.00039981 | 0 | 0 |  | 1 | TRUE | wye
80 | LV_4280-20_0_6_load_115 | 100 | 0.0011081 | 0.00027771 | 0 | 0 |  | 1 | TRUE | wye
81 | LV_4280-20_0_6_load_145 | 101 | 0.0028417 | 0.00071219 | 0 | 0 |  | 1 | TRUE | wye
82 | LV_4280-20_0_6_load_114 | 102 | 0.0015315 | 0.00038382 | 0 | 0 |  | 1 | TRUE | wye
83 | LV_4280-20_0_6_load_97 | 103 | 0.0016974 | 0.00042541 | 0 | 0 |  | 1 | TRUE | wye
84 | LV_4280-20_0_6_load_95 | 105 | 0.0020886 | 0.00052345 | 0 | 0 |  | 1 | TRUE | wye
85 | LV_4280-20_0_6_load_105 | 106 | 0.0012327 | 0.00030894 | 0 | 0 |  | 1 | TRUE | wye
86 | LV_4280-20_0_6_load_141 | 107 | 0.0012271 | 0.00030753 | 0 | 0 |  | 1 | TRUE | wye
87 | LV_4280-20_0_6_load_63 | 108 | 0.0010589 | 0.00026538 | 0 | 0 |  | 1 | TRUE | wye
88 | LV_4280-20_0_6_load_64 | 109 | 0.0012196 | 0.00030567 | 0 | 0 |  | 1 | TRUE | wye
89 | LV_4280-20_0_6_load_65 | 110 | 0.0012008 | 0.00030095 | 0 | 0 |  | 1 | TRUE | wye
90 | LV_4280-20_0_6_load_66 | 111 | 0.00098374 | 0.00024655 | 0 | 0 |  | 1 | TRUE | wye
91 | LV_4280-20_0_6_load_120 | 112 | 0.0010872 | 0.00027248 | 0 | 0 |  | 1 | TRUE | wye
92 | LV_4280-20_0_6_load_67 | 113 | 0.0010437 | 0.00026158 | 0 | 0 |  | 1 | TRUE | wye
93 | LV_4280-20_0_6_load_79 | 114 | 0.0010954 | 0.00027453 | 0 | 0 |  | 1 | TRUE | wye
94 | LV_4280-20_0_6_load_84 | 115 | 0.0011083 | 0.00027778 | 0 | 0 |  | 1 | TRUE | wye
95 | LV_4280-20_0_6_load_77 | 116 | 0.0010594 | 0.00026552 | 0 | 0 |  | 1 | TRUE | wye
96 | LV_4280-20_0_6_load_70 | 117 | 0.0012337 | 0.0003092 | 0 | 0 |  | 1 | TRUE | wye
97 | LV_4280-20_0_6_load_71 | 118 | 0.0012327 | 0.00030894 | 0 | 0 |  | 1 | TRUE | wye
98 | LV_4280-20_0_6_load_72 | 119 | 0.0020827 | 0.00052197 | 0 | 0 |  | 1 | TRUE | wye
99 | LV_4280-20_0_6_load_73 | 120 | 0.0012329 | 0.00030899 | 0 | 0 |  | 1 | TRUE | wye
100 | LV_4280-20_0_6_load_74 | 121 | 0.0012394 | 0.00031063 | 0 | 0 |  | 1 | TRUE | wye
101 | LV_4280-20_0_6_load_85 | 122 | 0.0012327 | 0.00030894 | 0 | 0 |  | 1 | TRUE | wye
102 | LV_4280-20_0_6_load_83 | 123 | 0.0011718 | 0.00029369 | 0 | 0 |  | 1 | TRUE | wye
103 | LV_4280-20_0_6_load_104 | 124 | 0.0011329 | 0.00028393 | 0 | 0 |  | 1 | TRUE | wye
104 | LV_4280-20_0_6_load_81 | 125 | 0.0011103 | 0.00027827 | 0 | 0 |  | 1 | TRUE | wye
105 | LV_4280-20_0_6_load_75 | 126 | 0.001132 | 0.0002837 | 0 | 0 |  | 1 | TRUE | wye
106 | LV_4280-20_0_6_load_76 | 127 | 0.0010824 | 0.00027127 | 0 | 0 |  | 1 | TRUE | wye
107 | LV_4280-20_0_6_load_78 | 128 | 0.001372 | 0.00034385 | 0 | 0 |  | 1 | TRUE | wye
108 | LV_4280-20_0_6_load_153 | 129 | 0.0011975 | 0.00030013 | 0 | 0 |  | 1 | TRUE | wye
109 | LV_4280-20_0_6_load_80 | 130 | 0.001096 | 0.00027468 | 0 | 0 |  | 1 | TRUE | wye
110 | LV_4280-20_0_6_load_82 | 131 | 0.0011458 | 0.00028717 | 0 | 0 |  | 1 | TRUE | wye
111 | LV_4280-20_0_6_load_139 | 132 | 0.0029705 | 0.00074447 | 0 | 0 |  | 1 | TRUE | wye
112 | LV_4280-20_0_6_load_142 | 133 | 0.0015378 | 0.00038542 | 0 | 0 |  | 1 | TRUE | wye
113 | LV_4280-20_0_6_load_143 | 135 | 0.0040455 | 0.0010139 | 0 | 0 |  | 1 | TRUE | wye
114 | LV_4280-20_0_6_load_89 | 136 | 0.0012646 | 0.00031695 | 0 | 0 |  | 1 | TRUE | wye
115 | LV_4280-20_0_6_load_90 | 137 | 0.001817 | 0.00045537 | 0 | 0 |  | 1 | TRUE | wye
116 | LV_4280-20_0_6_load_92 | 138 | 0.001516 | 0.00037994 | 0 | 0 |  | 1 | TRUE | wye
117 | LV_4280-20_0_6_load_111 | 140 | 0.0013566 | 0.00034 | 0 | 0 |  | 1 | TRUE | wye
118 | LV_4280-20_0_6_load_96 | 141 | 0.0016386 | 0.00041067 | 0 | 0 |  | 1 | TRUE | wye
119 | LV_4280-20_0_6_load_98 | 142 | 0.0011611 | 0.000291 | 0 | 0 |  | 1 | TRUE | wye
120 | LV_4280-20_0_6_load_164 | 143 | 0.0022305 | 0.00055903 | 0 | 0 |  | 1 | TRUE | wye
121 | LV_4280-20_0_6_load_165 | 144 | 0.0019843 | 0.0004973 | 0 | 0 |  | 1 | TRUE | wye
122 | LV_4280-20_0_6_load_100 | 145 | 0.0012208 | 0.00030596 | 0 | 0 |  | 1 | TRUE | wye
123 | LV_4280-20_0_6_load_102 | 146 | 0.0011854 | 0.0002971 | 0 | 0 |  | 1 | TRUE | wye
124 | LV_4280-20_0_6_load_118 | 147 | 0.0011756 | 0.00029464 | 0 | 0 |  | 1 | TRUE | wye
125 | LV_4280-20_0_6_load_179 | 148 | 0.0029243 | 0.00073289 | 0 | 0 |  | 1 | TRUE | wye
126 | LV_4280-20_0_6_load_119 | 149 | 0.001202 | 0.00030126 | 0 | 0 |  | 1 | TRUE | wye
127 | LV_4280-20_0_6_load_106 | 150 | 0.0031798 | 0.00079695 | 0 | 0 |  | 1 | TRUE | wye
128 | LV_4280-20_0_6_load_107 | 151 | 0.0063776 | 0.0015984 | 0 | 0 |  | 1 | TRUE | wye
129 | LV_4280-20_0_6_load_108 | 152 | 0.0031525 | 0.00079009 | 0 | 0 |  | 1 | TRUE | wye
130 | LV_4280-20_0_6_load_109 | 153 | 0.0033124 | 0.00083018 | 0 | 0 |  | 1 | TRUE | wye
131 | LV_4280-20_0_6_load_116 | 155 | 0.0033124 | 0.00083018 | 0 | 0 |  | 1 | TRUE | wye
132 | LV_4280-20_0_6_load_171 | 156 | 0.003404 | 0.00085313 | 0 | 0 |  | 1 | TRUE | wye
133 | LV_4280-20_0_6_load_117 | 157 | 0.0033124 | 0.00083018 | 0 | 0 |  | 1 | TRUE | wye
134 | LV_4280-20_0_6_load_170 | 158 | 0.0035735 | 0.00089561 | 0 | 0 |  | 1 | TRUE | wye
135 | LV_4280-20_0_6_load_112 | 159 | 0.00081859 | 0.00020516 | 0 | 0 |  | 1 | TRUE | wye
136 | LV_4280-20_0_6_load_131 | 160 | 0.015791 | 0.0039577 | 0 | 0 |  | 1 | TRUE | wye
137 | LV_4280-20_0_6_load_132 | 161 | 0.0015487 | 0.00038815 | 0 | 0 |  | 1 | TRUE | wye
138 | LV_4280-20_0_6_load_121 | 162 | 0.0017013 | 0.00042639 | 0 | 0 |  | 1 | TRUE | wye
139 | LV_4280-20_0_6_load_133 | 163 | 0.0013743 | 0.00034444 | 0 | 0 |  | 1 | TRUE | wye
140 | LV_4280-20_0_6_load_140 | 164 | 0.0012707 | 0.00031847 | 0 | 0 |  | 1 | TRUE | wye
141 | LV_4280-20_0_6_load_122 | 165 | 0.0018502 | 0.0004637 | 0 | 0 |  | 1 | TRUE | wye
142 | LV_4280-20_0_6_load_123 | 166 | 0.001955 | 0.00048997 | 0 | 0 |  | 1 | TRUE | wye
143 | LV_4280-20_0_6_load_125 | 167 | 0.001936 | 0.0004852 | 0 | 0 |  | 1 | TRUE | wye
144 | LV_4280-20_0_6_load_127 | 168 | 0.0016682 | 0.0004181 | 0 | 0 |  | 1 | TRUE | wye
145 | LV_4280-20_0_6_load_152 | 169 | 0.0019147 | 0.00047988 | 0 | 0 |  | 1 | TRUE | wye
146 | LV_4280-20_0_6_load_130 | 170 | 0.0015794 | 0.00039583 | 0 | 0 |  | 1 | TRUE | wye
147 | LV_4280-20_0_6_load_134 | 171 | 0.0019098 | 0.00047863 | 0 | 0 |  | 1 | TRUE | wye
148 | LV_4280-20_0_6_load_135 | 172 | 0.0016833 | 0.00042186 | 0 | 0 |  | 1 | TRUE | wye
149 | LV_4280-20_0_6_load_137 | 174 | 0.0023251 | 0.00058272 | 0 | 0 |  | 1 | TRUE | wye
150 | LV_4280-20_0_6_load_138 | 175 | 0.0024317 | 0.00060944 | 0 | 0 |  | 1 | TRUE | wye
151 | LV_4280-20_0_6_load_169 | 176 | 0.0011697 | 0.00029316 | 0 | 0 |  | 1 | TRUE | wye
152 | LV_4280-20_0_6_load_168 | 177 | 0.0013433 | 0.00033665 | 0 | 0 |  | 1 | TRUE | wye
153 | LV_4280-20_0_6_load_144 | 178 | 0.0019389 | 0.00048592 | 0 | 0 |  | 1 | TRUE | wye
154 | LV_4280-20_0_6_load_147 | 179 | 0.0017949 | 0.00044984 | 0 | 0 |  | 1 | TRUE | wye
155 | LV_4280-20_0_6_load_149 | 180 | 0.0019593 | 0.00049105 | 0 | 0 |  | 1 | TRUE | wye
156 | LV_4280-20_0_6_load_167 | 181 | 0.0018666 | 0.0004678 | 0 | 0 |  | 1 | TRUE | wye
157 | LV_4280-20_0_6_load_175 | 182 | 0.0022753 | 0.00057025 | 0 | 0 |  | 1 | TRUE | wye

## ext_grid
| name | bus | vm_pu | va_degree | slack_weight | in_service
0 |  | 171 | 1 | 0 | 1 | TRUE

## line
| name | std_type | from_bus | to_bus | length_km | r_ohm_per_km | x_ohm_per_km | c_nf_per_km | g_us_per_km | max_i_ka | df | parallel | type | in_service
0 | LV_4280-20_0_6_line_0 |  | 0 | 1 | 0.0070877 | 0.125 | 0.08 | 261 | 0 | 0.364 | 1 | 1 | cs | TRUE
1 | LV_4280-20_0_6_line_1 |  | 1 | 2 | 0.03041 | 0.125 | 0.08 | 261 | 0 | 0.364 | 1 | 1 | cs | TRUE
2 | LV_4280-20_0_6_line_2 |  | 2 | 3 | 0.14683 | 0.125 | 0.08 | 261 | 0 | 0.364 | 1 | 1 | cs | TRUE
3 | LV_4280-20_0_6_line_3 |  | 2 | 4 | 0.025273 | 0.125 | 0.08 | 261 | 0 | 0.364 | 1 | 1 | cs | TRUE
4 | LV_4280-20_0_6_line_4 |  | 3 | 5 | 0.020864 | 0.125 | 0.08 | 261 | 0 | 0.364 | 1 | 1 | cs | TRUE
5 | LV_4280-20_0_6_line_5 |  | 4 | 6 | 0.039052 | 0.125 | 0.08 | 261 | 0 | 0.364 | 1 | 1 | cs | TRUE
6 | LV_4280-20_0_6_line_6 |  | 5 | 17 | 0.046475 | 0.125 | 0.08 | 261 | 0 | 0.364 | 1 | 1 | cs | TRUE
7 | LV_4280-20_0_6_line_7 |  | 6 | 7 | 0.083295 | 0.125 | 0.08 | 261 | 0 | 0.364 | 1 | 5 | cs | TRUE
8 | LV_4280-20_0_6_line_8 |  | 6 | 8 | 0.11329 | 0.125 | 0.08 | 261 | 0 | 0.364 | 1 | 5 | cs | TRUE
9 | LV_4280-20_0_6_line_9 |  | 7 | 9 | 0.021482 | 0.125 | 0.08 | 261 | 0 | 0.364 | 1 | 5 | cs | TRUE
10 | LV_4280-20_0_6_line_10 |  | 7 | 10 | 0.063277 | 0.125 | 0.08 | 261 | 0 | 0.364 | 1 | 1 | cs | TRUE
11 | LV_4280-20_0_6_line_11 |  | 8 | 11 | 0.057183 | 0.125 | 0.08 | 261 | 0 | 0.364 | 1 | 2 | cs | TRUE
12 | LV_4280-20_0_6_line_12 |  | 9 | 12 | 0.042706 | 0.125 | 0.08 | 261 | 0 | 0.364 | 1 | 5 | cs | TRUE
13 | LV_4280-20_0_6_line_13 |  | 10 | 15 | 0.020063 | 0.125 | 0.08 | 261 | 0 | 0.364 | 1 | 1 | cs | TRUE
14 | LV_4280-20_0_6_line_14 |  | 11 | 16 | 0.0089288 | 0.125 | 0.08 | 261 | 0 | 0.364 | 1 | 1 | cs | TRUE
15 | LV_4280-20_0_6_line_15 |  | 12 | 13 | 0.018296 | 0.125 | 0.08 | 261 | 0 | 0.364 | 1 | 5 | cs | TRUE
16 | LV_4280-20_0_6_line_16 |  | 13 | 14 | 0.11403 | 0.125 | 0.08 | 261 | 0 | 0.364 | 1 | 5 | cs | TRUE
17 | LV_4280-20_0_6_line_17 |  | 14 | 134 | 0.017952 | 0.125 | 0.08 | 261 | 0 | 0.364 | 1 | 1 | cs | TRUE
18 | LV_4280-20_0_6_line_18 |  | 14 | 24 | 0.049851 | 0.125 | 0.08 | 261 | 0 | 0.364 | 1 | 5 | cs | TRUE
19 | LV_4280-20_0_6_line_19 |  | 17 | 45 | 0.036832 | 0.125 | 0.08 | 261 | 0 | 0.364 | 1 | 1 | cs | TRUE
20 | LV_4280-20_0_6_line_20 |  | 17 | 46 | 0.057315 | 0.125 | 0.08 | 261 | 0 | 0.364 | 1 | 1 | cs | TRUE
21 | LV_4280-20_0_6_line_21 |  | 18 | 19 | 0.001843 | 0.125 | 0.08 | 261 | 0 | 0.364 | 1 | 1 | cs | TRUE
22 | LV_4280-20_0_6_line_22 |  | 18 | 20 | 0.021717 | 0.125 | 0.08 | 261 | 0 | 0.364 | 1 | 1 | cs | TRUE
23 | LV_4280-20_0_6_line_23 |  | 19 | 21 | 0.028642 | 0.125 | 0.08 | 261 | 0 | 0.364 | 1 | 1 | cs | TRUE
24 | LV_4280-20_0_6_line_24 |  | 20 | 22 | 0.020736 | 0.125 | 0.08 | 261 | 0 | 0.364 | 1 | 1 | cs | TRUE
25 | LV_4280-20_0_6_line_25 |  | 22 | 23 | 0.0034352 | 0.125 | 0.08 | 261 | 0 | 0.364 | 1 | 1 | cs | TRUE
26 | LV_4280-20_0_6_line_26 |  | 23 | 24 | 0.016925 | 0.125 | 0.08 | 261 | 0 | 0.364 | 1 | 5 | cs | TRUE
27 | LV_4280-20_0_6_line_27 |  | 23 | 25 | 0.022761 | 0.125 | 0.08 | 261 | 0 | 0.364 | 1 | 5 | cs | TRUE
28 | LV_4280-20_0_6_line_28 |  | 24 | 132 | 0.023342 | 0.125 | 0.08 | 261 | 0 | 0.364 | 1 | 1 | cs | TRUE
29 | LV_4280-20_0_6_line_29 |  | 25 | 133 | 0.024207 | 0.125 | 0.08 | 261 | 0 | 0.364 | 1 | 5 | cs | TRUE
30 | LV_4280-20_0_6_line_30 |  | 26 | 27 | 0.003938 | 0.125 | 0.08 | 261 | 0 | 0.364 | 1 | 5 | cs | TRUE
31 | LV_4280-20_0_6_line_31 |  | 26 | 28 | 0.012559 | 0.125 | 0.08 | 261 | 0 | 0.364 | 1 | 5 | cs | TRUE
32 | LV_4280-20_0_6_line_32 |  | 27 | 29 | 0.0166 | 0.125 | 0.08 | 261 | 0 | 0.364 | 1 | 5 | cs | TRUE
33 | LV_4280-20_0_6_line_33 |  | 28 | 30 | 0.016204 | 0.125 | 0.08 | 261 | 0 | 0.364 | 1 | 5 | cs | TRUE
34 | LV_4280-20_0_6_line_34 |  | 29 | 31 | 0.0034801 | 0.125 | 0.08 | 261 | 0 | 0.364 | 1 | 5 | cs | TRUE
35 | LV_4280-20_0_6_line_35 |  | 30 | 32 | 0.014805 | 0.125 | 0.08 | 261 | 0 | 0.364 | 1 | 5 | cs | TRUE
36 | LV_4280-20_0_6_line_36 |  | 31 | 33 | 0.017211 | 0.125 | 0.08 | 261 | 0 | 0.364 | 1 | 1 | cs | TRUE
37 | LV_4280-20_0_6_line_37 |  | 31 | 34 | 0.019963 | 0.125 | 0.08 | 261 | 0 | 0.364 | 1 | 5 | cs | TRUE
38 | LV_4280-20_0_6_line_38 |  | 32 | 35 | 0.0074169 | 0.125 | 0.08 | 261 | 0 | 0.364 | 1 | 5 | cs | TRUE
39 | LV_4280-20_0_6_line_39 |  | 33 | 182 | 0.01827 | 0.125 | 0.08 | 261 | 0 | 0.364 | 1 | 1 | cs | TRUE
40 | LV_4280-20_0_6_line_40 |  | 34 | 178 | 0.00080595 | 0.125 | 0.08 | 261 | 0 | 0.364 | 1 | 5 | cs | TRUE
41 | LV_4280-20_0_6_line_41 |  | 35 | 103 | 0.010989 | 0.125 | 0.08 | 261 | 0 | 0.364 | 1 | 5 | cs | TRUE
42 | LV_4280-20_0_6_line_42 |  | 35 | 104 | 0.024599 | 0.125 | 0.08 | 261 | 0 | 0.364 | 1 | 5 | cs | TRUE
43 | LV_4280-20_0_6_line_43 |  | 36 | 37 | 0.006819 | 0.125 | 0.08 | 261 | 0 | 0.364 | 1 | 1 | cs | TRUE
44 | LV_4280-20_0_6_line_44 |  | 36 | 38 | 0.011797 | 0.125 | 0.08 | 261 | 0 | 0.364 | 1 | 1 | cs | TRUE
45 | LV_4280-20_0_6_line_45 |  | 37 | 39 | 0.010558 | 0.125 | 0.08 | 261 | 0 | 0.364 | 1 | 1 | cs | TRUE
46 | LV_4280-20_0_6_line_46 |  | 38 | 40 | 0.017095 | 0.125 | 0.08 | 261 | 0 | 0.364 | 1 | 1 | cs | TRUE
47 | LV_4280-20_0_6_line_47 |  | 39 | 41 | 0.01208 | 0.125 | 0.08 | 261 | 0 | 0.364 | 1 | 1 | cs | TRUE
48 | LV_4280-20_0_6_line_48 |  | 40 | 42 | 0.026538 | 0.125 | 0.08 | 261 | 0 | 0.364 | 1 | 1 | cs | TRUE
49 | LV_4280-20_0_6_line_49 |  | 41 | 43 | 0.022285 | 0.125 | 0.08 | 261 | 0 | 0.364 | 1 | 1 | cs | TRUE
50 | LV_4280-20_0_6_line_50 |  | 42 | 44 | 0.023423 | 0.125 | 0.08 | 261 | 0 | 0.364 | 1 | 1 | cs | TRUE
51 | LV_4280-20_0_6_line_51 |  | 43 | 100 | 0.0010406 | 0.125 | 0.08 | 261 | 0 | 0.364 | 1 | 1 | cs | TRUE
52 | LV_4280-20_0_6_line_52 |  | 44 | 134 | 0.026547 | 0.125 | 0.08 | 261 | 0 | 0.364 | 1 | 1 | cs | TRUE
53 | LV_4280-20_0_6_line_53 |  | 45 | 47 | 0.018126 | 0.125 | 0.08 | 261 | 0 | 0.364 | 1 | 1 | cs | TRUE
54 | LV_4280-20_0_6_line_54 |  | 46 | 48 | 0.026214 | 0.125 | 0.08 | 261 | 0 | 0.364 | 1 | 1 | cs | TRUE
55 | LV_4280-20_0_6_line_55 |  | 47 | 49 | 0.0067504 | 0.125 | 0.08 | 261 | 0 | 0.364 | 1 | 1 | cs | TRUE
56 | LV_4280-20_0_6_line_56 |  | 50 | 51 | 0.0050756 | 0.125 | 0.08 | 261 | 0 | 0.364 | 1 | 5 | cs | TRUE
57 | LV_4280-20_0_6_line_57 |  | 50 | 52 | 0.037487 | 0.125 | 0.08 | 261 | 0 | 0.364 | 1 | 5 | cs | TRUE
58 | LV_4280-20_0_6_line_58 |  | 51 | 53 | 0.028364 | 0.125 | 0.08 | 261 | 0 | 0.364 | 1 | 5 | cs | TRUE
59 | LV_4280-20_0_6_line_59 |  | 52 | 54 | 0.016713 | 0.125 | 0.08 | 261 | 0 | 0.364 | 1 | 1 | cs | TRUE
60 | LV_4280-20_0_6_line_60 |  | 52 | 55 | 0.014256 | 0.125 | 0.08 | 261 | 0 | 0.364 | 1 | 5 | cs | TRUE
61 | LV_4280-20_0_6_line_61 |  | 53 | 56 | 0.0010261 | 0.125 | 0.08 | 261 | 0 | 0.364 | 1 | 5 | cs | TRUE
62 | LV_4280-20_0_6_line_62 |  | 54 | 57 | 0.0050557 | 0.125 | 0.08 | 261 | 0 | 0.364 | 1 | 1 | cs | TRUE
63 | LV_4280-20_0_6_line_63 |  | 55 | 58 | 0.018659 | 0.125 | 0.08 | 261 | 0 | 0.364 | 1 | 5 | cs | TRUE
64 | LV_4280-20_0_6_line_64 |  | 56 | 59 | 0.023985 | 0.125 | 0.08 | 261 | 0 | 0.364 | 1 | 5 | cs | TRUE
65 | LV_4280-20_0_6_line_65 |  | 57 | 60 | 0.004816 | 0.125 | 0.08 | 261 | 0 | 0.364 | 1 | 1 | cs | TRUE
66 | LV_4280-20_0_6_line_66 |  | 58 | 61 | 0.015279 | 0.125 | 0.08 | 261 | 0 | 0.364 | 1 | 1 | cs | TRUE
67 | LV_4280-20_0_6_line_67 |  | 58 | 62 | 0.00816 | 0.125 | 0.08 | 261 | 0 | 0.364 | 1 | 5 | cs | TRUE
68 | LV_4280-20_0_6_line_68 |  | 59 | 75 | 0.029143 | 0.125 | 0.08 | 261 | 0 | 0.364 | 1 | 5 | cs | TRUE
69 | LV_4280-20_0_6_line_69 |  | 60 | 129 | 0.0051663 | 0.125 | 0.08 | 261 | 0 | 0.364 | 1 | 1 | cs | TRUE
70 | LV_4280-20_0_6_line_70 |  | 61 | 148 | 0.029039 | 0.125 | 0.08 | 261 | 0 | 0.364 | 1 | 1 | cs | TRUE
71 | LV_4280-20_0_6_line_71 |  | 62 | 145 | 0.0051583 | 0.125 | 0.08 | 261 | 0 | 0.364 | 1 | 5 | cs | TRUE
72 | LV_4280-20_0_6_line_72 |  | 63 | 64 | 8.7571e-05 | 0.125 | 0.08 | 261 | 0 | 0.364 | 1 | 1 | cs | TRUE
73 | LV_4280-20_0_6_line_73 |  | 63 | 65 | 0.016194 | 0.125 | 0.08 | 261 | 0 | 0.364 | 1 | 1 | cs | TRUE
74 | LV_4280-20_0_6_line_74 |  | 64 | 66 | 9.1198e-05 | 0.125 | 0.08 | 261 | 0 | 0.364 | 1 | 1 | cs | TRUE
75 | LV_4280-20_0_6_line_75 |  | 65 | 67 | 0.018368 | 0.125 | 0.08 | 261 | 0 | 0.364 | 1 | 1 | cs | TRUE
76 | LV_4280-20_0_6_line_76 |  | 65 | 68 | 0.013469 | 0.125 | 0.08 | 261 | 0 | 0.364 | 1 | 1 | cs | TRUE
77 | LV_4280-20_0_6_line_77 |  | 66 | 69 | 0.021653 | 0.125 | 0.08 | 261 | 0 | 0.364 | 1 | 1 | cs | TRUE
78 | LV_4280-20_0_6_line_78 |  | 67 | 70 | 0.00034543 | 0.125 | 0.08 | 261 | 0 | 0.364 | 1 | 1 | cs | TRUE
79 | LV_4280-20_0_6_line_79 |  | 68 | 71 | 0.00692 | 0.125 | 0.08 | 261 | 0 | 0.364 | 1 | 1 | cs | TRUE
80 | LV_4280-20_0_6_line_80 |  | 69 | 72 | 0.022573 | 0.125 | 0.08 | 261 | 0 | 0.364 | 1 | 1 | cs | TRUE
81 | LV_4280-20_0_6_line_81 |  | 70 | 73 | 0.00034543 | 0.125 | 0.08 | 261 | 0 | 0.364 | 1 | 1 | cs | TRUE
82 | LV_4280-20_0_6_line_82 |  | 71 | 74 | 0.0073283 | 0.125 | 0.08 | 261 | 0 | 0.364 | 1 | 1 | cs | TRUE
83 | LV_4280-20_0_6_line_83 |  | 72 | 158 | 0.0041333 | 0.125 | 0.08 | 261 | 0 | 0.364 | 1 | 1 | cs | TRUE
84 | LV_4280-20_0_6_line_84 |  | 73 | 77 | 0.00042031 | 0.125 | 0.08 | 261 | 0 | 0.364 | 1 | 2 | cs | TRUE
85 | LV_4280-20_0_6_line_85 |  | 74 | 180 | 0.0057065 | 0.125 | 0.08 | 261 | 0 | 0.364 | 1 | 1 | cs | TRUE
86 | LV_4280-20_0_6_line_86 |  | 75 | 76 | 0.0093539 | 0.125 | 0.08 | 261 | 0 | 0.364 | 1 | 5 | cs | TRUE
87 | LV_4280-20_0_6_line_87 |  | 76 | 77 | 0.00021889 | 0.125 | 0.08 | 261 | 0 | 0.364 | 1 | 5 | cs | TRUE
88 | LV_4280-20_0_6_line_88 |  | 78 | 79 | 0.0052811 | 0.125 | 0.08 | 261 | 0 | 0.364 | 1 | 1 | cs | TRUE
89 | LV_4280-20_0_6_line_89 |  | 78 | 80 | 0.005298 | 0.125 | 0.08 | 261 | 0 | 0.364 | 1 | 1 | cs | TRUE
90 | LV_4280-20_0_6_line_90 |  | 79 | 81 | 0.004771 | 0.125 | 0.08 | 261 | 0 | 0.364 | 1 | 1 | cs | TRUE
91 | LV_4280-20_0_6_line_91 |  | 80 | 82 | 0.0050278 | 0.125 | 0.08 | 261 | 0 | 0.364 | 1 | 1 | cs | TRUE
92 | LV_4280-20_0_6_line_92 |  | 81 | 83 | 0.0029599 | 0.125 | 0.08 | 261 | 0 | 0.364 | 1 | 1 | cs | TRUE
93 | LV_4280-20_0_6_line_93 |  | 82 | 84 | 0.0050962 | 0.125 | 0.08 | 261 | 0 | 0.364 | 1 | 1 | cs | TRUE
94 | LV_4280-20_0_6_line_94 |  | 84 | 85 | 0.0050302 | 0.125 | 0.08 | 261 | 0 | 0.364 | 1 | 1 | cs | TRUE
95 | LV_4280-20_0_6_line_95 |  | 85 | 168 | 0.010166 | 0.125 | 0.08 | 261 | 0 | 0.364 | 1 | 1 | cs | TRUE
96 | LV_4280-20_0_6_line_96 |  | 85 | 165 | 0.0027827 | 0.125 | 0.08 | 261 | 0 | 0.364 | 1 | 1 | cs | TRUE
97 | LV_4280-20_0_6_line_97 |  | 86 | 87 | 0.020968 | 0.125 | 0.08 | 261 | 0 | 0.364 | 1 | 1 | cs | TRUE
98 | LV_4280-20_0_6_line_98 |  | 87 | 88 | 0.016631 | 0.125 | 0.08 | 261 | 0 | 0.364 | 1 | 1 | cs | TRUE
99 | LV_4280-20_0_6_line_99 |  | 88 | 89 | 0.00062622 | 0.125 | 0.08 | 261 | 0 | 0.364 | 1 | 1 | cs | TRUE
100 | LV_4280-20_0_6_line_100 |  | 89 | 90 | 0.01857 | 0.125 | 0.08 | 261 | 0 | 0.364 | 1 | 1 | cs | TRUE
101 | LV_4280-20_0_6_line_101 |  | 90 | 182 | 0.00051096 | 0.125 | 0.08 | 261 | 0 | 0.364 | 1 | 1 | cs | TRUE
102 | LV_4280-20_0_6_line_102 |  | 91 | 92 | 0.0049204 | 0.125 | 0.08 | 261 | 0 | 0.364 | 1 | 1 | cs | TRUE
103 | LV_4280-20_0_6_line_103 |  | 91 | 93 | 0.0049884 | 0.125 | 0.08 | 261 | 0 | 0.364 | 1 | 1 | cs | TRUE
104 | LV_4280-20_0_6_line_104 |  | 92 | 94 | 0.012924 | 0.125 | 0.08 | 261 | 0 | 0.364 | 1 | 1 | cs | TRUE
105 | LV_4280-20_0_6_line_105 |  | 93 | 95 | 0.004797 | 0.125 | 0.08 | 261 | 0 | 0.364 | 1 | 1 | cs | TRUE
106 | LV_4280-20_0_6_line_106 |  | 94 | 96 | 0.0013233 | 0.125 | 0.08 | 261 | 0 | 0.364 | 1 | 1 | cs | TRUE
107 | LV_4280-20_0_6_line_107 |  | 95 | 97 | 0.0050422 | 0.125 | 0.08 | 261 | 0 | 0.364 | 1 | 1 | cs | TRUE
108 | LV_4280-20_0_6_line_108 |  | 96 | 98 | 0.0051537 | 0.125 | 0.08 | 261 | 0 | 0.364 | 1 | 1 | cs | TRUE
109 | LV_4280-20_0_6_line_109 |  | 97 | 99 | 0.0049948 | 0.125 | 0.08 | 261 | 0 | 0.364 | 1 | 1 | cs | TRUE
110 | LV_4280-20_0_6_line_110 |  | 98 | 179 | 0.0049819 | 0.125 | 0.08 | 261 | 0 | 0.364 | 1 | 1 | cs | TRUE
111 | LV_4280-20_0_6_line_111 |  | 99 | 170 | 0.0046935 | 0.125 | 0.08 | 261 | 0 | 0.364 | 1 | 1 | cs | TRUE
112 | LV_4280-20_0_6_line_112 |  | 100 | 139 | 0.02497 | 0.125 | 0.08 | 261 | 0 | 0.364 | 1 | 1 | cs | TRUE
113 | LV_4280-20_0_6_line_113 |  | 101 | 102 | 0.0037551 | 0.125 | 0.08 | 261 | 0 | 0.364 | 1 | 1 | cs | TRUE
114 | LV_4280-20_0_6_line_114 |  | 102 | 159 | 0.019872 | 0.125 | 0.08 | 261 | 0 | 0.364 | 1 | 1 | cs | TRUE
115 | LV_4280-20_0_6_line_115 |  | 103 | 105 | 0.0093046 | 0.125 | 0.08 | 261 | 0 | 0.364 | 1 | 5 | cs | TRUE
116 | LV_4280-20_0_6_line_116 |  | 104 | 106 | 0.011871 | 0.125 | 0.08 | 261 | 0 | 0.364 | 1 | 1 | cs | TRUE
117 | LV_4280-20_0_6_line_117 |  | 104 | 107 | 0.0075405 | 0.125 | 0.08 | 261 | 0 | 0.364 | 1 | 5 | cs | TRUE
118 | LV_4280-20_0_6_line_118 |  | 105 | 141 | 0.014424 | 0.125 | 0.08 | 261 | 0 | 0.364 | 1 | 5 | cs | TRUE
119 | LV_4280-20_0_6_line_119 |  | 106 | 124 | 0.0047728 | 0.125 | 0.08 | 261 | 0 | 0.364 | 1 | 1 | cs | TRUE
120 | LV_4280-20_0_6_line_120 |  | 107 | 164 | 0.010473 | 0.125 | 0.08 | 261 | 0 | 0.364 | 1 | 5 | cs | TRUE
121 | LV_4280-20_0_6_line_121 |  | 108 | 109 | 0.0050708 | 0.125 | 0.08 | 261 | 0 | 0.364 | 1 | 1 | cs | TRUE
122 | LV_4280-20_0_6_line_122 |  | 108 | 110 | 0.0062606 | 0.125 | 0.08 | 261 | 0 | 0.364 | 1 | 1 | cs | TRUE
123 | LV_4280-20_0_6_line_123 |  | 109 | 111 | 0.0048921 | 0.125 | 0.08 | 261 | 0 | 0.364 | 1 | 1 | cs | TRUE
124 | LV_4280-20_0_6_line_124 |  | 111 | 112 | 0.0149 | 0.125 | 0.08 | 261 | 0 | 0.364 | 1 | 1 | cs | TRUE
125 | LV_4280-20_0_6_line_125 |  | 112 | 115 | 0.0049938 | 0.125 | 0.08 | 261 | 0 | 0.364 | 1 | 1 | cs | TRUE
126 | LV_4280-20_0_6_line_126 |  | 113 | 114 | 0.0011036 | 0.125 | 0.08 | 261 | 0 | 0.364 | 1 | 1 | cs | TRUE
127 | LV_4280-20_0_6_line_127 |  | 114 | 116 | 0.027139 | 0.125 | 0.08 | 261 | 0 | 0.364 | 1 | 1 | cs | TRUE
128 | LV_4280-20_0_6_line_128 |  | 115 | 131 | 0.0052436 | 0.125 | 0.08 | 261 | 0 | 0.364 | 1 | 1 | cs | TRUE
129 | LV_4280-20_0_6_line_129 |  | 116 | 126 | 0.0049401 | 0.125 | 0.08 | 261 | 0 | 0.364 | 1 | 1 | cs | TRUE
130 | LV_4280-20_0_6_line_130 |  | 117 | 118 | 0.0049056 | 0.125 | 0.08 | 261 | 0 | 0.364 | 1 | 1 | cs | TRUE
131 | LV_4280-20_0_6_line_131 |  | 117 | 119 | 0.0066346 | 0.125 | 0.08 | 261 | 0 | 0.364 | 1 | 1 | cs | TRUE
132 | LV_4280-20_0_6_line_132 |  | 118 | 120 | 0.0049696 | 0.125 | 0.08 | 261 | 0 | 0.364 | 1 | 1 | cs | TRUE
133 | LV_4280-20_0_6_line_133 |  | 119 | 121 | 0.0059505 | 0.125 | 0.08 | 261 | 0 | 0.364 | 1 | 1 | cs | TRUE
134 | LV_4280-20_0_6_line_134 |  | 120 | 122 | 0.0049534 | 0.125 | 0.08 | 261 | 0 | 0.364 | 1 | 1 | cs | TRUE
135 | LV_4280-20_0_6_line_135 |  | 121 | 123 | 0.012856 | 0.125 | 0.08 | 261 | 0 | 0.364 | 1 | 1 | cs | TRUE
136 | LV_4280-20_0_6_line_136 |  | 122 | 124 | 0.00015489 | 0.125 | 0.08 | 261 | 0 | 0.364 | 1 | 1 | cs | TRUE
137 | LV_4280-20_0_6_line_137 |  | 123 | 125 | 0.0047225 | 0.125 | 0.08 | 261 | 0 | 0.364 | 1 | 1 | cs | TRUE
138 | LV_4280-20_0_6_line_138 |  | 125 | 130 | 0.01646 | 0.125 | 0.08 | 261 | 0 | 0.364 | 1 | 1 | cs | TRUE
139 | LV_4280-20_0_6_line_139 |  | 126 | 127 | 0.0049994 | 0.125 | 0.08 | 261 | 0 | 0.364 | 1 | 1 | cs | TRUE
140 | LV_4280-20_0_6_line_140 |  | 127 | 128 | 0.0050042 | 0.125 | 0.08 | 261 | 0 | 0.364 | 1 | 1 | cs | TRUE
141 | LV_4280-20_0_6_line_141 |  | 128 | 129 | 0.0051287 | 0.125 | 0.08 | 261 | 0 | 0.364 | 1 | 1 | cs | TRUE
142 | LV_4280-20_0_6_line_142 |  | 130 | 131 | 0.011161 | 0.125 | 0.08 | 261 | 0 | 0.364 | 1 | 1 | cs | TRUE
143 | LV_4280-20_0_6_line_143 |  | 133 | 135 | 0.00065646 | 0.125 | 0.08 | 261 | 0 | 0.364 | 1 | 5 | cs | TRUE
144 | LV_4280-20_0_6_line_144 |  | 135 | 178 | 0.023073 | 0.125 | 0.08 | 261 | 0 | 0.364 | 1 | 5 | cs | TRUE
145 | LV_4280-20_0_6_line_145 |  | 136 | 137 | 0.00072239 | 0.125 | 0.08 | 261 | 0 | 0.364 | 1 | 1 | cs | TRUE
146 | LV_4280-20_0_6_line_146 |  | 137 | 138 | 0.0062315 | 0.125 | 0.08 | 261 | 0 | 0.364 | 1 | 1 | cs | TRUE
147 | LV_4280-20_0_6_line_147 |  | 138 | 139 | 0.010643 | 0.125 | 0.08 | 261 | 0 | 0.364 | 1 | 1 | cs | TRUE
148 | LV_4280-20_0_6_line_148 |  | 139 | 140 | 0.0092287 | 0.125 | 0.08 | 261 | 0 | 0.364 | 1 | 1 | cs | TRUE
149 | LV_4280-20_0_6_line_149 |  | 140 | 159 | 0.0032205 | 0.125 | 0.08 | 261 | 0 | 0.364 | 1 | 1 | cs | TRUE
150 | LV_4280-20_0_6_line_150 |  | 141 | 142 | 0.0028959 | 0.125 | 0.08 | 261 | 0 | 0.364 | 1 | 5 | cs | TRUE
151 | LV_4280-20_0_6_line_151 |  | 142 | 143 | 0.0026335 | 0.125 | 0.08 | 261 | 0 | 0.364 | 1 | 5 | cs | TRUE
152 | LV_4280-20_0_6_line_152 |  | 143 | 144 | 0.018091 | 0.125 | 0.08 | 261 | 0 | 0.364 | 1 | 5 | cs | TRUE
153 | LV_4280-20_0_6_line_153 |  | 144 | 181 | 0.00024194 | 0.125 | 0.08 | 261 | 0 | 0.364 | 1 | 5 | cs | TRUE
154 | LV_4280-20_0_6_line_154 |  | 145 | 146 | 0.0050612 | 0.125 | 0.08 | 261 | 0 | 0.364 | 1 | 5 | cs | TRUE
155 | LV_4280-20_0_6_line_155 |  | 146 | 147 | 0.0049577 | 0.125 | 0.08 | 261 | 0 | 0.364 | 1 | 5 | cs | TRUE
156 | LV_4280-20_0_6_line_156 |  | 147 | 149 | 0.0048545 | 0.125 | 0.08 | 261 | 0 | 0.364 | 1 | 5 | cs | TRUE
157 | LV_4280-20_0_6_line_157 |  | 149 | 162 | 0.0021612 | 0.125 | 0.08 | 261 | 0 | 0.364 | 1 | 5 | cs | TRUE
158 | LV_4280-20_0_6_line_158 |  | 150 | 151 | 0.0093969 | 0.125 | 0.08 | 261 | 0 | 0.364 | 1 | 1 | cs | TRUE
159 | LV_4280-20_0_6_line_159 |  | 150 | 152 | 0.00043656 | 0.125 | 0.08 | 261 | 0 | 0.364 | 1 | 1 | cs | TRUE
160 | LV_4280-20_0_6_line_160 |  | 151 | 153 | 0.028956 | 0.125 | 0.08 | 261 | 0 | 0.364 | 1 | 1 | cs | TRUE
161 | LV_4280-20_0_6_line_161 |  | 152 | 154 | 0.032303 | 0.125 | 0.08 | 261 | 0 | 0.364 | 1 | 1 | cs | TRUE
162 | LV_4280-20_0_6_line_162 |  | 153 | 155 | 0.00021347 | 0.125 | 0.08 | 261 | 0 | 0.364 | 1 | 1 | cs | TRUE
163 | LV_4280-20_0_6_line_163 |  | 154 | 156 | 0.037662 | 0.125 | 0.08 | 261 | 0 | 0.364 | 1 | 1 | cs | TRUE
164 | LV_4280-20_0_6_line_164 |  | 155 | 157 | 0.0001476 | 0.125 | 0.08 | 261 | 0 | 0.364 | 1 | 1 | cs | TRUE
165 | LV_4280-20_0_6_line_165 |  | 156 | 158 | 0.0042996 | 0.125 | 0.08 | 261 | 0 | 0.364 | 1 | 1 | cs | TRUE
166 | LV_4280-20_0_6_line_166 |  | 157 | 160 | 0.032424 | 0.125 | 0.08 | 261 | 0 | 0.364 | 1 | 1 | cs | TRUE
167 | LV_4280-20_0_6_line_167 |  | 160 | 161 | 0.002043 | 0.125 | 0.08 | 261 | 0 | 0.364 | 1 | 1 | cs | TRUE
168 | LV_4280-20_0_6_line_168 |  | 162 | 163 | 0.0028633 | 0.125 | 0.08 | 261 | 0 | 0.364 | 1 | 5 | cs | TRUE
169 | LV_4280-20_0_6_line_169 |  | 163 | 164 | 0.0049547 | 0.125 | 0.08 | 261 | 0 | 0.364 | 1 | 5 | cs | TRUE
170 | LV_4280-20_0_6_line_170 |  | 165 | 166 | 0.0034243 | 0.125 | 0.08 | 261 | 0 | 0.364 | 1 | 1 | cs | TRUE
171 | LV_4280-20_0_6_line_171 |  | 166 | 167 | 0.005853 | 0.125 | 0.08 | 261 | 0 | 0.364 | 1 | 1 | cs | TRUE
172 | LV_4280-20_0_6_line_172 |  | 167 | 169 | 0.0057918 | 0.125 | 0.08 | 261 | 0 | 0.364 | 1 | 1 | cs | TRUE
173 | LV_4280-20_0_6_line_173 |  | 168 | 170 | 0.004803 | 0.125 | 0.08 | 261 | 0 | 0.364 | 1 | 1 | cs | TRUE
174 | LV_4280-20_0_6_line_174 |  | 171 | 172 | 0.021601 | 0.125 | 0.08 | 261 | 0 | 0.364 | 1 | 5 | cs | TRUE
175 | LV_4280-20_0_6_line_175 |  | 171 | 173 | 0.017335 | 0.125 | 0.08 | 261 | 0 | 0.364 | 1 | 1 | cs | TRUE
176 | LV_4280-20_0_6_line_176 |  | 172 | 174 | 0.0021123 | 0.125 | 0.08 | 261 | 0 | 0.364 | 1 | 5 | cs | TRUE
177 | LV_4280-20_0_6_line_177 |  | 173 | 175 | 0.013946 | 0.125 | 0.08 | 261 | 0 | 0.364 | 1 | 1 | cs | TRUE
178 | LV_4280-20_0_6_line_178 |  | 174 | 176 | 0.015797 | 0.125 | 0.08 | 261 | 0 | 0.364 | 1 | 5 | cs | TRUE
179 | LV_4280-20_0_6_line_179 |  | 176 | 177 | 0.00011888 | 0.125 | 0.08 | 261 | 0 | 0.364 | 1 | 5 | cs | TRUE
180 | LV_4280-20_0_6_line_180 |  | 177 | 181 | 0.017286 | 0.125 | 0.08 | 261 | 0 | 0.364 | 1 | 5 | cs | TRUE
181 | LV_4280-20_0_6_line_181 |  | 179 | 180 | 0.0050035 | 0.125 | 0.08 | 261 | 0 | 0.364 | 1 | 1 | cs | TRUE

## trafo
| name | std_type | hv_bus | lv_bus | sn_mva | vn_hv_kv | vn_lv_kv | vk_percent | vkr_percent | pfe_kw | i0_percent | shift_degree | tap_side | tap_neutral | tap_min | tap_max | tap_step_percent | tap_step_degree | tap_pos | tap_phase_shifter | parallel | df | in_service
0 | LV_4280-20_0_6_trafo_134 | 0.63 MVA 20/0.4 kV | 183 | 171 | 0.63 | 20 | 0.4 | 6 | 1.206 | 1.65 | 0.2619 | 150 | hv | 0 | -2 | 2 | 2.5 | 0 | 0 | FALSE | 1 | 1 | TRUE

## line_geodata
| x0 | y0 | x1 | y1 | x2 | y2 | x3 | y3 | x4 | y4 | x5 | y5 | x6 | y6 | x7 | y7 | x8 | y8 | x9 | y9
0 | 2637514.545 | 1238594.1641 | 2637518.6206 | 1238593.9413 | 2637521.5589 | 1238594.5756
1 | 2637549.7658 | 1238605.0338 | 2637536.8696 | 1238597.8812 | 2637521.5589 | 1238594.5756
2 | 2637463.2154 | 1238502.9897 | 2637466.5703 | 1238505.9238 | 2637471.4397 | 1238509.7903 | 2637512.5594 | 1238540.4579 | 2637547.9382 | 1238563.8962 | 2637551.3722 | 1238568.6653 | 2637551.8934 | 1238574.7725 | 2637551.5445 | 1238580.9075 | 2637549.4393 | 1238596.8488 | 2637549.7658 | 1238605.0338
3 | 2637549.7658 | 1238605.0338 | 2637549.8378 | 1238606.8132 | 2637553.4005 | 1238628.316 | 2637553.4894 | 1238630.0103
4 | 2637463.2154 | 1238502.9897 | 2637453.5286 | 1238515.8034 | 2637450.5187 | 1238519.5441
5 | 2637552.4331 | 1238668.8801 | 2637552.0939 | 1238663.9082 | 2637554.3591 | 1238646.5781 | 2637553.4894 | 1238630.0103
6 | 2637430.4451 | 1238561.2425 | 2637432.0712 | 1238556.4497 | 2637436.716 | 1238544.349 | 2637444.8621 | 1238528.7459 | 2637446.4798 | 1238525.2984 | 2637448.5352 | 1238522.0093 | 2637450.5187 | 1238519.5441
7 | 2637552.4331 | 1238668.8801 | 2637552.6617 | 1238672.1948 | 2637554.7652 | 1238679.257 | 2637562.6528 | 1238689.013 | 2637570.8853 | 1238671.743 | 2637577.4544 | 1238657.9646 | 2637588.2512 | 1238634.6848
8 | 2637552.4331 | 1238668.8801 | 2637552.6617 | 1238672.1948 | 2637554.7652 | 1238679.257 | 2637562.6528 | 1238689.013 | 2637578.3091 | 1238710.5701 | 2637587.5174 | 1238736.3225 | 2637598.6378 | 1238728.8325 | 2637603.1604 | 1238721.7232 | 2637605.5182 | 1238707.6959
9 | 2637588.2512 | 1238634.6848 | 2637607.9545 | 1238643.2429
10 | 2637588.2512 | 1238634.6848 | 2637601.0418 | 1238607.1148 | 2637608.5108 | 1238591.0074 | 2637610.1678 | 1238587.3377 | 2637620.4044 | 1238591.6386
11 | 2637605.5182 | 1238707.6959 | 2637612.0384 | 1238702.8452 | 2637621.4224 | 1238700.8366 | 2637627.0707 | 1238693.9235 | 2637627.4044 | 1238686.621 | 2637624.7555 | 1238680.9117 | 2637614.3463 | 1238676.4096 | 2637608.8587 | 1238675.3565
12 | 2637641.7004 | 1238642.1999 | 2637635.8605 | 1238653.1866 | 2637632.7994 | 1238654.0344 | 2637607.9545 | 1238643.2429
13 | 2637620.4044 | 1238591.6386 | 2637628.7943 | 1238573.4137
14 | 2637608.8587 | 1238675.3565 | 2637600.5066 | 1238673.7537 | 2637600.0835 | 1238673.7856
15 | 2637645.492 | 1238625.2521 | 2637646.4974 | 1238627.7267 | 2637646.3093 | 1238633.5292 | 2637641.7004 | 1238642.1999
16 | 2637645.492 | 1238625.2521 | 2637648.1594 | 1238617.2972 | 2637650.2142 | 1238614.1193 | 2637652.8311 | 1238614.1359 | 2637742.8184 | 1238645.8823 | 2637746.7056 | 1238647.1522
17 | 2637746.7056 | 1238647.1522 | 2637752.358 | 1238630.1106
18 | 2637794.2506 | 1238662.5752 | 2637746.7056 | 1238647.1522
19 | 2637430.4451 | 1238561.2425 | 2637467.201 | 1238563.6044
20 | 2637430.4451 | 1238561.2425 | 2637426.0292 | 1238574.2451 | 2637423.6487 | 1238579.9227 | 2637421.6437 | 1238583.6235 | 2637424.9446 | 1238585.5233 | 2637427.8115 | 1238586.6754 | 2637453.8598 | 1238590.4418
21 | 2637822.4481 | 1238606.5769 | 2637823.361 | 1238604.9759
22 | 2637811.6908 | 1238625.4426 | 2637822.4481 | 1238606.5769
23 | 2637837.5487 | 1238580.0942 | 2637823.361 | 1238604.9759
24 | 2637811.6908 | 1238625.4426 | 2637810.4856 | 1238627.5561 | 2637801.9255 | 1238643.7341
25 | 2637800.3189 | 1238646.7704 | 2637801.9255 | 1238643.7341
26 | 2637794.2506 | 1238662.5752 | 2637799.1883 | 1238649.7095 | 2637800.3189 | 1238646.7704
27 | 2637800.3189 | 1238646.7704 | 2637822.1196 | 1238653.3114
28 | 2637794.2506 | 1238662.5752 | 2637785.8893 | 1238684.3681
29 | 2637822.1196 | 1238653.3114 | 2637845.3053 | 1238660.2679
30 | 2637892.5116 | 1238692.6053 | 2637893.4107 | 1238696.4393
31 | 2637896.2781 | 1238708.6665 | 2637893.4107 | 1238696.4393
32 | 2637892.5116 | 1238692.6053 | 2637888.7215 | 1238676.444
33 | 2637896.2781 | 1238708.6665 | 2637899.4505 | 1238722.1939 | 2637900.0312 | 1238724.4292
34 | 2637887.927 | 1238673.0559 | 2637888.7215 | 1238676.444
35 | 2637902.8078 | 1238738.9026 | 2637902.5806 | 1238734.2438 | 2637900.0312 | 1238724.4292
36 | 2637887.927 | 1238673.0559 | 2637884.0774 | 1238656.2814
37 | 2637887.927 | 1238673.0559 | 2637868.8057 | 1238667.3188
38 | 2637903.1692 | 1238746.3107 | 2637902.8078 | 1238738.9026
39 | 2637879.9908 | 1238638.4746 | 2637884.0774 | 1238656.2814
40 | 2637868.0337 | 1238667.0872 | 2637868.8057 | 1238667.3188
41 | 2637903.1692 | 1238746.3107 | 2637892.2637 | 1238744.9626
42 | 2637899.9966 | 1238770.5726 | 2637902.9772 | 1238757.4277 | 2637903.1692 | 1238746.3107
43 | 2637715.8523 | 1238566.6525 | 2637712.1337 | 1238572.3683
44 | 2637705.7005 | 1238582.257 | 2637712.1337 | 1238572.3683
45 | 2637721.6095 | 1238557.8028 | 2637715.8523 | 1238566.6525
46 | 2637705.7005 | 1238582.257 | 2637696.3784 | 1238596.5864
47 | 2637721.6095 | 1238557.8028 | 2637731.9269 | 1238564.0859
48 | 2637706.0807 | 1238611.2583 | 2637690.8657 | 1238605.06 | 2637696.3784 | 1238596.5864
49 | 2637750.9602 | 1238575.6768 | 2637731.9269 | 1238564.0859
50 | 2637727.7725 | 1238620.095 | 2637706.0807 | 1238611.2583
51 | 2637750.9602 | 1238575.6768 | 2637751.849 | 1238576.218
52 | 2637752.358 | 1238630.1106 | 2637727.7725 | 1238620.095
53 | 2637485.29 | 1238564.7668 | 2637467.201 | 1238563.6044
54 | 2637453.8598 | 1238590.4418 | 2637479.8241 | 1238594.0499
55 | 2637492.0266 | 1238565.1997 | 2637485.29 | 1238564.7668
56 | 2637852.6148 | 1238890.1653 | 2637856.9587 | 1238887.54
57 | 2637875.4442 | 1238856.2039 | 2637872.9706 | 1238865.7609 | 2637862.1117 | 1238884.4258 | 2637856.9587 | 1238887.54
58 | 2637852.6148 | 1238890.1653 | 2637845.8181 | 1238894.2728 | 2637825.5406 | 1238896.7008
59 | 2637875.4442 | 1238856.2039 | 2637891.4102 | 1238861.1434
60 | 2637875.4442 | 1238856.2039 | 2637879.0112 | 1238842.4013
61 | 2637825.5406 | 1238896.7008 | 2637825.5406 | 1238896.7008 | 2637824.5319 | 1238896.5125
62 | 2637896.2401 | 1238862.6376 | 2637891.4102 | 1238861.1434
63 | 2637883.6797 | 1238824.3361 | 2637879.0112 | 1238842.4013
64 | 2637824.5319 | 1238896.5125 | 2637800.9542 | 1238892.1112
65 | 2637896.2401 | 1238862.6376 | 2637900.8409 | 1238864.061
66 | 2637883.6797 | 1238824.3361 | 2637869.4121 | 1238818.8692
67 | 2637883.6797 | 1238824.3361 | 2637886.0495 | 1238816.5278
68 | 2637772.3057 | 1238886.7632 | 2637800.9542 | 1238892.1112
69 | 2637905.7764 | 1238865.5879 | 2637900.8409 | 1238864.061
70 | 2637869.4121 | 1238818.8692 | 2637846.6188 | 1238810.1355 | 2637841.9934 | 1238810.3296
71 | 2637887.5475 | 1238811.5918 | 2637886.0495 | 1238816.5278
72 | 2637728.6517 | 1238875.1024 | 2637728.5679 | 1238875.0772
73 | 2637744.1613 | 1238879.7617 | 2637728.6517 | 1238875.1024
74 | 2637728.5679 | 1238875.0772 | 2637728.4805 | 1238875.051
75 | 2637744.1613 | 1238879.7617 | 2637758.2693 | 1238884.143 | 2637761.8032 | 1238884.8027
76 | 2637744.1613 | 1238879.7617 | 2637748.9808 | 1238867.1848
77 | 2637707.9227 | 1238868.28 | 2637717.5438 | 1238871.7655 | 2637728.4805 | 1238875.051
78 | 2637761.8032 | 1238884.8027 | 2637762.1427 | 1238884.8661
79 | 2637751.4569 | 1238860.723 | 2637748.9808 | 1238867.1848
80 | 2637707.9227 | 1238868.28 | 2637697.8081 | 1238888.4605
81 | 2637762.1427 | 1238884.8661 | 2637762.4823 | 1238884.9294
82 | 2637751.4569 | 1238860.723 | 2637754.0792 | 1238853.8799
83 | 2637697.8081 | 1238888.4605 | 2637695.956 | 1238892.1557
84 | 2637762.4823 | 1238884.9294 | 2637762.8955 | 1238885.0066
85 | 2637756.1211 | 1238848.5512 | 2637754.0792 | 1238853.8799
86 | 2637763.1106 | 1238885.0467 | 2637772.3057 | 1238886.7632
87 | 2637762.8955 | 1238885.0066 | 2637763.1106 | 1238885.0467
88 | 2637801.823 | 1238786.3904 | 2637806.5222 | 1238788.033 | 2637806.8083 | 1238788.1329
89 | 2637801.823 | 1238786.3904 | 2637796.8217 | 1238784.6422
90 | 2637811.3123 | 1238789.7066 | 2637806.8083 | 1238788.1329
91 | 2637792.0755 | 1238782.9831 | 2637796.8217 | 1238784.6422
92 | 2637814.1065 | 1238790.6829 | 2637811.3123 | 1238789.7066
93 | 2637792.0755 | 1238782.9831 | 2637787.2647 | 1238781.3015
94 | 2637782.5163 | 1238779.6417 | 2637787.2647 | 1238781.3015
95 | 2637782.5163 | 1238779.6417 | 2637778.8802 | 1238789.1354
96 | 2637782.5163 | 1238779.6417 | 2637780.6308 | 1238777.5951
97 | 2637867.1727 | 1238582.6199 | 2637871.8627 | 1238603.0566
98 | 2637875.5827 | 1238619.2663 | 2637871.8627 | 1238603.0566
99 | 2637875.5827 | 1238619.2663 | 2637875.7228 | 1238619.8767
100 | 2637879.8766 | 1238637.9765 | 2637875.7228 | 1238619.8767
101 | 2637879.8766 | 1238637.9765 | 2637879.9908 | 1238638.4746
102 | 2637768.394 | 1238816.515 | 2637766.6341 | 1238821.1099
103 | 2637770.1781 | 1238811.8566 | 2637768.394 | 1238816.515
104 | 2637762.0118 | 1238833.1788 | 2637766.6341 | 1238821.1099
105 | 2637770.1781 | 1238811.8566 | 2637771.8938 | 1238807.3769
106 | 2637762.0118 | 1238833.1788 | 2637761.5383 | 1238834.4145
107 | 2637771.8938 | 1238807.3769 | 2637773.6972 | 1238802.6682
108 | 2637761.5383 | 1238834.4145 | 2637759.6942 | 1238839.227
109 | 2637773.6972 | 1238802.6682 | 2637775.4837 | 1238798.0038
110 | 2637759.6942 | 1238839.227 | 2637757.9115 | 1238843.8791
111 | 2637777.1623 | 1238793.6208 | 2637775.4837 | 1238798.0038
112 | 2637773.176 | 1238589.2057 | 2637751.849 | 1238576.218
113 | 2637789.2605 | 1238561.1705 | 2637791.1292 | 1238557.9134
114 | 2637779.3712 | 1238578.4075 | 2637789.2605 | 1238561.1705
115 | 2637892.2637 | 1238744.9626 | 2637883.2505 | 1238742.6518
116 | 2637899.9966 | 1238770.5726 | 2637911.4829 | 1238773.5719
117 | 2637899.9966 | 1238770.5726 | 2637897.8067 | 1238777.7882
118 | 2637869.2783 | 1238739.0696 | 2637883.2505 | 1238742.6518
119 | 2637911.4829 | 1238773.5719 | 2637916.1009 | 1238774.7777
120 | 2637894.7651 | 1238787.8103 | 2637897.8067 | 1238777.7882
121 | 2637967.5809 | 1238855.2563 | 2637966.2686 | 1238850.3582
122 | 2637967.5809 | 1238855.2563 | 2637968.3034 | 1238857.953 | 2637968.8631 | 1238861.3763
123 | 2637966.2686 | 1238850.3582 | 2637965.0025 | 1238845.6327
124 | 2637965.0025 | 1238845.6327 | 2637961.1465 | 1238831.2407
125 | 2637961.1465 | 1238831.2407 | 2637959.8541 | 1238826.417
126 | 2637950.8791 | 1238879.5414 | 2637951.9333 | 1238879.8675
127 | 2637950.8791 | 1238879.5414 | 2637924.9521 | 1238871.5203
128 | 2637958.4971 | 1238821.3521 | 2637959.8541 | 1238826.417
129 | 2637920.2327 | 1238870.0603 | 2637924.9521 | 1238871.5203
130 | 2637930.5983 | 1238778.5633 | 2637925.8518 | 1238777.3239
131 | 2637937.0177 | 1238780.2395 | 2637930.5983 | 1238778.5633
132 | 2637925.8518 | 1238777.3239 | 2637921.0434 | 1238776.0683
133 | 2637937.0177 | 1238780.2395 | 2637942.7752 | 1238781.7429
134 | 2637916.2507 | 1238774.8169 | 2637921.0434 | 1238776.0683
135 | 2637950.1269 | 1238790.111 | 2637948.2692 | 1238783.1775 | 2637942.7752 | 1238781.7429
136 | 2637916.2507 | 1238774.8169 | 2637916.1009 | 1238774.7777
137 | 2637951.349 | 1238794.6726 | 2637950.1269 | 1238790.111
138 | 2637955.6087 | 1238810.5714 | 2637951.349 | 1238794.6726
139 | 2637920.2327 | 1238870.0603 | 2637915.4567 | 1238868.5827
140 | 2637910.676 | 1238867.1037 | 2637915.4567 | 1238868.5827
141 | 2637905.7764 | 1238865.5879 | 2637910.676 | 1238867.1037
142 | 2637955.6087 | 1238810.5714 | 2637958.4971 | 1238821.3521
143 | 2637845.3053 | 1238660.2679 | 2637845.934 | 1238660.4565
144 | 2637845.934 | 1238660.4565 | 2637868.0337 | 1238667.0872
145 | 2637765.1943 | 1238604.8889 | 2637765.5219 | 1238604.2451
146 | 2637765.5219 | 1238604.2451 | 2637768.3484 | 1238598.6914
147 | 2637773.176 | 1238589.2057 | 2637768.3484 | 1238598.6914
148 | 2637773.176 | 1238589.2057 | 2637777.7686 | 1238581.2009
149 | 2637779.3712 | 1238578.4075 | 2637777.7686 | 1238581.2009
150 | 2637869.2783 | 1238739.0696 | 2637866.4731 | 1238738.3504
151 | 2637863.9222 | 1238737.6964 | 2637866.4731 | 1238738.3504
152 | 2637846.3976 | 1238733.2034 | 2637863.9222 | 1238737.6964
153 | 2637846.3976 | 1238733.2034 | 2637846.1633 | 1238733.1434
154 | 2637887.5475 | 1238811.5918 | 2637889.0174 | 1238806.7487
155 | 2637889.0174 | 1238806.7487 | 2637890.4571 | 1238802.0047
156 | 2637890.4571 | 1238802.0047 | 2637891.867 | 1238797.3594
157 | 2637892.4946 | 1238795.2913 | 2637891.867 | 1238797.3594
158 | 2637711.8002 | 1238937.415 | 2637721.006 | 1238939.3009
159 | 2637711.8002 | 1238937.415 | 2637711.3726 | 1238937.3274
160 | 2637749.3726 | 1238945.1122 | 2637721.006 | 1238939.3009
161 | 2637679.7386 | 1238930.7855 | 2637690.0713 | 1238932.9635 | 2637711.3726 | 1238937.3274
162 | 2637749.5818 | 1238945.1551 | 2637749.3726 | 1238945.1122
163 | 2637679.7386 | 1238930.7855 | 2637686.5542 | 1238911.5387 | 2637691.997 | 1238900.0548 | 2637694.0295 | 1238895.9995
164 | 2637749.7264 | 1238945.1847 | 2637749.5818 | 1238945.1551
165 | 2637694.0295 | 1238895.9995 | 2637695.956 | 1238892.1557
166 | 2637781.4904 | 1238951.692 | 2637749.7264 | 1238945.1847
167 | 2637783.4918 | 1238952.102 | 2637781.4904 | 1238951.692
168 | 2637892.4946 | 1238795.2913 | 2637893.3261 | 1238792.5514
169 | 2637894.7651 | 1238787.8103 | 2637893.3261 | 1238792.5514
170 | 2637780.6308 | 1238777.5951 | 2637777.376 | 1238776.5313
171 | 2637771.8126 | 1238774.7129 | 2637777.376 | 1238776.5313
172 | 2637771.8126 | 1238774.7129 | 2637766.3074 | 1238772.9136
173 | 2637777.1623 | 1238793.6208 | 2637778.8802 | 1238789.1354
174 | 2637791.0309 | 1238719.0085 | 2637811.955 | 1238724.373
175 | 2637774.2387 | 1238714.7033 | 2637791.0309 | 1238719.0085
176 | 2637811.955 | 1238724.373 | 2637814.0011 | 1238724.8976
177 | 2637774.2387 | 1238714.7033 | 2637769.3563 | 1238727.7664
178 | 2637829.3035 | 1238728.8209 | 2637814.0011 | 1238724.8976
179 | 2637829.4187 | 1238728.8504 | 2637829.3035 | 1238728.8209
180 | 2637846.1633 | 1238733.1434 | 2637829.4187 | 1238728.8504
181 | 2637756.1211 | 1238848.5512 | 2637757.9115 | 1238843.8791

## bus_geodata
| x | y | coords
0 | 2637514.545 | 1238594.1641
1 | 2637521.5589 | 1238594.5756
2 | 2637549.7658 | 1238605.0338
3 | 2637463.2154 | 1238502.9897
4 | 2637553.4894 | 1238630.0103
5 | 2637450.5187 | 1238519.5441
6 | 2637552.4331 | 1238668.8801
7 | 2637588.2512 | 1238634.6848
8 | 2637605.5182 | 1238707.6959
9 | 2637607.9545 | 1238643.2429
10 | 2637620.4044 | 1238591.6386
11 | 2637608.8587 | 1238675.3566
12 | 2637641.7004 | 1238642.1999
13 | 2637645.492 | 1238625.2521
14 | 2637746.7056 | 1238647.1522
15 | 2637628.7943 | 1238573.4137
16 | 2637600.0835 | 1238673.7856
17 | 2637430.4451 | 1238561.2425
18 | 2637822.4481 | 1238606.5769
19 | 2637823.361 | 1238604.9759
20 | 2637811.6908 | 1238625.4426
21 | 2637837.5487 | 1238580.0942
22 | 2637801.9255 | 1238643.7341
23 | 2637800.3189 | 1238646.7704
24 | 2637794.2506 | 1238662.5752
25 | 2637822.1196 | 1238653.3114
26 | 2637893.4107 | 1238696.4393
27 | 2637892.5116 | 1238692.6053
28 | 2637896.2781 | 1238708.6665
29 | 2637888.7215 | 1238676.444
30 | 2637900.0312 | 1238724.4292
31 | 2637887.927 | 1238673.0559
32 | 2637902.8078 | 1238738.9026
33 | 2637884.0774 | 1238656.2814
34 | 2637868.8057 | 1238667.3188
35 | 2637903.1692 | 1238746.3107
36 | 2637712.1337 | 1238572.3683
37 | 2637715.8523 | 1238566.6525
38 | 2637705.7005 | 1238582.257
39 | 2637721.6095 | 1238557.8028
40 | 2637696.3784 | 1238596.5864
41 | 2637731.9269 | 1238564.0859
42 | 2637706.0807 | 1238611.2583
43 | 2637750.9602 | 1238575.6768
44 | 2637727.7725 | 1238620.095
45 | 2637467.201 | 1238563.6044
46 | 2637453.8598 | 1238590.4418
47 | 2637485.29 | 1238564.7668
48 | 2637479.8241 | 1238594.0499
49 | 2637492.0266 | 1238565.1997
50 | 2637856.9587 | 1238887.54
51 | 2637852.6148 | 1238890.1653
52 | 2637875.4442 | 1238856.2039
53 | 2637825.5406 | 1238896.7008
54 | 2637891.4102 | 1238861.1434
55 | 2637879.0112 | 1238842.4013
56 | 2637824.5319 | 1238896.5125
57 | 2637896.2401 | 1238862.6376
58 | 2637883.6797 | 1238824.3361
59 | 2637800.9542 | 1238892.1112
60 | 2637900.8409 | 1238864.061
61 | 2637869.4121 | 1238818.8692
62 | 2637886.0495 | 1238816.5278
63 | 2637728.6517 | 1238875.1024
64 | 2637728.5679 | 1238875.0772
65 | 2637744.1613 | 1238879.7617
66 | 2637728.4805 | 1238875.051
67 | 2637761.8032 | 1238884.8027
68 | 2637748.9808 | 1238867.1848
69 | 2637707.9227 | 1238868.28
70 | 2637762.1427 | 1238884.8661
71 | 2637751.4569 | 1238860.723
72 | 2637697.8081 | 1238888.4605
73 | 2637762.4823 | 1238884.9294
74 | 2637754.0792 | 1238853.8799
75 | 2637772.3057 | 1238886.7632
76 | 2637763.1106 | 1238885.0467
77 | 2637762.8955 | 1238885.0066
78 | 2637801.823 | 1238786.3904
79 | 2637806.8083 | 1238788.1329
80 | 2637796.8217 | 1238784.6422
81 | 2637811.3123 | 1238789.7066
82 | 2637792.0755 | 1238782.9831
83 | 2637814.1065 | 1238790.6829
84 | 2637787.2647 | 1238781.3015
85 | 2637782.5163 | 1238779.6417
86 | 2637867.1727 | 1238582.6199
87 | 2637871.8627 | 1238603.0566
88 | 2637875.5827 | 1238619.2663
89 | 2637875.7228 | 1238619.8767
90 | 2637879.8766 | 1238637.9765
91 | 2637768.394 | 1238816.515
92 | 2637766.6341 | 1238821.1099
93 | 2637770.1781 | 1238811.8566
94 | 2637762.0118 | 1238833.1788
95 | 2637771.8938 | 1238807.3769
96 | 2637761.5383 | 1238834.4145
97 | 2637773.6972 | 1238802.6682
98 | 2637759.6942 | 1238839.227
99 | 2637775.4837 | 1238798.0038
100 | 2637751.849 | 1238576.218
101 | 2637791.1292 | 1238557.9134
102 | 2637789.2605 | 1238561.1705
103 | 2637892.2637 | 1238744.9626
104 | 2637899.9966 | 1238770.5726
105 | 2637883.2505 | 1238742.6518
106 | 2637911.4829 | 1238773.5719
107 | 2637897.8067 | 1238777.7882
108 | 2637967.5809 | 1238855.2563
109 | 2637966.2686 | 1238850.3582
110 | 2637968.8631 | 1238861.3763
111 | 2637965.0025 | 1238845.6327
112 | 2637961.1465 | 1238831.2407
113 | 2637951.9333 | 1238879.8675
114 | 2637950.8791 | 1238879.5414
115 | 2637959.8541 | 1238826.417
116 | 2637924.9521 | 1238871.5203
117 | 2637930.5983 | 1238778.5633
118 | 2637925.8518 | 1238777.3239
119 | 2637937.0177 | 1238780.2395
120 | 2637921.0434 | 1238776.0683
121 | 2637942.7752 | 1238781.7429
122 | 2637916.2507 | 1238774.8169
123 | 2637950.1269 | 1238790.111
124 | 2637916.1009 | 1238774.7777
125 | 2637951.349 | 1238794.6726
126 | 2637920.2327 | 1238870.0603
127 | 2637915.4567 | 1238868.5827
128 | 2637910.676 | 1238867.1037
129 | 2637905.7764 | 1238865.5879
130 | 2637955.6087 | 1238810.5714
131 | 2637958.4971 | 1238821.3521
132 | 2637785.8893 | 1238684.3681
133 | 2637845.3053 | 1238660.2679
134 | 2637752.358 | 1238630.1106
135 | 2637845.934 | 1238660.4565
136 | 2637765.1943 | 1238604.8889
137 | 2637765.5219 | 1238604.2451
138 | 2637768.3484 | 1238598.6914
139 | 2637773.176 | 1238589.2057
140 | 2637777.7686 | 1238581.2009
141 | 2637869.2783 | 1238739.0696
142 | 2637866.4731 | 1238738.3504
143 | 2637863.9222 | 1238737.6964
144 | 2637846.3976 | 1238733.2034
145 | 2637887.5475 | 1238811.5918
146 | 2637889.0174 | 1238806.7487
147 | 2637890.4571 | 1238802.0047
148 | 2637841.9934 | 1238810.3296
149 | 2637891.867 | 1238797.3594
150 | 2637711.8002 | 1238937.415
151 | 2637721.006 | 1238939.3009
152 | 2637711.3726 | 1238937.3274
153 | 2637749.3726 | 1238945.1122
154 | 2637679.7386 | 1238930.7855
155 | 2637749.5818 | 1238945.1551
156 | 2637694.0295 | 1238895.9995
157 | 2637749.7264 | 1238945.1847
158 | 2637695.956 | 1238892.1557
159 | 2637779.3712 | 1238578.4075
160 | 2637781.4904 | 1238951.692
161 | 2637783.4918 | 1238952.102
162 | 2637892.4946 | 1238795.2913
163 | 2637893.3261 | 1238792.5514
164 | 2637894.7651 | 1238787.8103
165 | 2637780.6308 | 1238777.5951
166 | 2637777.376 | 1238776.5313
167 | 2637771.8126 | 1238774.7129
168 | 2637778.8802 | 1238789.1354
169 | 2637766.3074 | 1238772.9136
170 | 2637777.1623 | 1238793.6208
171 | 2637791.0309 | 1238719.0085
172 | 2637811.955 | 1238724.373
173 | 2637774.2387 | 1238714.7033
174 | 2637814.0011 | 1238724.8976
175 | 2637769.3563 | 1238727.7664
176 | 2637829.3035 | 1238728.8209
177 | 2637829.4187 | 1238728.8504
178 | 2637868.0337 | 1238667.0872
179 | 2637757.9115 | 1238843.8791
180 | 2637756.1211 | 1238848.5512
181 | 2637846.1633 | 1238733.1434
182 | 2637879.9908 | 1238638.4746
183 | 2637774.2387 | 1238714.7033

## line_std_types
| c_nf_per_km | r_ohm_per_km | x_ohm_per_km | max_i_ka | type | q_mm2 | alpha | voltage_rating
NAYY 4x50 SE | 210 | 0.642 | 0.083 | 0.142 | cs | 50 | 0.00403 | LV
NAYY 4x120 SE | 264 | 0.225 | 0.08 | 0.242 | cs | 120 | 0.00403 | LV
NAYY 4x150 SE | 261 | 0.208 | 0.08 | 0.27 | cs | 150 | 0.00403 | LV
NA2XS2Y 1x95 RM/25 12/20 kV | 216 | 0.313 | 0.132 | 0.252 | cs | 95 | 0.00403 | MV
NA2XS2Y 1x185 RM/25 12/20 kV | 273 | 0.161 | 0.117 | 0.362 | cs | 185 | 0.00403 | MV
NA2XS2Y 1x240 RM/25 12/20 kV | 304 | 0.122 | 0.112 | 0.421 | cs | 240 | 0.00403 | MV
NA2XS2Y 1x95 RM/25 6/10 kV | 315 | 0.313 | 0.123 | 0.249 | cs | 95 | 0.00403 | MV
NA2XS2Y 1x185 RM/25 6/10 kV | 406 | 0.161 | 0.11 | 0.358 | cs | 185 | 0.00403 | MV
NA2XS2Y 1x240 RM/25 6/10 kV | 456 | 0.122 | 0.105 | 0.416 | cs | 240 | 0.00403 | MV
NA2XS2Y 1x150 RM/25 12/20 kV | 250 | 0.206 | 0.116 | 0.319 | cs | 150 | 0.00403 | MV
NA2XS2Y 1x120 RM/25 12/20 kV | 230 | 0.253 | 0.119 | 0.283 | cs | 120 | 0.00403 | MV
NA2XS2Y 1x70 RM/25 12/20 kV | 190 | 0.443 | 0.132 | 0.22 | cs | 70 | 0.00403 | MV
NA2XS2Y 1x150 RM/25 6/10 kV | 360 | 0.206 | 0.11 | 0.315 | cs | 150 | 0.00403 | MV
NA2XS2Y 1x120 RM/25 6/10 kV | 340 | 0.253 | 0.113 | 0.28 | cs | 120 | 0.00403 | MV
NA2XS2Y 1x70 RM/25 6/10 kV | 280 | 0.443 | 0.123 | 0.217 | cs | 70 | 0.00403 | MV
N2XS(FL)2Y 1x120 RM/35 64/110 kV | 112 | 0.153 | 0.166 | 0.366 | cs | 120 | 0.00393 | HV
N2XS(FL)2Y 1x185 RM/35 64/110 kV | 125 | 0.099 | 0.156 | 0.457 | cs | 185 | 0.00393 | HV
N2XS(FL)2Y 1x240 RM/35 64/110 kV | 135 | 0.075 | 0.149 | 0.526 | cs | 240 | 0.00393 | HV
N2XS(FL)2Y 1x300 RM/35 64/110 kV | 144 | 0.06 | 0.144 | 0.588 | cs | 300 | 0.00393 | HV
15-AL1/3-ST1A 0.4 | 11 | 1.8769 | 0.35 | 0.105 | ol | 16 | 0.00403 | LV
24-AL1/4-ST1A 0.4 | 11.25 | 1.2012 | 0.335 | 0.14 | ol | 24 | 0.00403 | LV
48-AL1/8-ST1A 0.4 | 12.2 | 0.5939 | 0.3 | 0.21 | ol | 48 | 0.00403 | LV
94-AL1/15-ST1A 0.4 | 13.2 | 0.306 | 0.29 | 0.35 | ol | 94 | 0.00403 | LV
34-AL1/6-ST1A 10.0 | 9.7 | 0.8342 | 0.36 | 0.17 | ol | 34 | 0.00403 | MV
48-AL1/8-ST1A 10.0 | 10.1 | 0.5939 | 0.35 | 0.21 | ol | 48 | 0.00403 | MV
70-AL1/11-ST1A 10.0 | 10.4 | 0.4132 | 0.339 | 0.29 | ol | 70 | 0.00403 | MV
94-AL1/15-ST1A 10.0 | 10.75 | 0.306 | 0.33 | 0.35 | ol | 94 | 0.00403 | MV
122-AL1/20-ST1A 10.0 | 11.1 | 0.2376 | 0.323 | 0.41 | ol | 122 | 0.00403 | MV
149-AL1/24-ST1A 10.0 | 11.25 | 0.194 | 0.315 | 0.47 | ol | 149 | 0.00403 | MV
34-AL1/6-ST1A 20.0 | 9.15 | 0.8342 | 0.382 | 0.17 | ol | 34 | 0.00403 | MV
48-AL1/8-ST1A 20.0 | 9.5 | 0.5939 | 0.372 | 0.21 | ol | 48 | 0.00403 | MV
70-AL1/11-ST1A 20.0 | 9.7 | 0.4132 | 0.36 | 0.29 | ol | 70 | 0.00403 | MV
94-AL1/15-ST1A 20.0 | 10 | 0.306 | 0.35 | 0.35 | ol | 94 | 0.00403 | MV
122-AL1/20-ST1A 20.0 | 10.3 | 0.2376 | 0.344 | 0.41 | ol | 122 | 0.00403 | MV
149-AL1/24-ST1A 20.0 | 10.5 | 0.194 | 0.337 | 0.47 | ol | 149 | 0.00403 | MV
184-AL1/30-ST1A 20.0 | 10.75 | 0.1571 | 0.33 | 0.535 | ol | 184 | 0.00403 | MV
243-AL1/39-ST1A 20.0 | 11 | 0.1188 | 0.32 | 0.645 | ol | 243 | 0.00403 | MV
48-AL1/8-ST1A 110.0 | 8 | 0.5939 | 0.46 | 0.21 | ol | 48 | 0.00403 | HV
70-AL1/11-ST1A 110.0 | 8.4 | 0.4132 | 0.45 | 0.29 | ol | 70 | 0.00403 | HV
94-AL1/15-ST1A 110.0 | 8.65 | 0.306 | 0.44 | 0.35 | ol | 94 | 0.00403 | HV
122-AL1/20-ST1A 110.0 | 8.5 | 0.2376 | 0.43 | 0.41 | ol | 122 | 0.00403 | HV
149-AL1/24-ST1A 110.0 | 8.75 | 0.194 | 0.41 | 0.47 | ol | 149 | 0.00403 | HV
184-AL1/30-ST1A 110.0 | 8.8 | 0.1571 | 0.4 | 0.535 | ol | 184 | 0.00403 | HV
243-AL1/39-ST1A 110.0 | 9 | 0.1188 | 0.39 | 0.645 | ol | 243 | 0.00403 | HV
305-AL1/39-ST1A 110.0 | 9.2 | 0.0949 | 0.38 | 0.74 | ol | 305 | 0.00403 | HV
490-AL1/64-ST1A 110.0 | 9.75 | 0.059 | 0.37 | 0.96 | ol | 490 | 0.00403 | HV
679-AL1/86-ST1A 110.0 | 9.95 | 0.042 | 0.36 | 1.15 | ol | 679 | 0.00403 | HV
490-AL1/64-ST1A 220.0 | 10 | 0.059 | 0.285 | 0.96 | ol | 490 | 0.00403 | HV
679-AL1/86-ST1A 220.0 | 11.7 | 0.042 | 0.275 | 1.15 | ol | 679 | 0.00403 | HV
490-AL1/64-ST1A 380.0 | 11 | 0.059 | 0.253 | 0.96 | ol | 490 | 0.00403 | HV
679-AL1/86-ST1A 380.0 | 14.6 | 0.042 | 0.25 | 1.15 | ol | 679 | 0.00403 | HV

## trafo_std_types
| i0_percent | pfe_kw | vkr_percent | sn_mva | vn_lv_kv | vn_hv_kv | vk_percent | shift_degree | vector_group | tap_side | tap_neutral | tap_min | tap_max | tap_step_degree | tap_step_percent | tap_phase_shifter
160 MVA 380/110 kV | 0.06 | 60 | 0.25 | 160 | 110 | 380 | 12.2 | 0 | Yy0 | hv | 0 | -9 | 9 | 0 | 1.5 | FALSE
100 MVA 220/110 kV | 0.06 | 55 | 0.26 | 100 | 110 | 220 | 12 | 0 | Yy0 | hv | 0 | -9 | 9 | 0 | 1.5 | FALSE
63 MVA 110/20 kV | 0.04 | 22 | 0.32 | 63 | 20 | 110 | 18 | 150 | YNd5 | hv | 0 | -9 | 9 | 0 | 1.5 | FALSE
40 MVA 110/20 kV | 0.05 | 18 | 0.34 | 40 | 20 | 110 | 16.2 | 150 | YNd5 | hv | 0 | -9 | 9 | 0 | 1.5 | FALSE
25 MVA 110/20 kV | 0.07 | 14 | 0.41 | 25 | 20 | 110 | 12 | 150 | YNd5 | hv | 0 | -9 | 9 | 0 | 1.5 | FALSE
63 MVA 110/10 kV | 0.04 | 22 | 0.32 | 63 | 10 | 110 | 18 | 150 | YNd5 | hv | 0 | -9 | 9 | 0 | 1.5 | FALSE
40 MVA 110/10 kV | 0.05 | 18 | 0.34 | 40 | 10 | 110 | 16.2 | 150 | YNd5 | hv | 0 | -9 | 9 | 0 | 1.5 | FALSE
25 MVA 110/10 kV | 0.07 | 14 | 0.41 | 25 | 10 | 110 | 12 | 150 | YNd5 | hv | 0 | -9 | 9 | 0 | 1.5 | FALSE
0.25 MVA 20/0.4 kV | 0.32 | 0.8 | 1.44 | 0.25 | 0.4 | 20 | 6 | 150 | Yzn5 | hv | 0 | -2 | 2 | 0 | 2.5 | FALSE
0.4 MVA 20/0.4 kV | 0.3375 | 1.35 | 1.425 | 0.4 | 0.4 | 20 | 6 | 150 | Dyn5 | hv | 0 | -2 | 2 | 0 | 2.5 | FALSE
0.63 MVA 20/0.4 kV | 0.2619 | 1.65 | 1.206 | 0.63 | 0.4 | 20 | 6 | 150 | Dyn5 | hv | 0 | -2 | 2 | 0 | 2.5 | FALSE
0.25 MVA 10/0.4 kV | 0.24 | 0.6 | 1.2 | 0.25 | 0.4 | 10 | 4 | 150 | Dyn5 | hv | 0 | -2 | 2 | 0 | 2.5 | FALSE
0.4 MVA 10/0.4 kV | 0.2375 | 0.95 | 1.325 | 0.4 | 0.4 | 10 | 4 | 150 | Dyn5 | hv | 0 | -2 | 2 | 0 | 2.5 | FALSE
0.63 MVA 10/0.4 kV | 0.1873 | 1.18 | 1.0794 | 0.63 | 0.4 | 10 | 4 | 150 | Dyn5 | hv | 0 | -2 | 2 | 0 | 2.5 | FALSE

## trafo3w_std_types
| sn_hv_mva | sn_mv_mva | sn_lv_mva | vn_hv_kv | vn_mv_kv | vn_lv_kv | vk_hv_percent | vk_mv_percent | vk_lv_percent | vkr_hv_percent | vkr_mv_percent | vkr_lv_percent | pfe_kw | i0_percent | shift_mv_degree | shift_lv_degree | vector_group | tap_side | tap_neutral | tap_min | tap_max | tap_step_percent
63/25/38 MVA 110/20/10 kV | 63 | 25 | 38 | 110 | 20 | 10 | 10.4 | 10.4 | 10.4 | 0.28 | 0.32 | 0.35 | 35 | 0.89 | 0 | 0 | YN0yn0yn0 | hv | 0 | -10 | 10 | 1.2
63/25/38 MVA 110/10/10 kV | 63 | 25 | 38 | 110 | 10 | 10 | 10.4 | 10.4 | 10.4 | 0.28 | 0.32 | 0.35 | 35 | 0.89 | 0 | 0 | YN0yn0yn0 | hv | 0 | -10 | 10 | 1.2

## fuse_std_types
| fuse_type | i_rated_a | t_avg | t_min | t_total | x_avg | x_min | x_total
HV 100A | HV 100A | 100 | 0 | [10.0, 3.64, 0.854, 0.281, 0.1, 0.0531, 0.022, 0.01] | [10.0, 4.267, 1.21, 0.403, 0.1, 0.058, 0.022, 0.01] | 0 | [300.0, 350.0, 450.0, 550.0, 700.0, 850.0, 1200.0, 1752.0] | [600.0, 700.0, 900.0, 1150.0, 1665.0, 2000.0, 3000.0, 4313.0]
HV 10A | HV 10A | 10 | 0 | [10.0, 1675.0, 0.344, 0.156, 0.1, 0.0417, 0.0171, 0.01] | [10.0, 1.3, 0.3, 0.155, 0.1, 0.0555, 0.023, 0.01] | 0 | [30.0, 32.0, 35.0, 37.0, 39.0, 50.0, 70.0, 88.0] | [60.0, 70.0, 80.0, 87.0, 94.0, 110.0, 150.0, 216.0]
HV 125A | HV 125A | 125 | 0 | [10.0, 1.82, 0.344, 0.1, 0.0467, 0.0269, 0.01] | [10.0, 2.478, 0.426, 0.1, 0.0427, 0.0211, 0.01] | 0 | [375.0, 500.0, 700.0, 925.0, 1200.0, 1500.0, 2341.0] | [750.0, 1000.0, 1500.0, 2200.0, 3000.0, 4000.0, 5765.0]
HV 160A | HV 160A | 160 | 0 | [10.0, 4.15, 1.03, 0.198, 0.1, 0.051, 0.0172, 0.01] | [10.0, 2.3, 0.734, 0.274, 0.1, 0.046, 0.0177, 0.01] | 0 | [480.0, 550.0, 700.0, 1000.0, 1260.0, 1600.0, 2500.0, 3227.0] | [960.0, 1300.0, 1700.0, 2200.0, 2996.0, 4000.0, 6000.0, 7946.0]
HV 16A | HV 16A | 16 | 0 | [10.0, 0.352, 0.164, 0.1, 0.0649, 0.0342, 0.01] | [10.0, 2.34, 0.722, 0.181, 0.1, 0.055, 0.0296, 0.01] | 0 | [48.0, 60.0, 65.0, 71.0, 80.0, 100.0, 162.0] | [96.0, 110.0, 125.0, 150.0, 168.0, 200.0, 250.0, 398.0]
HV 200A | HV 200A | 200 | 0 | [10.0, 4.267, 1.21, 0.403, 0.1, 0.058, 0.022, 0.01] | [10.0, 3.73, 1.654, 0.328, 0.1, 0.0531, 0.019, 0.01] | 0 | [600.0, 700.0, 900.0, 1150.0, 1665.0, 2000.0, 3000.0, 4313.0] | [1200.0, 1500.0, 1800.0, 2700.0, 3960.0, 5000.0, 7500.0, 10620.0]
HV 20A | HV 20A | 20 | 0 | [10.0, 1.3, 0.3, 0.155, 0.1, 0.0555, 0.023, 0.01] | [10.0, 1.3, 0.161, 0.1, 0.0611, 0.0399, 0.0141, 0.01] | 0 | [60.0, 70.0, 80.0, 87.0, 94.0, 110.0, 150.0, 216.0] | [120.0, 150.0, 200.0, 223.0, 260.0, 300.0, 450.0, 532.0]
HV 25A | HV 25A | 25 | 0 | [10.0, 2.512, 0.833, 0.299, 0.1, 0.0372, 0.0223, 0.01] | [10.0, 3.125, 0.597, 0.198, 0.1, 0.0378, 0.022, 0.01] | 0 | [75.0, 82.0, 90.0, 100.0, 124.0, 170.0, 200.0, 289.0] | [150.0, 170.0, 210.0, 250.0, 294.0, 400.0, 500.0, 711.0]
HV 31.5A | HV 31.5A | 31.5 | 0 | [10.0, 2.34, 0.722, 0.181, 0.1, 0.055, 0.0296, 0.01] | [10.0, 2.84, 0.368, 0.164, 0.1, 0.0621, 0.0378, 0.0195, 0.01] | 0 | [95.0, 110.0, 125.0, 150.0, 165.0, 200.0, 250.0, 390.0] | [189.0, 220.0, 300.0, 350.0, 393.0, 450.0, 530.0, 700.0, 960.0]
HV 40A | HV 40A | 40 | 0 | [10.0, 1.3, 0.161, 0.1, 0.0611, 0.0399, 0.0141, 0.01] | [10.0, 2.05, 0.369, 0.198, 0.1, 0.051, 0.0298, 0.01] | 0 | [120.0, 150.0, 200.0, 223.0, 260.0, 300.0, 450.0, 532.0] | [240.0, 300.0, 400.0, 450.0, 530.0, 650.0, 800.0, 1311.0]
HV 50A | HV 50A | 50 | 0 | [10.0, 3.215, 0.597, 0.198, 0.1, 0.0378, 0.022, 0.01] | [10.0, 3.64, 0.854, 0.281, 0.1, 0.0531, 0.022, 0.01] | 0 | [150.0, 170.0, 210.0, 250.0, 294.0, 400.0, 500.0, 711.0] | [300.0, 350.0, 450.0, 550.0, 700.0, 850.0, 1200.0, 1752.0]
HV 6.3A | HV 6.3A | 6.3 | 0 | [10.0, 1.39, 0.344, 0.168, 0.1, 0.056, 0.0263, 0.01] | [10.0, 1.711, 0.516, 0.198, 0.1, 0.0634, 0.0303, 0.01] | 0 | [19.0, 19.5, 20.4, 20.8, 22.0, 25.0, 32.0, 48.0] | [38.0, 40.0, 43.0, 48.0, 53.0, 60.0, 75.0, 118.0]
HV 63A | HV 63A | 63 | 0 | [10.0, 2.84, 0.368, 0.164, 0.1, 0.0621, 0.0378, 0.0195, 0.01] | [10.0, 1.82, 0.344, 0.1, 0.0467, 0.0269, 0.01] | 0 | [189.0, 220.0, 300.0, 350.0, 393.0, 450.0, 530.0, 700.0, 961.0] | [378.0, 500.0, 700.0, 934.0, 1200.0, 1500.0, 2366.0]
HV 80A | HV 80A | 80 | 0 | [10.0, 2.05, 0.369, 0.198, 0.1, 0.051, 0.0298, 0.01] | [10.0, 4.15, 1.03, 0.198, 0.1, 0.051, 0.0172, 0.01] | 0 | [240.0, 300.0, 400.0, 450.0, 530.0, 650.0, 800.0, 1311.0] | [480.0, 550.0, 700.0, 1000.0, 1260.0, 1600.0, 2500.0, 3227.0]
Siemens NH-1-100 | Siemens NH-1-100 | 100 | [5400.0, 2000.0, 400.0, 20.0, 1.0, 0.2, 0.012, 0.004] | 0 | 0 | [150.0, 190.0, 250.0, 430.0, 900.0, 1250.0, 2700.0, 3600.0] | 0 | 0
Siemens NH-1-125 | Siemens NH-1-125 | 125 | [4800.0, 120.0, 7.0, 0.1, 0.004] | 0 | 0 | [180.0, 400.0, 740.0, 2000.0, 4250.0] | 0 | 0
Siemens NH-1-16 | Siemens NH-1-16 | 16 | [4000.0, 400.0, 2.0, 0.1, 0.04, 0.01] | 0 | 0 | [26.0, 35.0, 75.0, 150.0, 200.0, 300.0] | 0 | 0
Siemens NH-1-160 | Siemens NH-1-160 | 160 | [4800.0, 120.0, 7.0, 0.1, 0.004] | 0 | 0 | [210.0, 500.0, 900.0, 2300.0, 5000.0] | 0 | 0
Siemens NH-1-25 | Siemens NH-1-25 | 25 | [4000.0, 1000.0, 10.0, 0.2, 0.02, 0.01] | 0 | 0 | [40.0, 50.0, 100.0, 210.0, 400.0, 500.0] | 0 | 0
Siemens NH-1-50 | Siemens NH-1-50 | 50 | [4000.0, 40.0, 4.0, 1.0, 0.02, 0.01] | 0 | 0 | [86.0, 200.0, 300.0, 400.0, 1000.0, 1280.0] | 0 | 0
Siemens NH-1-63 | Siemens NH-1-63 | 63 | [4000.0, 100.0, 10.0, 2.0, 0.04, 0.01] | 0 | 0 | [100.0, 200.0, 300.0, 400.0, 1000.0, 1500.0] | 0 | 0
Siemens NH-1-80 | Siemens NH-1-80 | 80 | [4800.0, 120.0, 7.0, 0.1, 0.01] | 0 | 0 | [150.58, 250.0, 450.0, 1150.0, 2470.0] | 0 | 0
Siemens NH-2-1000 | Siemens NH-2-1000 | 1000 | [4800.0, 120.0, 7.0, 0.1, 0.004] | 0 | 0 | [1900.0, 3500.0, 8400.0, 24000.0, 52000.0] | 0 | 0
Siemens NH-2-200 | Siemens NH-2-200 | 200 | [4800.0, 120.0, 7.0, 0.1, 0.004] | 0 | 0 | [280.0, 650.0, 1200.0, 3000.0, 7000.0] | 0 | 0
Siemens NH-2-224 | Siemens NH-2-224 | 224 | [4800.0, 120.0, 7.0, 0.2, 0.04, 0.004] | 0 | 0 | [400.0, 750.0, 1453.0, 3025.0, 4315.0, 7600.0] | 0 | 0
Siemens NH-2-250 | Siemens NH-2-250 | 250 | [4800.0, 120.0, 7.0, 0.1, 0.004] | 0 | 0 | [450.0, 800.0, 1650.0, 4000.0, 8500.0] | 0 | 0
Siemens NH-2-315 | Siemens NH-2-315 | 315 | [4800.0, 120.0, 7.0, 0.1, 0.004] | 0 | 0 | [550.0, 920.0, 1900.0, 5000.0, 11000.0] | 0 | 0
Siemens NH-2-355 | Siemens NH-2-355 | 355 | [4800.0, 120.0, 6.0, 0.1, 0.004] | 0 | 0 | [650.0, 1116.27, 2350.0, 5840.0, 12790.0] | 0 | 0
Siemens NH-2-400 | Siemens NH-2-400 | 400 | [4800.0, 120.0, 7.0, 0.1, 0.004] | 0 | 0 | [720.0, 1350.0, 2800.0, 6500.0, 15000.0] | 0 | 0
Siemens NH-2-425 | Siemens NH-2-425 | 425 | [4800.0, 120.0, 7.0, 0.1, 0.004] | 0 | 0 | [850.0, 1500.0, 3050.0, 7500.0, 16500.0] | 0 | 0
Siemens NH-2-630 | Siemens NH-2-630 | 630 | [4800.0, 120.0, 7.0, 0.1, 0.004] | 0 | 0 | [1200.0, 2000.0, 4800.0, 12000.0, 26000.0] | 0 | 0

## dtypes
| element | column | dtype
0 | bus | name | object
1 | bus | vn_kv | float64
2 | bus | type | object
3 | bus | zone | object
4 | bus | in_service | bool
5 | load | name | object
6 | load | bus | uint32
7 | load | p_mw | float64
8 | load | q_mvar | float64
9 | load | const_z_percent | float64
10 | load | const_i_percent | float64
11 | load | sn_mva | float64
12 | load | scaling | float64
13 | load | in_service | bool
14 | load | type | object
15 | ext_grid | name | object
16 | ext_grid | bus | uint32
17 | ext_grid | vm_pu | float64
18 | ext_grid | va_degree | float64
19 | ext_grid | slack_weight | float64
20 | ext_grid | in_service | bool
21 | line | name | object
22 | line | std_type | object
23 | line | from_bus | uint32
24 | line | to_bus | uint32
25 | line | length_km | float64
26 | line | r_ohm_per_km | float64
27 | line | x_ohm_per_km | float64
28 | line | c_nf_per_km | float64
29 | line | g_us_per_km | float64
30 | line | max_i_ka | float64
31 | line | df | float64
32 | line | parallel | uint32
33 | line | type | object
34 | line | in_service | bool
35 | trafo | name | object
36 | trafo | std_type | object
37 | trafo | hv_bus | uint32
38 | trafo | lv_bus | uint32
39 | trafo | sn_mva | float64
40 | trafo | vn_hv_kv | float64
41 | trafo | vn_lv_kv | float64
42 | trafo | vk_percent | float64
43 | trafo | vkr_percent | float64
44 | trafo | pfe_kw | float64
45 | trafo | i0_percent | float64
46 | trafo | shift_degree | float64
47 | trafo | tap_side | object
48 | trafo | tap_neutral | int32
49 | trafo | tap_min | int32
50 | trafo | tap_max | int32
51 | trafo | tap_step_percent | float64
52 | trafo | tap_step_degree | float64
53 | trafo | tap_pos | int32
54 | trafo | tap_phase_shifter | bool
55 | trafo | parallel | uint32
56 | trafo | df | float64
57 | trafo | in_service | bool
58 | line_geodata | coords | object
59 | bus_geodata | x | float64
60 | bus_geodata | y | float64
61 | bus_geodata | coords | object

## parameters
| version | format_version | converged | OPF_converged | name | f_hz | sn_mva
0 | 2.14.6 | 2.14.0 | FALSE | FALSE |  | 50 | 1