## bus
| name | vn_kv | type | zone | in_service
0 | bus_LV_4280-23_0_8_node_0 | 0.4 | n |  | TRUE
1 | bus_LV_4280-23_0_8_node_1 | 0.4 | n |  | TRUE
2 | bus_LV_4280-23_0_8_node_2 | 0.4 | n |  | TRUE
3 | bus_LV_4280-23_0_8_node_3 | 0.4 | n |  | TRUE
4 | bus_LV_4280-23_0_8_node_4 | 0.4 | n |  | TRUE
5 | bus_LV_4280-23_0_8_node_8 | 0.4 | n |  | TRUE
6 | bus_LV_4280-23_0_8_node_47 | 0.4 | n |  | TRUE
7 | bus_LV_4280-23_0_8_node_6 | 0.4 | n |  | TRUE
8 | bus_LV_4280-23_0_8_node_48 | 0.4 | n |  | TRUE
9 | bus_LV_4280-23_0_8_node_13 | 0.4 | n |  | TRUE
10 | bus_LV_4280-23_0_8_node_5 | 0.4 | n |  | TRUE
11 | bus_LV_4280-23_0_8_node_7 | 0.4 | n |  | TRUE
12 | bus_LV_4280-23_0_8_node_44 | 0.4 | n |  | TRUE
13 | bus_LV_4280-23_0_8_node_43 | 0.4 | n |  | TRUE
14 | bus_LV_4280-23_0_8_node_9 | 0.4 | n |  | TRUE
15 | bus_LV_4280-23_0_8_node_10 | 0.4 | n |  | TRUE
16 | bus_LV_4280-23_0_8_node_12 | 0.4 | n |  | TRUE
17 | bus_LV_4280-23_0_8_node_216 | 0.4 | n |  | TRUE
18 | bus_LV_4280-23_0_8_node_14 | 0.4 | n |  | TRUE
19 | bus_LV_4280-23_0_8_node_15 | 0.4 | n |  | TRUE
20 | bus_LV_4280-23_0_8_node_16 | 0.4 | n |  | TRUE
21 | bus_LV_4280-23_0_8_node_17 | 0.4 | n |  | TRUE
22 | bus_LV_4280-23_0_8_node_18 | 0.4 | n |  | TRUE
23 | bus_LV_4280-23_0_8_node_19 | 0.4 | n |  | TRUE
24 | bus_LV_4280-23_0_8_node_23 | 0.4 | n |  | TRUE
25 | bus_LV_4280-23_0_8_node_26 | 0.4 | n |  | TRUE
26 | bus_LV_4280-23_0_8_node_20 | 0.4 | n |  | TRUE
27 | bus_LV_4280-23_0_8_node_21 | 0.4 | n |  | TRUE
28 | bus_LV_4280-23_0_8_node_22 | 0.4 | n |  | TRUE
29 | bus_LV_4280-23_0_8_node_24 | 0.4 | n |  | TRUE
30 | bus_LV_4280-23_0_8_node_25 | 0.4 | n |  | TRUE
31 | bus_LV_4280-23_0_8_node_27 | 0.4 | n |  | TRUE
32 | bus_LV_4280-23_0_8_node_79 | 0.4 | n |  | TRUE
33 | bus_LV_4280-23_0_8_node_80 | 0.4 | n |  | TRUE
34 | bus_LV_4280-23_0_8_node_28 | 0.4 | n |  | TRUE
35 | bus_LV_4280-23_0_8_node_29 | 0.4 | n |  | TRUE
36 | bus_LV_4280-23_0_8_node_30 | 0.4 | n |  | TRUE
37 | bus_LV_4280-23_0_8_node_31 | 0.4 | n |  | TRUE
38 | bus_LV_4280-23_0_8_node_144 | 0.4 | n |  | TRUE
39 | bus_LV_4280-23_0_8_node_145 | 0.4 | n |  | TRUE
40 | bus_LV_4280-23_0_8_node_32 | 0.4 | n |  | TRUE
41 | bus_LV_4280-23_0_8_node_33 | 0.4 | n |  | TRUE
42 | bus_LV_4280-23_0_8_node_34 | 0.4 | n |  | TRUE
43 | bus_LV_4280-23_0_8_node_35 | 0.4 | n |  | TRUE
44 | bus_LV_4280-23_0_8_node_36 | 0.4 | n |  | TRUE
45 | bus_LV_4280-23_0_8_node_199 | 0.4 | n |  | TRUE
46 | bus_LV_4280-23_0_8_node_37 | 0.4 | n |  | TRUE
47 | bus_LV_4280-23_0_8_node_200 | 0.4 | n |  | TRUE
48 | bus_LV_4280-23_0_8_node_202 | 0.4 | n |  | TRUE
49 | bus_LV_4280-23_0_8_node_38 | 0.4 | n |  | TRUE
50 | bus_LV_4280-23_0_8_node_143 | 0.4 | n |  | TRUE
51 | bus_LV_4280-23_0_8_node_62 | 0.4 | n |  | TRUE
52 | bus_LV_4280-23_0_8_node_68 | 0.4 | n |  | TRUE
53 | bus_LV_4280-23_0_8_node_39 | 0.4 | n |  | TRUE
54 | bus_LV_4280-23_0_8_node_40 | 0.4 | n |  | TRUE
55 | bus_LV_4280-23_0_8_node_157 | 0.4 | n |  | TRUE
56 | bus_LV_4280-23_0_8_node_41 | 0.4 | n |  | TRUE
57 | bus_LV_4280-23_0_8_node_42 | 0.4 | n |  | TRUE
58 | bus_LV_4280-23_0_8_node_155 | 0.4 | n |  | TRUE
59 | bus_LV_4280-23_0_8_node_165 | 0.4 | n |  | TRUE
60 | bus_LV_4280-23_0_8_node_132 | 0.4 | n |  | TRUE
61 | bus_LV_4280-23_0_8_node_136 | 0.4 | n |  | TRUE
62 | bus_LV_4280-23_0_8_node_169 | 0.4 | n |  | TRUE
63 | bus_LV_4280-23_0_8_node_167 | 0.4 | n |  | TRUE
64 | bus_LV_4280-23_0_8_node_135 | 0.4 | n |  | TRUE
65 | bus_LV_4280-23_0_8_node_58 | 0.4 | n |  | TRUE
66 | bus_LV_4280-23_0_8_node_133 | 0.4 | n |  | TRUE
67 | bus_LV_4280-23_0_8_node_45 | 0.4 | n |  | TRUE
68 | bus_LV_4280-23_0_8_node_46 | 0.4 | n |  | TRUE
69 | bus_LV_4280-23_0_8_node_191 | 0.4 | n |  | TRUE
70 | bus_LV_4280-23_0_8_node_192 | 0.4 | n |  | TRUE
71 | bus_LV_4280-23_0_8_node_118 | 0.4 | n |  | TRUE
72 | bus_LV_4280-23_0_8_node_115 | 0.4 | n |  | TRUE
73 | bus_LV_4280-23_0_8_node_49 | 0.4 | n |  | TRUE
74 | bus_LV_4280-23_0_8_node_50 | 0.4 | n |  | TRUE
75 | bus_LV_4280-23_0_8_node_51 | 0.4 | n |  | TRUE
76 | bus_LV_4280-23_0_8_node_52 | 0.4 | n |  | TRUE
77 | bus_LV_4280-23_0_8_node_53 | 0.4 | n |  | TRUE
78 | bus_LV_4280-23_0_8_node_109 | 0.4 | n |  | TRUE
79 | bus_LV_4280-23_0_8_node_106 | 0.4 | n |  | TRUE
80 | bus_LV_4280-23_0_8_node_104 | 0.4 | n |  | TRUE
81 | bus_LV_4280-23_0_8_node_54 | 0.4 | n |  | TRUE
82 | bus_LV_4280-23_0_8_node_82 | 0.4 | n |  | TRUE
83 | bus_LV_4280-23_0_8_node_178 | 0.4 | n |  | TRUE
84 | bus_LV_4280-23_0_8_node_107 | 0.4 | n |  | TRUE
85 | bus_LV_4280-23_0_8_node_103 | 0.4 | n |  | TRUE
86 | bus_LV_4280-23_0_8_node_83 | 0.4 | n |  | TRUE
87 | bus_LV_4280-23_0_8_node_81 | 0.4 | n |  | TRUE
88 | bus_LV_4280-23_0_8_node_55 | 0.4 | n |  | TRUE
89 | bus_LV_4280-23_0_8_node_56 | 0.4 | n |  | TRUE
90 | bus_LV_4280-23_0_8_node_57 | 0.4 | n |  | TRUE
91 | bus_LV_4280-23_0_8_node_198 | 0.4 | n |  | TRUE
92 | bus_LV_4280-23_0_8_node_197 | 0.4 | n |  | TRUE
93 | bus_LV_4280-23_0_8_node_59 | 0.4 | n |  | TRUE
94 | bus_LV_4280-23_0_8_node_60 | 0.4 | n |  | TRUE
95 | bus_LV_4280-23_0_8_node_61 | 0.4 | n |  | TRUE
96 | bus_LV_4280-23_0_8_node_63 | 0.4 | n |  | TRUE
97 | bus_LV_4280-23_0_8_node_140 | 0.4 | n |  | TRUE
98 | bus_LV_4280-23_0_8_node_126 | 0.4 | n |  | TRUE
99 | bus_LV_4280-23_0_8_node_64 | 0.4 | n |  | TRUE
100 | bus_LV_4280-23_0_8_node_65 | 0.4 | n |  | TRUE
101 | bus_LV_4280-23_0_8_node_66 | 0.4 | n |  | TRUE
102 | bus_LV_4280-23_0_8_node_67 | 0.4 | n |  | TRUE
103 | bus_LV_4280-23_0_8_node_69 | 0.4 | n |  | TRUE
104 | bus_LV_4280-23_0_8_node_194 | 0.4 | n |  | TRUE
105 | bus_LV_4280-23_0_8_node_203 | 0.4 | n |  | TRUE
106 | bus_LV_4280-23_0_8_node_193 | 0.4 | n |  | TRUE
107 | bus_LV_4280-23_0_8_node_70 | 0.4 | n |  | TRUE
108 | bus_LV_4280-23_0_8_node_71 | 0.4 | n |  | TRUE
109 | bus_LV_4280-23_0_8_node_72 | 0.4 | n |  | TRUE
110 | bus_LV_4280-23_0_8_node_78 | 0.4 | n |  | TRUE
111 | bus_LV_4280-23_0_8_node_96 | 0.4 | n |  | TRUE
112 | bus_LV_4280-23_0_8_node_75 | 0.4 | n |  | TRUE
113 | bus_LV_4280-23_0_8_node_73 | 0.4 | n |  | TRUE
114 | bus_LV_4280-23_0_8_node_74 | 0.4 | n |  | TRUE
115 | bus_LV_4280-23_0_8_node_76 | 0.4 | n |  | TRUE
116 | bus_LV_4280-23_0_8_node_77 | 0.4 | n |  | TRUE
117 | bus_LV_4280-23_0_8_node_110 | 0.4 | n |  | TRUE
118 | bus_LV_4280-23_0_8_node_111 | 0.4 | n |  | TRUE
119 | bus_LV_4280-23_0_8_node_94 | 0.4 | n |  | TRUE
120 | bus_LV_4280-23_0_8_node_161 | 0.4 | n |  | TRUE
121 | bus_LV_4280-23_0_8_node_160 | 0.4 | n |  | TRUE
122 | bus_LV_4280-23_0_8_node_84 | 0.4 | n |  | TRUE
123 | bus_LV_4280-23_0_8_node_85 | 0.4 | n |  | TRUE
124 | bus_LV_4280-23_0_8_node_86 | 0.4 | n |  | TRUE
125 | bus_LV_4280-23_0_8_node_87 | 0.4 | n |  | TRUE
126 | bus_LV_4280-23_0_8_node_88 | 0.4 | n |  | TRUE
127 | bus_LV_4280-23_0_8_node_114 | 0.4 | n |  | TRUE
128 | bus_LV_4280-23_0_8_node_101 | 0.4 | n |  | TRUE
129 | bus_LV_4280-23_0_8_node_174 | 0.4 | n |  | TRUE
130 | bus_LV_4280-23_0_8_node_99 | 0.4 | n |  | TRUE
131 | bus_LV_4280-23_0_8_node_89 | 0.4 | n |  | TRUE
132 | bus_LV_4280-23_0_8_node_90 | 0.4 | n |  | TRUE
133 | bus_LV_4280-23_0_8_node_91 | 0.4 | n |  | TRUE
134 | bus_LV_4280-23_0_8_node_92 | 0.4 | n |  | TRUE
135 | bus_LV_4280-23_0_8_node_93 | 0.4 | n |  | TRUE
136 | bus_LV_4280-23_0_8_node_102 | 0.4 | n |  | TRUE
137 | bus_LV_4280-23_0_8_node_170 | 0.4 | n |  | TRUE
138 | bus_LV_4280-23_0_8_node_105 | 0.4 | n |  | TRUE
139 | bus_LV_4280-23_0_8_node_183 | 0.4 | n |  | TRUE
140 | bus_LV_4280-23_0_8_node_177 | 0.4 | n |  | TRUE
141 | bus_LV_4280-23_0_8_node_95 | 0.4 | n |  | TRUE
142 | bus_LV_4280-23_0_8_node_97 | 0.4 | n |  | TRUE
143 | bus_LV_4280-23_0_8_node_121 | 0.4 | n |  | TRUE
144 | bus_LV_4280-23_0_8_node_119 | 0.4 | n |  | TRUE
145 | bus_LV_4280-23_0_8_node_98 | 0.4 | n |  | TRUE
146 | bus_LV_4280-23_0_8_node_100 | 0.4 | n |  | TRUE
147 | bus_LV_4280-23_0_8_node_150 | 0.4 | n |  | TRUE
148 | bus_LV_4280-23_0_8_node_151 | 0.4 | n |  | TRUE
149 | bus_LV_4280-23_0_8_node_154 | 0.4 | n |  | TRUE
150 | bus_LV_4280-23_0_8_node_190 | 0.4 | n |  | TRUE
151 | bus_LV_4280-23_0_8_node_187 | 0.4 | n |  | TRUE
152 | bus_LV_4280-23_0_8_node_184 | 0.4 | n |  | TRUE
153 | bus_LV_4280-23_0_8_node_185 | 0.4 | n |  | TRUE
154 | bus_LV_4280-23_0_8_node_186 | 0.4 | n |  | TRUE
155 | bus_LV_4280-23_0_8_node_189 | 0.4 | n |  | TRUE
156 | bus_LV_4280-23_0_8_node_188 | 0.4 | n |  | TRUE
157 | bus_LV_4280-23_0_8_node_195 | 0.4 | n |  | TRUE
158 | bus_LV_4280-23_0_8_node_113 | 0.4 | n |  | TRUE
159 | bus_LV_4280-23_0_8_node_182 | 0.4 | n |  | TRUE
160 | bus_LV_4280-23_0_8_node_108 | 0.4 | n |  | TRUE
161 | bus_LV_4280-23_0_8_node_128 | 0.4 | n |  | TRUE
162 | bus_LV_4280-23_0_8_node_141 | 0.4 | n |  | TRUE
163 | bus_LV_4280-23_0_8_node_173 | 0.4 | n |  | TRUE
164 | bus_LV_4280-23_0_8_node_112 | 0.4 | n |  | TRUE
165 | bus_LV_4280-23_0_8_node_171 | 0.4 | n |  | TRUE
166 | bus_LV_4280-23_0_8_node_172 | 0.4 | n |  | TRUE
167 | bus_LV_4280-23_0_8_node_175 | 0.4 | n |  | TRUE
168 | bus_LV_4280-23_0_8_node_153 | 0.4 | n |  | TRUE
169 | bus_LV_4280-23_0_8_node_116 | 0.4 | n |  | TRUE
170 | bus_LV_4280-23_0_8_node_117 | 0.4 | n |  | TRUE
171 | bus_LV_4280-23_0_8_node_149 | 0.4 | n |  | TRUE
172 | bus_LV_4280-23_0_8_node_146 | 0.4 | n |  | TRUE
173 | bus_LV_4280-23_0_8_node_120 | 0.4 | n |  | TRUE
174 | bus_LV_4280-23_0_8_node_122 | 0.4 | n |  | TRUE
175 | bus_LV_4280-23_0_8_node_159 | 0.4 | n |  | TRUE
176 | bus_LV_4280-23_0_8_node_158 | 0.4 | n |  | TRUE
177 | bus_LV_4280-23_0_8_node_123 | 0.4 | n |  | TRUE
178 | bus_LV_4280-23_0_8_node_124 | 0.4 | n |  | TRUE
179 | bus_LV_4280-23_0_8_node_125 | 0.4 | n |  | TRUE
180 | bus_LV_4280-23_0_8_node_127 | 0.4 | n |  | TRUE
181 | bus_LV_4280-23_0_8_node_137 | 0.4 | n |  | TRUE
182 | bus_LV_4280-23_0_8_node_138 | 0.4 | n |  | TRUE
183 | bus_LV_4280-23_0_8_node_142 | 0.4 | n |  | TRUE
184 | bus_LV_4280-23_0_8_node_129 | 0.4 | n |  | TRUE
185 | bus_LV_4280-23_0_8_node_130 | 0.4 | n |  | TRUE
186 | bus_LV_4280-23_0_8_node_131 | 0.4 | n |  | TRUE
187 | bus_LV_4280-23_0_8_node_176 | 0.4 | n |  | TRUE
188 | bus_LV_4280-23_0_8_node_168 | 0.4 | n |  | TRUE
189 | bus_LV_4280-23_0_8_node_181 | 0.4 | n |  | TRUE
190 | bus_LV_4280-23_0_8_node_166 | 0.4 | n |  | TRUE
191 | bus_LV_4280-23_0_8_node_134 | 0.4 | n |  | TRUE
192 | bus_LV_4280-23_0_8_node_139 | 0.4 | n |  | TRUE
193 | bus_LV_4280-23_0_8_node_147 | 0.4 | n |  | TRUE
194 | bus_LV_4280-23_0_8_node_148 | 0.4 | n |  | TRUE
195 | bus_LV_4280-23_0_8_node_164 | 0.4 | n |  | TRUE
196 | bus_LV_4280-23_0_8_node_152 | 0.4 | n |  | TRUE
197 | bus_LV_4280-23_0_8_node_196 | 0.4 | n |  | TRUE
198 | bus_LV_4280-23_0_8_node_162 | 0.4 | n |  | TRUE
199 | bus_LV_4280-23_0_8_node_163 | 0.4 | n |  | TRUE
200 | bus_LV_4280-23_0_8_node_179 | 0.4 | n |  | TRUE
201 | bus_LV_4280-23_0_8_node_180 | 0.4 | n |  | TRUE
202 | bus_LV_4280-23_0_8_node_201 | 0.4 | n |  | TRUE
203 | bus_LV_4280-23_0_8_node_215 | 0.4 | n |  | TRUE
204 | bus_LV_4280-23_0_8_node_212 | 0.4 | n |  | TRUE
205 | bus_LV_4280-23_0_8_node_204 | 0.4 | n |  | TRUE
206 | bus_LV_4280-23_0_8_node_205 | 0.4 | n |  | TRUE
207 | bus_LV_4280-23_0_8_node_206 | 0.4 | n |  | TRUE
208 | bus_LV_4280-23_0_8_node_207 | 0.4 | n |  | TRUE
209 | bus_LV_4280-23_0_8_node_208 | 0.4 | n |  | TRUE
210 | bus_LV_4280-23_0_8_node_209 | 0.4 | n |  | TRUE
211 | bus_LV_4280-23_0_8_node_210 | 0.4 | n |  | TRUE
212 | bus_LV_4280-23_0_8_node_213 | 0.4 | n |  | TRUE
213 | bus_LV_4280-23_0_8_node_211 | 0.4 | n |  | TRUE
214 | bus_LV_4280-23_0_8_node_214 | 0.4 | n |  | TRUE
215 | bus_MV_398_0_node_130 | 20 | n |  | TRUE

## load
| name | bus | p_mw | q_mvar | const_z_percent | const_i_percent | sn_mva | scaling | in_service | type
0 | LV_4280-23_0_8_load_0 | 0 | 0.0019534 | 0.00048957 | 0 | 0 |  | 1 | TRUE | wye
1 | LV_4280-23_0_8_load_1 | 1 | 0.0022019 | 0.00055184 | 0 | 0 |  | 1 | TRUE | wye
2 | LV_4280-23_0_8_load_4 | 4 | 0.0023794 | 0.00059633 | 0 | 0 |  | 1 | TRUE | wye
3 | LV_4280-23_0_8_load_8 | 5 | 0.0015363 | 0.00038504 | 0 | 0 |  | 1 | TRUE | wye
4 | LV_4280-23_0_8_load_13 | 9 | 0.003546 | 0.00088871 | 0 | 0 |  | 1 | TRUE | wye
5 | LV_4280-23_0_8_load_5 | 10 | 0.0018302 | 0.0004587 | 0 | 0 |  | 1 | TRUE | wye
6 | LV_4280-23_0_8_load_7 | 11 | 0.0014989 | 0.00037565 | 0 | 0 |  | 1 | TRUE | wye
7 | LV_4280-23_0_8_load_44 | 12 | 0.0013508 | 0.00033855 | 0 | 0 |  | 1 | TRUE | wye
8 | LV_4280-23_0_8_load_43 | 13 | 0.001914 | 0.00047969 | 0 | 0 |  | 1 | TRUE | wye
9 | LV_4280-23_0_8_load_9 | 14 | 0.0025345 | 0.00063521 | 0 | 0 |  | 1 | TRUE | wye
10 | LV_4280-23_0_8_load_216 | 17 | 0.0034691 | 0.00086944 | 0 | 0 |  | 1 | TRUE | wye
11 | LV_4280-23_0_8_load_14 | 18 | 0.0084343 | 0.0021138 | 0 | 0 |  | 1 | TRUE | wye
12 | LV_4280-23_0_8_load_17 | 21 | 0.017248 | 0.0043227 | 0 | 0 |  | 1 | TRUE | wye
13 | LV_4280-23_0_8_load_23 | 24 | 0.018587 | 0.0046583 | 0 | 0 |  | 1 | TRUE | wye
14 | LV_4280-23_0_8_load_26 | 25 | 0.0060471 | 0.0015156 | 0 | 0 |  | 1 | TRUE | wye
15 | LV_4280-23_0_8_load_21 | 27 | 0.018232 | 0.0045695 | 0 | 0 |  | 1 | TRUE | wye
16 | LV_4280-23_0_8_load_24 | 29 | 0.0057225 | 0.0014342 | 0 | 0 |  | 1 | TRUE | wye
17 | LV_4280-23_0_8_load_25 | 30 | 0.002921 | 0.00073208 | 0 | 0 |  | 1 | TRUE | wye
18 | LV_4280-23_0_8_load_27 | 31 | 0.0019237 | 0.00048213 | 0 | 0 |  | 1 | TRUE | wye
19 | LV_4280-23_0_8_load_79 | 32 | 0.013018 | 0.0032625 | 0 | 0 |  | 1 | TRUE | wye
20 | LV_4280-23_0_8_load_80 | 33 | 0.0022582 | 0.00056595 | 0 | 0 |  | 1 | TRUE | wye
21 | LV_4280-23_0_8_load_28 | 34 | 0.0028247 | 0.00070793 | 0 | 0 |  | 1 | TRUE | wye
22 | LV_4280-23_0_8_load_29 | 35 | 0.012387 | 0.0031045 | 0 | 0 |  | 1 | TRUE | wye
23 | LV_4280-23_0_8_load_30 | 36 | 0.0022484 | 0.0005635 | 0 | 0 |  | 1 | TRUE | wye
24 | LV_4280-23_0_8_load_31 | 37 | 0.0040542 | 0.0010161 | 0 | 0 |  | 1 | TRUE | wye
25 | LV_4280-23_0_8_load_144 | 38 | 0.0012119 | 0.00030374 | 0 | 0 |  | 1 | TRUE | wye
26 | LV_4280-23_0_8_load_32 | 40 | 0.0011095 | 0.00027806 | 0 | 0 |  | 1 | TRUE | wye
27 | LV_4280-23_0_8_load_33 | 41 | 0.00091668 | 0.00022974 | 0 | 0 |  | 1 | TRUE | wye
28 | LV_4280-23_0_8_load_34 | 42 | 0.0017504 | 0.00043869 | 0 | 0 |  | 1 | TRUE | wye
29 | LV_4280-23_0_8_load_35 | 43 | 0.00081999 | 0.00020551 | 0 | 0 |  | 1 | TRUE | wye
30 | LV_4280-23_0_8_load_36 | 44 | 0.0030569 | 0.00076613 | 0 | 0 |  | 1 | TRUE | wye
31 | LV_4280-23_0_8_load_199 | 45 | 0.0015096 | 0.00037834 | 0 | 0 |  | 1 | TRUE | wye
32 | LV_4280-23_0_8_load_37 | 46 | 0.0015366 | 0.0003851 | 0 | 0 |  | 1 | TRUE | wye
33 | LV_4280-23_0_8_load_202 | 48 | 0.00207 | 0.00051879 | 0 | 0 |  | 1 | TRUE | wye
34 | LV_4280-23_0_8_load_38 | 49 | 0.0020787 | 0.00052097 | 0 | 0 |  | 1 | TRUE | wye
35 | LV_4280-23_0_8_load_68 | 52 | 0.0019984 | 0.00050085 | 0 | 0 |  | 1 | TRUE | wye
36 | LV_4280-23_0_8_load_39 | 53 | 0.0041879 | 0.0010496 | 0 | 0 |  | 1 | TRUE | wye
37 | LV_4280-23_0_8_load_157 | 55 | 0.0050042 | 0.0012542 | 0 | 0 |  | 1 | TRUE | wye
38 | LV_4280-23_0_8_load_41 | 56 | 0.0047289 | 0.0011852 | 0 | 0 |  | 1 | TRUE | wye
39 | LV_4280-23_0_8_load_42 | 57 | 0.008138 | 0.0020396 | 0 | 0 |  | 1 | TRUE | wye
40 | LV_4280-23_0_8_load_155 | 58 | 0.00057515 | 0.00014415 | 0 | 0 |  | 1 | TRUE | wye
41 | LV_4280-23_0_8_load_165 | 59 | 0.00053456 | 0.00013397 | 0 | 0 |  | 1 | TRUE | wye
42 | LV_4280-23_0_8_load_136 | 61 | 0.00048988 | 0.00012277 | 0 | 0 |  | 1 | TRUE | wye
43 | LV_4280-23_0_8_load_169 | 62 | 0.0025981 | 0.00065114 | 0 | 0 |  | 1 | TRUE | wye
44 | LV_4280-23_0_8_load_167 | 63 | 0.00082554 | 0.0002069 | 0 | 0 |  | 1 | TRUE | wye
45 | LV_4280-23_0_8_load_135 | 64 | 0.0019632 | 0.00049203 | 0 | 0 |  | 1 | TRUE | wye
46 | LV_4280-23_0_8_load_58 | 65 | 0.00096196 | 0.00024109 | 0 | 0 |  | 1 | TRUE | wye
47 | LV_4280-23_0_8_load_133 | 66 | 0.00073698 | 0.0001847 | 0 | 0 |  | 1 | TRUE | wye
48 | LV_4280-23_0_8_load_45 | 67 | 0.00097573 | 0.00024454 | 0 | 0 |  | 1 | TRUE | wye
49 | LV_4280-23_0_8_load_46 | 68 | 0.0012111 | 0.00030354 | 0 | 0 |  | 1 | TRUE | wye
50 | LV_4280-23_0_8_load_191 | 69 | 0.0016706 | 0.00041869 | 0 | 0 |  | 1 | TRUE | wye
51 | LV_4280-23_0_8_load_192 | 70 | 0.00064274 | 0.00016109 | 0 | 0 |  | 1 | TRUE | wye
52 | LV_4280-23_0_8_load_118 | 71 | 0.0041159 | 0.0010315 | 0 | 0 |  | 1 | TRUE | wye
53 | LV_4280-23_0_8_load_115 | 72 | 0.0015493 | 0.0003883 | 0 | 0 |  | 1 | TRUE | wye
54 | LV_4280-23_0_8_load_49 | 73 | 0.0062167 | 0.0015581 | 0 | 0 |  | 1 | TRUE | wye
55 | LV_4280-23_0_8_load_50 | 74 | 0.0016599 | 0.00041602 | 0 | 0 |  | 1 | TRUE | wye
56 | LV_4280-23_0_8_load_53 | 77 | 0.0027649 | 0.00069295 | 0 | 0 |  | 1 | TRUE | wye
57 | LV_4280-23_0_8_load_109 | 78 | 0.0032416 | 0.00081242 | 0 | 0 |  | 1 | TRUE | wye
58 | LV_4280-23_0_8_load_106 | 79 | 0.0020959 | 0.00052527 | 0 | 0 |  | 1 | TRUE | wye
59 | LV_4280-23_0_8_load_104 | 80 | 0.0010012 | 0.00025092 | 0 | 0 |  | 1 | TRUE | wye
60 | LV_4280-23_0_8_load_178 | 83 | 0.0027141 | 0.00068021 | 0 | 0 |  | 1 | TRUE | wye
61 | LV_4280-23_0_8_load_107 | 84 | 0.0056386 | 0.0014132 | 0 | 0 |  | 1 | TRUE | wye
62 | LV_4280-23_0_8_load_103 | 85 | 0.0016794 | 0.0004209 | 0 | 0 |  | 1 | TRUE | wye
63 | LV_4280-23_0_8_load_83 | 86 | 0.0091269 | 0.0022874 | 0 | 0 |  | 1 | TRUE | wye
64 | LV_4280-23_0_8_load_81 | 87 | 0.011607 | 0.0029089 | 0 | 0 |  | 1 | TRUE | wye
65 | LV_4280-23_0_8_load_55 | 88 | 0.0040176 | 0.0010069 | 0 | 0 |  | 1 | TRUE | wye
66 | LV_4280-23_0_8_load_56 | 89 | 0.00067225 | 0.00016848 | 0 | 0 |  | 1 | TRUE | wye
67 | LV_4280-23_0_8_load_57 | 90 | 0.0060129 | 0.001507 | 0 | 0 |  | 1 | TRUE | wye
68 | LV_4280-23_0_8_load_198 | 91 | 0.00099449 | 0.00024924 | 0 | 0 |  | 1 | TRUE | wye
69 | LV_4280-23_0_8_load_197 | 92 | 0.0019096 | 0.00047859 | 0 | 0 |  | 1 | TRUE | wye
70 | LV_4280-23_0_8_load_59 | 93 | 0.0055503 | 0.001391 | 0 | 0 |  | 1 | TRUE | wye
71 | LV_4280-23_0_8_load_60 | 94 | 0.0041552 | 0.0010414 | 0 | 0 |  | 1 | TRUE | wye
72 | LV_4280-23_0_8_load_61 | 95 | 0.005458 | 0.0013679 | 0 | 0 |  | 1 | TRUE | wye
73 | LV_4280-23_0_8_load_63 | 96 | 0.0055379 | 0.0013879 | 0 | 0 |  | 1 | TRUE | wye
74 | LV_4280-23_0_8_load_140 | 97 | 0.0029775 | 0.00074624 | 0 | 0 |  | 1 | TRUE | wye
75 | LV_4280-23_0_8_load_126 | 98 | 0.0022899 | 0.0005739 | 0 | 0 |  | 1 | TRUE | wye
76 | LV_4280-23_0_8_load_64 | 99 | 0.026186 | 0.0065629 | 0 | 0 |  | 1 | TRUE | wye
77 | LV_4280-23_0_8_load_69 | 103 | 0.0073437 | 0.0018405 | 0 | 0 |  | 1 | TRUE | wye
78 | LV_4280-23_0_8_load_194 | 104 | 0.0017233 | 0.0004319 | 0 | 0 |  | 1 | TRUE | wye
79 | LV_4280-23_0_8_load_203 | 105 | 0.017614 | 0.0044146 | 0 | 0 |  | 1 | TRUE | wye
80 | LV_4280-23_0_8_load_193 | 106 | 0.0011899 | 0.00029823 | 0 | 0 |  | 1 | TRUE | wye
81 | LV_4280-23_0_8_load_70 | 107 | 0.0064378 | 0.0016135 | 0 | 0 |  | 1 | TRUE | wye
82 | LV_4280-23_0_8_load_71 | 108 | 0.00089701 | 0.00022481 | 0 | 0 |  | 1 | TRUE | wye
83 | LV_4280-23_0_8_load_96 | 111 | 0.0027567 | 0.00069089 | 0 | 0 |  | 1 | TRUE | wye
84 | LV_4280-23_0_8_load_73 | 113 | 0.0038487 | 0.00096458 | 0 | 0 |  | 1 | TRUE | wye
85 | LV_4280-23_0_8_load_74 | 114 | 0.0012795 | 0.00032067 | 0 | 0 |  | 1 | TRUE | wye
86 | LV_4280-23_0_8_load_76 | 115 | 0.00042549 | 0.00010664 | 0 | 0 |  | 1 | TRUE | wye
87 | LV_4280-23_0_8_load_77 | 116 | 0.0023132 | 0.00057975 | 0 | 0 |  | 1 | TRUE | wye
88 | LV_4280-23_0_8_load_110 | 117 | 0.00049155 | 0.00012319 | 0 | 0 |  | 1 | TRUE | wye
89 | LV_4280-23_0_8_load_94 | 119 | 0.00099164 | 0.00024853 | 0 | 0 |  | 1 | TRUE | wye
90 | LV_4280-23_0_8_load_161 | 120 | 0.0066977 | 0.0016786 | 0 | 0 |  | 1 | TRUE | wye
91 | LV_4280-23_0_8_load_160 | 121 | 0.0025776 | 0.000646 | 0 | 0 |  | 1 | TRUE | wye
92 | LV_4280-23_0_8_load_84 | 122 | 0.0022392 | 0.0005612 | 0 | 0 |  | 1 | TRUE | wye
93 | LV_4280-23_0_8_load_85 | 123 | 0.00095884 | 0.00024031 | 0 | 0 |  | 1 | TRUE | wye
94 | LV_4280-23_0_8_load_86 | 124 | 0.00094692 | 0.00023732 | 0 | 0 |  | 1 | TRUE | wye
95 | LV_4280-23_0_8_load_87 | 125 | 0.00061042 | 0.00015299 | 0 | 0 |  | 1 | TRUE | wye
96 | LV_4280-23_0_8_load_88 | 126 | 0.0028224 | 0.00070736 | 0 | 0 |  | 1 | TRUE | wye
97 | LV_4280-23_0_8_load_114 | 127 | 0.00095442 | 0.0002392 | 0 | 0 |  | 1 | TRUE | wye
98 | LV_4280-23_0_8_load_101 | 128 | 0.0011035 | 0.00027656 | 0 | 0 |  | 1 | TRUE | wye
99 | LV_4280-23_0_8_load_89 | 131 | 0.0034118 | 0.00085507 | 0 | 0 |  | 1 | TRUE | wye
100 | LV_4280-23_0_8_load_90 | 132 | 0.011564 | 0.0028981 | 0 | 0 |  | 1 | TRUE | wye
101 | LV_4280-23_0_8_load_91 | 133 | 0.0015994 | 0.00040086 | 0 | 0 |  | 1 | TRUE | wye
102 | LV_4280-23_0_8_load_92 | 134 | 0.0036584 | 0.00091687 | 0 | 0 |  | 1 | TRUE | wye
103 | LV_4280-23_0_8_load_102 | 136 | 0.0034348 | 0.00086085 | 0 | 0 |  | 1 | TRUE | wye
104 | LV_4280-23_0_8_load_170 | 137 | 0.0017249 | 0.00043229 | 0 | 0 |  | 1 | TRUE | wye
105 | LV_4280-23_0_8_load_105 | 138 | 0.0014021 | 0.00035139 | 0 | 0 |  | 1 | TRUE | wye
106 | LV_4280-23_0_8_load_177 | 140 | 0.0025602 | 0.00064165 | 0 | 0 |  | 1 | TRUE | wye
107 | LV_4280-23_0_8_load_95 | 141 | 0.00058807 | 0.00014738 | 0 | 0 |  | 1 | TRUE | wye
108 | LV_4280-23_0_8_load_97 | 142 | 0.00037374 | 9.3669e-05 | 0 | 0 |  | 1 | TRUE | wye
109 | LV_4280-23_0_8_load_121 | 143 | 0.00033415 | 8.3747e-05 | 0 | 0 |  | 1 | TRUE | wye
110 | LV_4280-23_0_8_load_119 | 144 | 0.00028588 | 7.1647e-05 | 0 | 0 |  | 1 | TRUE | wye
111 | LV_4280-23_0_8_load_98 | 145 | 0.0014585 | 0.00036554 | 0 | 0 |  | 1 | TRUE | wye
112 | LV_4280-23_0_8_load_100 | 146 | 0.0020642 | 0.00051733 | 0 | 0 |  | 1 | TRUE | wye
113 | LV_4280-23_0_8_load_150 | 147 | 0.0062732 | 0.0015722 | 0 | 0 |  | 1 | TRUE | wye
114 | LV_4280-23_0_8_load_151 | 148 | 0.0024714 | 0.00061938 | 0 | 0 |  | 1 | TRUE | wye
115 | LV_4280-23_0_8_load_187 | 151 | 0.0003827 | 9.5914e-05 | 0 | 0 |  | 1 | TRUE | wye
116 | LV_4280-23_0_8_load_184 | 152 | 0.00024591 | 6.1631e-05 | 0 | 0 |  | 1 | TRUE | wye
117 | LV_4280-23_0_8_load_185 | 153 | 0.0025074 | 0.0006284 | 0 | 0 |  | 1 | TRUE | wye
118 | LV_4280-23_0_8_load_186 | 154 | 0.0018995 | 0.00047606 | 0 | 0 |  | 1 | TRUE | wye
119 | LV_4280-23_0_8_load_189 | 155 | 0.00022131 | 5.5466e-05 | 0 | 0 |  | 1 | TRUE | wye
120 | LV_4280-23_0_8_load_188 | 156 | 0.0026737 | 0.00067009 | 0 | 0 |  | 1 | TRUE | wye
121 | LV_4280-23_0_8_load_195 | 157 | 0.00040453 | 0.00010138 | 0 | 0 |  | 1 | TRUE | wye
122 | LV_4280-23_0_8_load_113 | 158 | 0.0029232 | 0.00073263 | 0 | 0 |  | 1 | TRUE | wye
123 | LV_4280-23_0_8_load_182 | 159 | 0.00051853 | 0.00012996 | 0 | 0 |  | 1 | TRUE | wye
124 | LV_4280-23_0_8_load_108 | 160 | 0.0025769 | 0.00064582 | 0 | 0 |  | 1 | TRUE | wye
125 | LV_4280-23_0_8_load_128 | 161 | 0.0023912 | 0.0005993 | 0 | 0 |  | 1 | TRUE | wye
126 | LV_4280-23_0_8_load_141 | 162 | 0.0022333 | 0.00055972 | 0 | 0 |  | 1 | TRUE | wye
127 | LV_4280-23_0_8_load_112 | 164 | 0.0011259 | 0.00028218 | 0 | 0 |  | 1 | TRUE | wye
128 | LV_4280-23_0_8_load_171 | 165 | 0.002225 | 0.00055765 | 0 | 0 |  | 1 | TRUE | wye
129 | LV_4280-23_0_8_load_172 | 166 | 0.0022055 | 0.00055276 | 0 | 0 |  | 1 | TRUE | wye
130 | LV_4280-23_0_8_load_175 | 167 | 0.0017857 | 0.00044755 | 0 | 0 |  | 1 | TRUE | wye
131 | LV_4280-23_0_8_load_116 | 169 | 0.0012685 | 0.00031793 | 0 | 0 |  | 1 | TRUE | wye
132 | LV_4280-23_0_8_load_117 | 170 | 0.0038484 | 0.00096449 | 0 | 0 |  | 1 | TRUE | wye
133 | LV_4280-23_0_8_load_149 | 171 | 0.0022291 | 0.00055865 | 0 | 0 |  | 1 | TRUE | wye
134 | LV_4280-23_0_8_load_146 | 172 | 0.0016356 | 0.00040991 | 0 | 0 |  | 1 | TRUE | wye
135 | LV_4280-23_0_8_load_120 | 173 | 0.0017767 | 0.00044529 | 0 | 0 |  | 1 | TRUE | wye
136 | LV_4280-23_0_8_load_122 | 174 | 0.0027693 | 0.00069406 | 0 | 0 |  | 1 | TRUE | wye
137 | LV_4280-23_0_8_load_159 | 175 | 0.0016573 | 0.00041537 | 0 | 0 |  | 1 | TRUE | wye
138 | LV_4280-23_0_8_load_158 | 176 | 0.0016502 | 0.00041359 | 0 | 0 |  | 1 | TRUE | wye
139 | LV_4280-23_0_8_load_123 | 177 | 0.0021353 | 0.00053514 | 0 | 0 |  | 1 | TRUE | wye
140 | LV_4280-23_0_8_load_124 | 178 | 0.0015436 | 0.00038687 | 0 | 0 |  | 1 | TRUE | wye
141 | LV_4280-23_0_8_load_125 | 179 | 0.0030618 | 0.00076737 | 0 | 0 |  | 1 | TRUE | wye
142 | LV_4280-23_0_8_load_127 | 180 | 0.0032784 | 0.00082164 | 0 | 0 |  | 1 | TRUE | wye
143 | LV_4280-23_0_8_load_137 | 181 | 0.0022384 | 0.00056099 | 0 | 0 |  | 1 | TRUE | wye
144 | LV_4280-23_0_8_load_138 | 182 | 0.0015758 | 0.00039494 | 0 | 0 |  | 1 | TRUE | wye
145 | LV_4280-23_0_8_load_142 | 183 | 0.0031224 | 0.00078255 | 0 | 0 |  | 1 | TRUE | wye
146 | LV_4280-23_0_8_load_129 | 184 | 0.0015954 | 0.00039984 | 0 | 0 |  | 1 | TRUE | wye
147 | LV_4280-23_0_8_load_130 | 185 | 0.0012651 | 0.00031706 | 0 | 0 |  | 1 | TRUE | wye
148 | LV_4280-23_0_8_load_131 | 186 | 0.0015003 | 0.00037602 | 0 | 0 |  | 1 | TRUE | wye
149 | LV_4280-23_0_8_load_181 | 189 | 0.0023457 | 0.00058789 | 0 | 0 |  | 1 | TRUE | wye
150 | LV_4280-23_0_8_load_166 | 190 | 0.00093359 | 0.00023398 | 0 | 0 |  | 1 | TRUE | wye
151 | LV_4280-23_0_8_load_134 | 191 | 0.0004908 | 0.00012301 | 0 | 0 |  | 1 | TRUE | wye
152 | LV_4280-23_0_8_load_139 | 192 | 0.0013409 | 0.00033606 | 0 | 0 |  | 1 | TRUE | wye
153 | LV_4280-23_0_8_load_147 | 193 | 0.0017149 | 0.00042979 | 0 | 0 |  | 1 | TRUE | wye
154 | LV_4280-23_0_8_load_148 | 194 | 0.0064435 | 0.0016149 | 0 | 0 |  | 1 | TRUE | wye
155 | LV_4280-23_0_8_load_164 | 195 | 0.0013081 | 0.00032785 | 0 | 0 |  | 1 | TRUE | wye
156 | LV_4280-23_0_8_load_152 | 196 | 0.0015973 | 0.00040032 | 0 | 0 |  | 1 | TRUE | wye
157 | LV_4280-23_0_8_load_196 | 197 | 0.00097759 | 0.00024501 | 0 | 0 |  | 1 | TRUE | wye
158 | LV_4280-23_0_8_load_162 | 198 | 0.0020245 | 0.0005074 | 0 | 0 |  | 1 | TRUE | wye
159 | LV_4280-23_0_8_load_163 | 199 | 0.0015414 | 0.00038632 | 0 | 0 |  | 1 | TRUE | wye
160 | LV_4280-23_0_8_load_179 | 200 | 0.00065462 | 0.00016406 | 0 | 0 |  | 1 | TRUE | wye
161 | LV_4280-23_0_8_load_180 | 201 | 0.0036303 | 0.00090984 | 0 | 0 |  | 1 | TRUE | wye
162 | LV_4280-23_0_8_load_201 | 202 | 0.0012701 | 0.00031833 | 0 | 0 |  | 1 | TRUE | wye
163 | LV_4280-23_0_8_load_215 | 203 | 0.00075555 | 0.00018936 | 0 | 0 |  | 1 | TRUE | wye
164 | LV_4280-23_0_8_load_212 | 204 | 0.00059649 | 0.00014949 | 0 | 0 |  | 1 | TRUE | wye
165 | LV_4280-23_0_8_load_204 | 205 | 0.00076724 | 0.00019229 | 0 | 0 |  | 1 | TRUE | wye
166 | LV_4280-23_0_8_load_205 | 206 | 0.00049944 | 0.00012517 | 0 | 0 |  | 1 | TRUE | wye
167 | LV_4280-23_0_8_load_207 | 208 | 0.00075807 | 0.00018999 | 0 | 0 |  | 1 | TRUE | wye
168 | LV_4280-23_0_8_load_209 | 210 | 0.00060873 | 0.00015256 | 0 | 0 |  | 1 | TRUE | wye
169 | LV_4280-23_0_8_load_210 | 211 | 0.00059571 | 0.0001493 | 0 | 0 |  | 1 | TRUE | wye
170 | LV_4280-23_0_8_load_213 | 212 | 0.00033524 | 8.4019e-05 | 0 | 0 |  | 1 | TRUE | wye
171 | LV_4280-23_0_8_load_211 | 213 | 0.0010049 | 0.00025184 | 0 | 0 |  | 1 | TRUE | wye
172 | LV_4280-23_0_8_load_214 | 214 | 0.0020214 | 0.00050662 | 0 | 0 |  | 1 | TRUE | wye

## ext_grid
| name | bus | vm_pu | va_degree | slack_weight | in_service
0 |  | 121 | 1 | 0 | 1 | TRUE

## line
| name | std_type | from_bus | to_bus | length_km | r_ohm_per_km | x_ohm_per_km | c_nf_per_km | g_us_per_km | max_i_ka | df | parallel | type | in_service
0 | LV_4280-23_0_8_line_0 |  | 0 | 1 | 0.0018312 | 0.125 | 0.08 | 261 | 0 | 0.364 | 1 | 1 | cs | TRUE
1 | LV_4280-23_0_8_line_1 |  | 0 | 2 | 0.014703 | 0.125 | 0.08 | 261 | 0 | 0.364 | 1 | 1 | cs | TRUE
2 | LV_4280-23_0_8_line_2 |  | 2 | 3 | 0.022474 | 0.125 | 0.08 | 261 | 0 | 0.364 | 1 | 1 | cs | TRUE
3 | LV_4280-23_0_8_line_3 |  | 2 | 4 | 0.005968 | 0.125 | 0.08 | 261 | 0 | 0.364 | 1 | 1 | cs | TRUE
4 | LV_4280-23_0_8_line_4 |  | 3 | 5 | 0.0099384 | 0.125 | 0.08 | 261 | 0 | 0.364 | 1 | 1 | cs | TRUE
5 | LV_4280-23_0_8_line_5 |  | 4 | 6 | 0.042312 | 0.125 | 0.08 | 261 | 0 | 0.364 | 1 | 1 | cs | TRUE
6 | LV_4280-23_0_8_line_6 |  | 5 | 7 | 0.0023654 | 0.125 | 0.08 | 261 | 0 | 0.364 | 1 | 1 | cs | TRUE
7 | LV_4280-23_0_8_line_7 |  | 6 | 8 | 0.012206 | 0.125 | 0.08 | 261 | 0 | 0.364 | 1 | 1 | cs | TRUE
8 | LV_4280-23_0_8_line_8 |  | 6 | 9 | 0.0041953 | 0.125 | 0.08 | 261 | 0 | 0.364 | 1 | 1 | cs | TRUE
9 | LV_4280-23_0_8_line_9 |  | 7 | 11 | 0.02175 | 0.125 | 0.08 | 261 | 0 | 0.364 | 1 | 1 | cs | TRUE
10 | LV_4280-23_0_8_line_10 |  | 7 | 10 | 0.0096422 | 0.125 | 0.08 | 261 | 0 | 0.364 | 1 | 1 | cs | TRUE
11 | LV_4280-23_0_8_line_11 |  | 8 | 71 | 0.025799 | 0.125 | 0.08 | 261 | 0 | 0.364 | 1 | 1 | cs | TRUE
12 | LV_4280-23_0_8_line_12 |  | 8 | 72 | 0.018495 | 0.125 | 0.08 | 261 | 0 | 0.364 | 1 | 1 | cs | TRUE
13 | LV_4280-23_0_8_line_13 |  | 9 | 15 | 0.022108 | 0.125 | 0.08 | 261 | 0 | 0.364 | 1 | 1 | cs | TRUE
14 | LV_4280-23_0_8_line_14 |  | 11 | 12 | 0.0045574 | 0.125 | 0.08 | 261 | 0 | 0.364 | 1 | 1 | cs | TRUE
15 | LV_4280-23_0_8_line_15 |  | 12 | 13 | 0.01613 | 0.125 | 0.08 | 261 | 0 | 0.364 | 1 | 1 | cs | TRUE
16 | LV_4280-23_0_8_line_16 |  | 13 | 67 | 0.0020688 | 0.125 | 0.08 | 261 | 0 | 0.364 | 1 | 1 | cs | TRUE
17 | LV_4280-23_0_8_line_17 |  | 14 | 15 | 0.011744 | 0.125 | 0.08 | 261 | 0 | 0.364 | 1 | 1 | cs | TRUE
18 | LV_4280-23_0_8_line_18 |  | 15 | 16 | 0.02516 | 0.125 | 0.08 | 261 | 0 | 0.364 | 1 | 1 | cs | TRUE
19 | LV_4280-23_0_8_line_19 |  | 16 | 17 | 0.012138 | 0.125 | 0.08 | 261 | 0 | 0.364 | 1 | 1 | cs | TRUE
20 | LV_4280-23_0_8_line_20 |  | 18 | 19 | 0.024515 | 0.125 | 0.08 | 261 | 0 | 0.364 | 1 | 1 | cs | TRUE
21 | LV_4280-23_0_8_line_21 |  | 18 | 20 | 0.017817 | 0.125 | 0.08 | 261 | 0 | 0.364 | 1 | 1 | cs | TRUE
22 | LV_4280-23_0_8_line_22 |  | 19 | 21 | 0.024512 | 0.125 | 0.08 | 261 | 0 | 0.364 | 1 | 1 | cs | TRUE
23 | LV_4280-23_0_8_line_23 |  | 19 | 22 | 0.037698 | 0.125 | 0.08 | 261 | 0 | 0.364 | 1 | 1 | cs | TRUE
24 | LV_4280-23_0_8_line_24 |  | 20 | 23 | 0.011685 | 0.125 | 0.08 | 261 | 0 | 0.364 | 1 | 1 | cs | TRUE
25 | LV_4280-23_0_8_line_25 |  | 22 | 24 | 0.010596 | 0.125 | 0.08 | 261 | 0 | 0.364 | 1 | 1 | cs | TRUE
26 | LV_4280-23_0_8_line_26 |  | 23 | 25 | 0.0065003 | 0.125 | 0.08 | 261 | 0 | 0.364 | 1 | 1 | cs | TRUE
27 | LV_4280-23_0_8_line_27 |  | 24 | 28 | 0.024409 | 0.125 | 0.08 | 261 | 0 | 0.364 | 1 | 1 | cs | TRUE
28 | LV_4280-23_0_8_line_28 |  | 25 | 29 | 0.031042 | 0.125 | 0.08 | 261 | 0 | 0.364 | 1 | 1 | cs | TRUE
29 | LV_4280-23_0_8_line_29 |  | 26 | 27 | 0.014892 | 0.125 | 0.08 | 261 | 0 | 0.364 | 1 | 1 | cs | TRUE
30 | LV_4280-23_0_8_line_30 |  | 26 | 28 | 0.01576 | 0.125 | 0.08 | 261 | 0 | 0.364 | 1 | 1 | cs | TRUE
31 | LV_4280-23_0_8_line_31 |  | 29 | 30 | 0.037481 | 0.125 | 0.08 | 261 | 0 | 0.364 | 1 | 1 | cs | TRUE
32 | LV_4280-23_0_8_line_32 |  | 30 | 31 | 0.014694 | 0.125 | 0.08 | 261 | 0 | 0.364 | 1 | 1 | cs | TRUE
33 | LV_4280-23_0_8_line_33 |  | 31 | 32 | 0.032088 | 0.125 | 0.08 | 261 | 0 | 0.364 | 1 | 1 | cs | TRUE
34 | LV_4280-23_0_8_line_34 |  | 32 | 33 | 0.00094952 | 0.125 | 0.08 | 261 | 0 | 0.364 | 1 | 1 | cs | TRUE
35 | LV_4280-23_0_8_line_35 |  | 33 | 81 | 0.01938 | 0.125 | 0.08 | 261 | 0 | 0.364 | 1 | 1 | cs | TRUE
36 | LV_4280-23_0_8_line_36 |  | 34 | 35 | 0.065897 | 0.125 | 0.08 | 261 | 0 | 0.364 | 1 | 1 | cs | TRUE
37 | LV_4280-23_0_8_line_37 |  | 34 | 36 | 0.0027166 | 0.125 | 0.08 | 261 | 0 | 0.364 | 1 | 1 | cs | TRUE
38 | LV_4280-23_0_8_line_38 |  | 36 | 37 | 0.0161 | 0.125 | 0.08 | 261 | 0 | 0.364 | 1 | 1 | cs | TRUE
39 | LV_4280-23_0_8_line_39 |  | 37 | 38 | 0.014685 | 0.125 | 0.08 | 261 | 0 | 0.364 | 1 | 1 | cs | TRUE
40 | LV_4280-23_0_8_line_40 |  | 38 | 39 | 0.012711 | 0.125 | 0.08 | 261 | 0 | 0.364 | 1 | 1 | cs | TRUE
41 | LV_4280-23_0_8_line_41 |  | 39 | 172 | 0.013601 | 0.125 | 0.08 | 261 | 0 | 0.364 | 1 | 1 | cs | TRUE
42 | LV_4280-23_0_8_line_42 |  | 39 | 71 | 0.00029746 | 0.125 | 0.08 | 261 | 0 | 0.364 | 1 | 1 | cs | TRUE
43 | LV_4280-23_0_8_line_43 |  | 40 | 41 | 0.012275 | 0.125 | 0.08 | 261 | 0 | 0.364 | 1 | 1 | cs | TRUE
44 | LV_4280-23_0_8_line_44 |  | 40 | 42 | 0.025685 | 0.125 | 0.08 | 261 | 0 | 0.364 | 1 | 1 | cs | TRUE
45 | LV_4280-23_0_8_line_45 |  | 41 | 43 | 0.018475 | 0.125 | 0.08 | 261 | 0 | 0.364 | 1 | 1 | cs | TRUE
46 | LV_4280-23_0_8_line_46 |  | 42 | 44 | 0.029469 | 0.125 | 0.08 | 261 | 0 | 0.364 | 1 | 1 | cs | TRUE
47 | LV_4280-23_0_8_line_47 |  | 43 | 45 | 0.010685 | 0.125 | 0.08 | 261 | 0 | 0.364 | 1 | 1 | cs | TRUE
48 | LV_4280-23_0_8_line_48 |  | 44 | 46 | 0.03106 | 0.125 | 0.08 | 261 | 0 | 0.364 | 1 | 1 | cs | TRUE
49 | LV_4280-23_0_8_line_49 |  | 45 | 47 | 0.096231 | 0.125 | 0.08 | 261 | 0 | 0.364 | 1 | 1 | cs | TRUE
50 | LV_4280-23_0_8_line_50 |  | 45 | 48 | 0.052825 | 0.125 | 0.08 | 261 | 0 | 0.364 | 1 | 1 | cs | TRUE
51 | LV_4280-23_0_8_line_51 |  | 46 | 49 | 0.03943 | 0.125 | 0.08 | 261 | 0 | 0.364 | 1 | 1 | cs | TRUE
52 | LV_4280-23_0_8_line_52 |  | 47 | 202 | 0.018471 | 0.125 | 0.08 | 261 | 0 | 0.364 | 1 | 1 | cs | TRUE
53 | LV_4280-23_0_8_line_53 |  | 49 | 50 | 0.0096539 | 0.125 | 0.08 | 261 | 0 | 0.364 | 1 | 1 | cs | TRUE
54 | LV_4280-23_0_8_line_54 |  | 50 | 51 | 0.023943 | 0.125 | 0.08 | 261 | 0 | 0.364 | 1 | 1 | cs | TRUE
55 | LV_4280-23_0_8_line_55 |  | 50 | 52 | 0.0016312 | 0.125 | 0.08 | 261 | 0 | 0.364 | 1 | 1 | cs | TRUE
56 | LV_4280-23_0_8_line_56 |  | 51 | 97 | 0.015299 | 0.125 | 0.08 | 261 | 0 | 0.364 | 1 | 1 | cs | TRUE
57 | LV_4280-23_0_8_line_57 |  | 51 | 94 | 0.011819 | 0.125 | 0.08 | 261 | 0 | 0.364 | 1 | 1 | cs | TRUE
58 | LV_4280-23_0_8_line_58 |  | 52 | 100 | 0.041986 | 0.125 | 0.08 | 261 | 0 | 0.364 | 1 | 1 | cs | TRUE
59 | LV_4280-23_0_8_line_59 |  | 53 | 54 | 0.023678 | 0.125 | 0.08 | 261 | 0 | 0.364 | 1 | 1 | cs | TRUE
60 | LV_4280-23_0_8_line_60 |  | 53 | 55 | 0.12073 | 0.125 | 0.08 | 261 | 0 | 0.364 | 1 | 1 | cs | TRUE
61 | LV_4280-23_0_8_line_61 |  | 54 | 56 | 0.017168 | 0.125 | 0.08 | 261 | 0 | 0.364 | 1 | 1 | cs | TRUE
62 | LV_4280-23_0_8_line_62 |  | 54 | 57 | 0.049838 | 0.125 | 0.08 | 261 | 0 | 0.364 | 1 | 1 | cs | TRUE
63 | LV_4280-23_0_8_line_63 |  | 55 | 58 | 0.01434 | 0.125 | 0.08 | 261 | 0 | 0.364 | 1 | 1 | cs | TRUE
64 | LV_4280-23_0_8_line_64 |  | 56 | 62 | 0.032895 | 0.125 | 0.08 | 261 | 0 | 0.364 | 1 | 1 | cs | TRUE
65 | LV_4280-23_0_8_line_65 |  | 59 | 60 | 0.1142 | 0.125 | 0.08 | 261 | 0 | 0.364 | 1 | 1 | cs | TRUE
66 | LV_4280-23_0_8_line_66 |  | 59 | 61 | 0.021731 | 0.125 | 0.08 | 261 | 0 | 0.364 | 1 | 1 | cs | TRUE
67 | LV_4280-23_0_8_line_67 |  | 60 | 187 | 0.042302 | 0.125 | 0.08 | 261 | 0 | 0.364 | 1 | 1 | cs | TRUE
68 | LV_4280-23_0_8_line_68 |  | 60 | 188 | 0.010459 | 0.125 | 0.08 | 261 | 0 | 0.364 | 1 | 1 | cs | TRUE
69 | LV_4280-23_0_8_line_69 |  | 60 | 186 | 0.016313 | 0.125 | 0.08 | 261 | 0 | 0.364 | 1 | 1 | cs | TRUE
70 | LV_4280-23_0_8_line_70 |  | 61 | 191 | 0.010927 | 0.125 | 0.08 | 261 | 0 | 0.364 | 1 | 1 | cs | TRUE
71 | LV_4280-23_0_8_line_71 |  | 62 | 63 | 0.040946 | 0.125 | 0.08 | 261 | 0 | 0.364 | 1 | 1 | cs | TRUE
72 | LV_4280-23_0_8_line_72 |  | 63 | 190 | 0.030908 | 0.125 | 0.08 | 261 | 0 | 0.364 | 1 | 1 | cs | TRUE
73 | LV_4280-23_0_8_line_73 |  | 64 | 65 | 0.0042615 | 0.125 | 0.08 | 261 | 0 | 0.364 | 1 | 1 | cs | TRUE
74 | LV_4280-23_0_8_line_74 |  | 64 | 66 | 0.016804 | 0.125 | 0.08 | 261 | 0 | 0.364 | 1 | 1 | cs | TRUE
75 | LV_4280-23_0_8_line_75 |  | 65 | 89 | 0.030765 | 0.125 | 0.08 | 261 | 0 | 0.364 | 1 | 1 | cs | TRUE
76 | LV_4280-23_0_8_line_76 |  | 66 | 191 | 0.0014458 | 0.125 | 0.08 | 261 | 0 | 0.364 | 1 | 1 | cs | TRUE
77 | LV_4280-23_0_8_line_77 |  | 67 | 68 | 0.016937 | 0.125 | 0.08 | 261 | 0 | 0.364 | 1 | 1 | cs | TRUE
78 | LV_4280-23_0_8_line_78 |  | 68 | 69 | 8.54e-05 | 0.125 | 0.08 | 261 | 0 | 0.364 | 1 | 1 | cs | TRUE
79 | LV_4280-23_0_8_line_79 |  | 69 | 70 | 0.020658 | 0.125 | 0.08 | 261 | 0 | 0.364 | 1 | 1 | cs | TRUE
80 | LV_4280-23_0_8_line_80 |  | 73 | 74 | 0.012907 | 0.125 | 0.08 | 261 | 0 | 0.364 | 1 | 2 | cs | TRUE
81 | LV_4280-23_0_8_line_81 |  | 73 | 75 | 0.0025874 | 0.125 | 0.08 | 261 | 0 | 0.364 | 1 | 4 | cs | TRUE
82 | LV_4280-23_0_8_line_82 |  | 74 | 76 | 0.01776 | 0.125 | 0.08 | 261 | 0 | 0.364 | 1 | 2 | cs | TRUE
83 | LV_4280-23_0_8_line_83 |  | 75 | 77 | 0.016083 | 0.125 | 0.08 | 261 | 0 | 0.364 | 1 | 4 | cs | TRUE
84 | LV_4280-23_0_8_line_84 |  | 76 | 78 | 0.0042928 | 0.125 | 0.08 | 261 | 0 | 0.364 | 1 | 1 | cs | TRUE
85 | LV_4280-23_0_8_line_85 |  | 76 | 79 | 0.013309 | 0.125 | 0.08 | 261 | 0 | 0.364 | 1 | 1 | cs | TRUE
86 | LV_4280-23_0_8_line_86 |  | 77 | 80 | 0.011607 | 0.125 | 0.08 | 261 | 0 | 0.364 | 1 | 4 | cs | TRUE
87 | LV_4280-23_0_8_line_87 |  | 78 | 83 | 0.0077843 | 0.125 | 0.08 | 261 | 0 | 0.364 | 1 | 1 | cs | TRUE
88 | LV_4280-23_0_8_line_88 |  | 79 | 84 | 0.019031 | 0.125 | 0.08 | 261 | 0 | 0.364 | 1 | 1 | cs | TRUE
89 | LV_4280-23_0_8_line_89 |  | 80 | 85 | 0.0092588 | 0.125 | 0.08 | 261 | 0 | 0.364 | 1 | 4 | cs | TRUE
90 | LV_4280-23_0_8_line_90 |  | 81 | 82 | 0.011386 | 0.125 | 0.08 | 261 | 0 | 0.364 | 1 | 1 | cs | TRUE
91 | LV_4280-23_0_8_line_91 |  | 82 | 86 | 0.013204 | 0.125 | 0.08 | 261 | 0 | 0.364 | 1 | 4 | cs | TRUE
92 | LV_4280-23_0_8_line_92 |  | 82 | 87 | 0.021523 | 0.125 | 0.08 | 261 | 0 | 0.364 | 1 | 4 | cs | TRUE
93 | LV_4280-23_0_8_line_93 |  | 83 | 163 | 0.020285 | 0.125 | 0.08 | 261 | 0 | 0.364 | 1 | 1 | cs | TRUE
94 | LV_4280-23_0_8_line_94 |  | 84 | 160 | 0.012436 | 0.125 | 0.08 | 261 | 0 | 0.364 | 1 | 1 | cs | TRUE
95 | LV_4280-23_0_8_line_95 |  | 85 | 138 | 0.010611 | 0.125 | 0.08 | 261 | 0 | 0.364 | 1 | 4 | cs | TRUE
96 | LV_4280-23_0_8_line_96 |  | 86 | 120 | 0.011475 | 0.125 | 0.08 | 261 | 0 | 0.364 | 1 | 4 | cs | TRUE
97 | LV_4280-23_0_8_line_97 |  | 87 | 96 | 0.042816 | 0.125 | 0.08 | 261 | 0 | 0.364 | 1 | 4 | cs | TRUE
98 | LV_4280-23_0_8_line_98 |  | 88 | 89 | 0.081063 | 0.125 | 0.08 | 261 | 0 | 0.364 | 1 | 2 | cs | TRUE
99 | LV_4280-23_0_8_line_99 |  | 88 | 90 | 0.021838 | 0.125 | 0.08 | 261 | 0 | 0.364 | 1 | 4 | cs | TRUE
100 | LV_4280-23_0_8_line_100 |  | 90 | 91 | 0.12126 | 0.125 | 0.08 | 261 | 0 | 0.364 | 1 | 4 | cs | TRUE
101 | LV_4280-23_0_8_line_101 |  | 91 | 92 | 0.015144 | 0.125 | 0.08 | 261 | 0 | 0.364 | 1 | 4 | cs | TRUE
102 | LV_4280-23_0_8_line_102 |  | 92 | 107 | 0.12676 | 0.125 | 0.08 | 261 | 0 | 0.364 | 1 | 4 | cs | TRUE
103 | LV_4280-23_0_8_line_103 |  | 93 | 94 | 0.019479 | 0.125 | 0.08 | 261 | 0 | 0.364 | 1 | 1 | cs | TRUE
104 | LV_4280-23_0_8_line_104 |  | 93 | 95 | 0.010655 | 0.125 | 0.08 | 261 | 0 | 0.364 | 1 | 2 | cs | TRUE
105 | LV_4280-23_0_8_line_105 |  | 95 | 96 | 0.00083944 | 0.125 | 0.08 | 261 | 0 | 0.364 | 1 | 4 | cs | TRUE
106 | LV_4280-23_0_8_line_106 |  | 97 | 98 | 0.058604 | 0.125 | 0.08 | 261 | 0 | 0.364 | 1 | 1 | cs | TRUE
107 | LV_4280-23_0_8_line_107 |  | 98 | 181 | 0.012694 | 0.125 | 0.08 | 261 | 0 | 0.364 | 1 | 1 | cs | TRUE
108 | LV_4280-23_0_8_line_108 |  | 98 | 178 | 0.0096035 | 0.125 | 0.08 | 261 | 0 | 0.364 | 1 | 1 | cs | TRUE
109 | LV_4280-23_0_8_line_109 |  | 99 | 100 | 0.034958 | 0.125 | 0.08 | 261 | 0 | 0.364 | 1 | 1 | cs | TRUE
110 | LV_4280-23_0_8_line_110 |  | 99 | 101 | 0.027477 | 0.125 | 0.08 | 261 | 0 | 0.364 | 1 | 1 | cs | TRUE
111 | LV_4280-23_0_8_line_111 |  | 101 | 102 | 0.006351 | 0.125 | 0.08 | 261 | 0 | 0.364 | 1 | 1 | cs | TRUE
112 | LV_4280-23_0_8_line_112 |  | 101 | 103 | 0.012567 | 0.125 | 0.08 | 261 | 0 | 0.364 | 1 | 1 | cs | TRUE
113 | LV_4280-23_0_8_line_113 |  | 102 | 104 | 0.015698 | 0.125 | 0.08 | 261 | 0 | 0.364 | 1 | 1 | cs | TRUE
114 | LV_4280-23_0_8_line_114 |  | 103 | 105 | 0.05525 | 0.125 | 0.08 | 261 | 0 | 0.364 | 1 | 1 | cs | TRUE
115 | LV_4280-23_0_8_line_115 |  | 104 | 106 | 0.02462 | 0.125 | 0.08 | 261 | 0 | 0.364 | 1 | 1 | cs | TRUE
116 | LV_4280-23_0_8_line_116 |  | 106 | 167 | 0.0035918 | 0.125 | 0.08 | 261 | 0 | 0.364 | 1 | 1 | cs | TRUE
117 | LV_4280-23_0_8_line_117 |  | 107 | 108 | 0.010565 | 0.125 | 0.08 | 261 | 0 | 0.364 | 1 | 4 | cs | TRUE
118 | LV_4280-23_0_8_line_118 |  | 108 | 109 | 0.027977 | 0.125 | 0.08 | 261 | 0 | 0.364 | 1 | 4 | cs | TRUE
119 | LV_4280-23_0_8_line_119 |  | 109 | 110 | 0.018739 | 0.125 | 0.08 | 261 | 0 | 0.364 | 1 | 4 | cs | TRUE
120 | LV_4280-23_0_8_line_120 |  | 110 | 111 | 0.013977 | 0.125 | 0.08 | 261 | 0 | 0.364 | 1 | 4 | cs | TRUE
121 | LV_4280-23_0_8_line_121 |  | 110 | 112 | 0.039751 | 0.125 | 0.08 | 261 | 0 | 0.364 | 1 | 4 | cs | TRUE
122 | LV_4280-23_0_8_line_122 |  | 111 | 119 | 0.041267 | 0.125 | 0.08 | 261 | 0 | 0.364 | 1 | 4 | cs | TRUE
123 | LV_4280-23_0_8_line_123 |  | 112 | 116 | 0.0074642 | 0.125 | 0.08 | 261 | 0 | 0.364 | 1 | 4 | cs | TRUE
124 | LV_4280-23_0_8_line_124 |  | 112 | 113 | 0.083952 | 0.125 | 0.08 | 261 | 0 | 0.364 | 1 | 1 | cs | TRUE
125 | LV_4280-23_0_8_line_125 |  | 113 | 114 | 0.012678 | 0.125 | 0.08 | 261 | 0 | 0.364 | 1 | 1 | cs | TRUE
126 | LV_4280-23_0_8_line_126 |  | 114 | 115 | 0.0034845 | 0.125 | 0.08 | 261 | 0 | 0.364 | 1 | 1 | cs | TRUE
127 | LV_4280-23_0_8_line_127 |  | 116 | 117 | 0.023168 | 0.125 | 0.08 | 261 | 0 | 0.364 | 1 | 4 | cs | TRUE
128 | LV_4280-23_0_8_line_128 |  | 117 | 118 | 0.01353 | 0.125 | 0.08 | 261 | 0 | 0.364 | 1 | 4 | cs | TRUE
129 | LV_4280-23_0_8_line_129 |  | 118 | 164 | 0.019761 | 0.125 | 0.08 | 261 | 0 | 0.364 | 1 | 1 | cs | TRUE
130 | LV_4280-23_0_8_line_130 |  | 118 | 158 | 0.028762 | 0.125 | 0.08 | 261 | 0 | 0.364 | 1 | 4 | cs | TRUE
131 | LV_4280-23_0_8_line_131 |  | 119 | 141 | 0.033977 | 0.125 | 0.08 | 261 | 0 | 0.364 | 1 | 4 | cs | TRUE
132 | LV_4280-23_0_8_line_132 |  | 120 | 121 | 0.018428 | 0.125 | 0.08 | 261 | 0 | 0.364 | 1 | 4 | cs | TRUE
133 | LV_4280-23_0_8_line_133 |  | 121 | 176 | 0.032679 | 0.125 | 0.08 | 261 | 0 | 0.364 | 1 | 4 | cs | TRUE
134 | LV_4280-23_0_8_line_134 |  | 122 | 123 | 0.029249 | 0.125 | 0.08 | 261 | 0 | 0.364 | 1 | 1 | cs | TRUE
135 | LV_4280-23_0_8_line_135 |  | 122 | 124 | 0.014459 | 0.125 | 0.08 | 261 | 0 | 0.364 | 1 | 1 | cs | TRUE
136 | LV_4280-23_0_8_line_136 |  | 123 | 125 | 0.0078365 | 0.125 | 0.08 | 261 | 0 | 0.364 | 1 | 1 | cs | TRUE
137 | LV_4280-23_0_8_line_137 |  | 124 | 126 | 0.013622 | 0.125 | 0.08 | 261 | 0 | 0.364 | 1 | 1 | cs | TRUE
138 | LV_4280-23_0_8_line_138 |  | 125 | 127 | 0.011197 | 0.125 | 0.08 | 261 | 0 | 0.364 | 1 | 1 | cs | TRUE
139 | LV_4280-23_0_8_line_139 |  | 126 | 128 | 0.0035926 | 0.125 | 0.08 | 261 | 0 | 0.364 | 1 | 1 | cs | TRUE
140 | LV_4280-23_0_8_line_140 |  | 127 | 129 | 0.025348 | 0.125 | 0.08 | 261 | 0 | 0.364 | 1 | 1 | cs | TRUE
141 | LV_4280-23_0_8_line_141 |  | 128 | 130 | 0.014249 | 0.125 | 0.08 | 261 | 0 | 0.364 | 1 | 1 | cs | TRUE
142 | LV_4280-23_0_8_line_142 |  | 129 | 167 | 0.013317 | 0.125 | 0.08 | 261 | 0 | 0.364 | 1 | 1 | cs | TRUE
143 | LV_4280-23_0_8_line_143 |  | 129 | 168 | 0.061485 | 0.125 | 0.08 | 261 | 0 | 0.364 | 1 | 1 | cs | TRUE
144 | LV_4280-23_0_8_line_144 |  | 130 | 145 | 0.024328 | 0.125 | 0.08 | 261 | 0 | 0.364 | 1 | 1 | cs | TRUE
145 | LV_4280-23_0_8_line_145 |  | 131 | 132 | 0.019137 | 0.125 | 0.08 | 261 | 0 | 0.364 | 1 | 4 | cs | TRUE
146 | LV_4280-23_0_8_line_146 |  | 131 | 133 | 0.021302 | 0.125 | 0.08 | 261 | 0 | 0.364 | 1 | 4 | cs | TRUE
147 | LV_4280-23_0_8_line_147 |  | 132 | 134 | 0.0012862 | 0.125 | 0.08 | 261 | 0 | 0.364 | 1 | 4 | cs | TRUE
148 | LV_4280-23_0_8_line_148 |  | 133 | 135 | 0.013945 | 0.125 | 0.08 | 261 | 0 | 0.364 | 1 | 4 | cs | TRUE
149 | LV_4280-23_0_8_line_149 |  | 134 | 136 | 0.032079 | 0.125 | 0.08 | 261 | 0 | 0.364 | 1 | 4 | cs | TRUE
150 | LV_4280-23_0_8_line_150 |  | 135 | 137 | 0.00022508 | 0.125 | 0.08 | 261 | 0 | 0.364 | 1 | 1 | cs | TRUE
151 | LV_4280-23_0_8_line_151 |  | 135 | 138 | 0.018118 | 0.125 | 0.08 | 261 | 0 | 0.364 | 1 | 4 | cs | TRUE
152 | LV_4280-23_0_8_line_152 |  | 136 | 139 | 0.017024 | 0.125 | 0.08 | 261 | 0 | 0.364 | 1 | 4 | cs | TRUE
153 | LV_4280-23_0_8_line_153 |  | 137 | 140 | 0.0090476 | 0.125 | 0.08 | 261 | 0 | 0.364 | 1 | 1 | cs | TRUE
154 | LV_4280-23_0_8_line_154 |  | 139 | 158 | 0.022718 | 0.125 | 0.08 | 261 | 0 | 0.364 | 1 | 4 | cs | TRUE
155 | LV_4280-23_0_8_line_155 |  | 139 | 159 | 0.005507 | 0.125 | 0.08 | 261 | 0 | 0.364 | 1 | 1 | cs | TRUE
156 | LV_4280-23_0_8_line_156 |  | 141 | 142 | 0.0041013 | 0.125 | 0.08 | 261 | 0 | 0.364 | 1 | 4 | cs | TRUE
157 | LV_4280-23_0_8_line_157 |  | 142 | 143 | 0.013803 | 0.125 | 0.08 | 261 | 0 | 0.364 | 1 | 4 | cs | TRUE
158 | LV_4280-23_0_8_line_158 |  | 143 | 144 | 0.0049539 | 0.125 | 0.08 | 261 | 0 | 0.364 | 1 | 4 | cs | TRUE
159 | LV_4280-23_0_8_line_159 |  | 144 | 173 | 0.013353 | 0.125 | 0.08 | 261 | 0 | 0.364 | 1 | 4 | cs | TRUE
160 | LV_4280-23_0_8_line_160 |  | 145 | 146 | 0.015862 | 0.125 | 0.08 | 261 | 0 | 0.364 | 1 | 1 | cs | TRUE
161 | LV_4280-23_0_8_line_161 |  | 146 | 147 | 0.095041 | 0.125 | 0.08 | 261 | 0 | 0.364 | 1 | 1 | cs | TRUE
162 | LV_4280-23_0_8_line_162 |  | 147 | 148 | 0.029328 | 0.125 | 0.08 | 261 | 0 | 0.364 | 1 | 1 | cs | TRUE
163 | LV_4280-23_0_8_line_163 |  | 148 | 149 | 0.027588 | 0.125 | 0.08 | 261 | 0 | 0.364 | 1 | 1 | cs | TRUE
164 | LV_4280-23_0_8_line_164 |  | 149 | 150 | 0.034444 | 0.125 | 0.08 | 261 | 0 | 0.364 | 1 | 1 | cs | TRUE
165 | LV_4280-23_0_8_line_165 |  | 149 | 151 | 0.017982 | 0.125 | 0.08 | 261 | 0 | 0.364 | 1 | 1 | cs | TRUE
166 | LV_4280-23_0_8_line_166 |  | 150 | 157 | 0.025021 | 0.125 | 0.08 | 261 | 0 | 0.364 | 1 | 1 | cs | TRUE
167 | LV_4280-23_0_8_line_167 |  | 151 | 156 | 0.0023008 | 0.125 | 0.08 | 261 | 0 | 0.364 | 1 | 1 | cs | TRUE
168 | LV_4280-23_0_8_line_168 |  | 152 | 153 | 0.00045386 | 0.125 | 0.08 | 261 | 0 | 0.364 | 1 | 1 | cs | TRUE
169 | LV_4280-23_0_8_line_169 |  | 153 | 154 | 0.003608 | 0.125 | 0.08 | 261 | 0 | 0.364 | 1 | 1 | cs | TRUE
170 | LV_4280-23_0_8_line_170 |  | 154 | 155 | 0.020727 | 0.125 | 0.08 | 261 | 0 | 0.364 | 1 | 1 | cs | TRUE
171 | LV_4280-23_0_8_line_171 |  | 155 | 156 | 0.070671 | 0.125 | 0.08 | 261 | 0 | 0.364 | 1 | 1 | cs | TRUE
172 | LV_4280-23_0_8_line_172 |  | 159 | 171 | 0.024951 | 0.125 | 0.08 | 261 | 0 | 0.364 | 1 | 1 | cs | TRUE
173 | LV_4280-23_0_8_line_173 |  | 160 | 161 | 0.0080359 | 0.125 | 0.08 | 261 | 0 | 0.364 | 1 | 1 | cs | TRUE
174 | LV_4280-23_0_8_line_174 |  | 161 | 162 | 0.0064124 | 0.125 | 0.08 | 261 | 0 | 0.364 | 1 | 1 | cs | TRUE
175 | LV_4280-23_0_8_line_175 |  | 162 | 183 | 0.0049182 | 0.125 | 0.08 | 261 | 0 | 0.364 | 1 | 1 | cs | TRUE
176 | LV_4280-23_0_8_line_176 |  | 163 | 195 | 0.010838 | 0.125 | 0.08 | 261 | 0 | 0.364 | 1 | 1 | cs | TRUE
177 | LV_4280-23_0_8_line_177 |  | 163 | 194 | 0.0072632 | 0.125 | 0.08 | 261 | 0 | 0.364 | 1 | 1 | cs | TRUE
178 | LV_4280-23_0_8_line_178 |  | 164 | 165 | 0.026382 | 0.125 | 0.08 | 261 | 0 | 0.364 | 1 | 1 | cs | TRUE
179 | LV_4280-23_0_8_line_179 |  | 165 | 166 | 0.0131 | 0.125 | 0.08 | 261 | 0 | 0.364 | 1 | 1 | cs | TRUE
180 | LV_4280-23_0_8_line_180 |  | 168 | 197 | 0.012515 | 0.125 | 0.08 | 261 | 0 | 0.364 | 1 | 1 | cs | TRUE
181 | LV_4280-23_0_8_line_181 |  | 168 | 196 | 0.03057 | 0.125 | 0.08 | 261 | 0 | 0.364 | 1 | 1 | cs | TRUE
182 | LV_4280-23_0_8_line_182 |  | 169 | 170 | 0.0065407 | 0.125 | 0.08 | 261 | 0 | 0.364 | 1 | 1 | cs | TRUE
183 | LV_4280-23_0_8_line_183 |  | 170 | 171 | 0.014628 | 0.125 | 0.08 | 261 | 0 | 0.364 | 1 | 1 | cs | TRUE
184 | LV_4280-23_0_8_line_184 |  | 172 | 193 | 0.018531 | 0.125 | 0.08 | 261 | 0 | 0.364 | 1 | 1 | cs | TRUE
185 | LV_4280-23_0_8_line_185 |  | 173 | 174 | 0.0036683 | 0.125 | 0.08 | 261 | 0 | 0.364 | 1 | 4 | cs | TRUE
186 | LV_4280-23_0_8_line_186 |  | 174 | 175 | 0.020213 | 0.125 | 0.08 | 261 | 0 | 0.364 | 1 | 4 | cs | TRUE
187 | LV_4280-23_0_8_line_187 |  | 175 | 176 | 0.0040135 | 0.125 | 0.08 | 261 | 0 | 0.364 | 1 | 4 | cs | TRUE
188 | LV_4280-23_0_8_line_188 |  | 177 | 178 | 0.021327 | 0.125 | 0.08 | 261 | 0 | 0.364 | 1 | 1 | cs | TRUE
189 | LV_4280-23_0_8_line_189 |  | 177 | 179 | 0.0016723 | 0.125 | 0.08 | 261 | 0 | 0.364 | 1 | 1 | cs | TRUE
190 | LV_4280-23_0_8_line_190 |  | 179 | 180 | 0.013185 | 0.125 | 0.08 | 261 | 0 | 0.364 | 1 | 1 | cs | TRUE
191 | LV_4280-23_0_8_line_191 |  | 181 | 182 | 0.01309 | 0.125 | 0.08 | 261 | 0 | 0.364 | 1 | 1 | cs | TRUE
192 | LV_4280-23_0_8_line_192 |  | 182 | 192 | 0.0030357 | 0.125 | 0.08 | 261 | 0 | 0.364 | 1 | 1 | cs | TRUE
193 | LV_4280-23_0_8_line_193 |  | 184 | 185 | 0.03697 | 0.125 | 0.08 | 261 | 0 | 0.364 | 1 | 1 | cs | TRUE
194 | LV_4280-23_0_8_line_194 |  | 184 | 186 | 0.012302 | 0.125 | 0.08 | 261 | 0 | 0.364 | 1 | 1 | cs | TRUE
195 | LV_4280-23_0_8_line_195 |  | 187 | 189 | 0.053778 | 0.125 | 0.08 | 261 | 0 | 0.364 | 1 | 1 | cs | TRUE
196 | LV_4280-23_0_8_line_196 |  | 188 | 190 | 0.055045 | 0.125 | 0.08 | 261 | 0 | 0.364 | 1 | 1 | cs | TRUE
197 | LV_4280-23_0_8_line_197 |  | 189 | 200 | 0.017239 | 0.125 | 0.08 | 261 | 0 | 0.364 | 1 | 1 | cs | TRUE
198 | LV_4280-23_0_8_line_198 |  | 193 | 194 | 0.024983 | 0.125 | 0.08 | 261 | 0 | 0.364 | 1 | 1 | cs | TRUE
199 | LV_4280-23_0_8_line_199 |  | 195 | 199 | 0.021714 | 0.125 | 0.08 | 261 | 0 | 0.364 | 1 | 1 | cs | TRUE
200 | LV_4280-23_0_8_line_200 |  | 198 | 199 | 0.012624 | 0.125 | 0.08 | 261 | 0 | 0.364 | 1 | 1 | cs | TRUE
201 | LV_4280-23_0_8_line_201 |  | 200 | 201 | 0.00017265 | 0.125 | 0.08 | 261 | 0 | 0.364 | 1 | 1 | cs | TRUE
202 | LV_4280-23_0_8_line_202 |  | 202 | 203 | 0.041043 | 0.125 | 0.08 | 261 | 0 | 0.364 | 1 | 1 | cs | TRUE
203 | LV_4280-23_0_8_line_203 |  | 203 | 204 | 0.064922 | 0.125 | 0.08 | 261 | 0 | 0.364 | 1 | 1 | cs | TRUE
204 | LV_4280-23_0_8_line_204 |  | 204 | 213 | 0.00060459 | 0.125 | 0.08 | 261 | 0 | 0.364 | 1 | 1 | cs | TRUE
205 | LV_4280-23_0_8_line_205 |  | 205 | 206 | 0.026063 | 0.125 | 0.08 | 261 | 0 | 0.364 | 1 | 1 | cs | TRUE
206 | LV_4280-23_0_8_line_206 |  | 205 | 207 | 0.059472 | 0.125 | 0.08 | 261 | 0 | 0.364 | 1 | 1 | cs | TRUE
207 | LV_4280-23_0_8_line_207 |  | 206 | 208 | 0.0059334 | 0.125 | 0.08 | 261 | 0 | 0.364 | 1 | 1 | cs | TRUE
208 | LV_4280-23_0_8_line_208 |  | 207 | 209 | 0.053813 | 0.125 | 0.08 | 261 | 0 | 0.364 | 1 | 1 | cs | TRUE
209 | LV_4280-23_0_8_line_209 |  | 207 | 210 | 0.05281 | 0.125 | 0.08 | 261 | 0 | 0.364 | 1 | 1 | cs | TRUE
210 | LV_4280-23_0_8_line_210 |  | 208 | 211 | 0.011891 | 0.125 | 0.08 | 261 | 0 | 0.364 | 1 | 1 | cs | TRUE
211 | LV_4280-23_0_8_line_211 |  | 209 | 212 | 0.096271 | 0.125 | 0.08 | 261 | 0 | 0.364 | 1 | 1 | cs | TRUE
212 | LV_4280-23_0_8_line_212 |  | 211 | 213 | 0.028215 | 0.125 | 0.08 | 261 | 0 | 0.364 | 1 | 1 | cs | TRUE
213 | LV_4280-23_0_8_line_213 |  | 212 | 214 | 0.012488 | 0.125 | 0.08 | 261 | 0 | 0.364 | 1 | 1 | cs | TRUE

## trafo
| name | std_type | hv_bus | lv_bus | sn_mva | vn_hv_kv | vn_lv_kv | vk_percent | vkr_percent | pfe_kw | i0_percent | shift_degree | tap_side | tap_neutral | tap_min | tap_max | tap_step_percent | tap_step_degree | tap_pos | tap_phase_shifter | parallel | df | in_service
0 | LV_4280-23_0_8_trafo_160 | 0.63 MVA 20/0.4 kV | 215 | 121 | 0.63 | 20 | 0.4 | 6 | 1.206 | 1.65 | 0.2619 | 150 | hv | 0 | -2 | 2 | 2.5 | 0 | 0 | FALSE | 1 | 1 | TRUE

## line_geodata
| x0 | y0 | x1 | y1 | x2 | y2 | x3 | y3 | x4 | y4 | x5 | y5 | x6 | y6 | x7 | y7 | x8 | y8 | x9 | y9 | x10 | y10
0 | 2638247.5279 | 1239215.0612 | 2638247.963 | 1239213.2824
1 | 2638244.4019 | 1239229.4261 | 2638246.3852 | 1239219.7327 | 2638247.5279 | 1239215.0612
2 | 2638244.4019 | 1239229.4261 | 2638263.1586 | 1239232.8268 | 2638266.5955 | 1239232.3041
3 | 2638244.4019 | 1239229.4261 | 2638238.4375 | 1239229.2199
4 | 2638266.5955 | 1239232.3041 | 2638274.1165 | 1239238.8007
5 | 2638216.7356 | 1239257.8329 | 2638220.0052 | 1239256.2752 | 2638221.5876 | 1239252.483 | 2638221.821 | 1239243.2341 | 2638224.5451 | 1239233.601 | 2638231.3588 | 1239228.9753 | 2638238.4375 | 1239229.2199
6 | 2638275.9065 | 1239240.347 | 2638274.1165 | 1239238.8007
7 | 2638216.7356 | 1239257.8329 | 2638218.1021 | 1239269.9606
8 | 2638216.7356 | 1239257.8329 | 2638215.5323 | 1239253.8139
9 | 2638275.9065 | 1239240.347 | 2638290.2213 | 1239256.7221
10 | 2638275.9065 | 1239240.347 | 2638285.4518 | 1239238.9835
11 | 2638218.1021 | 1239269.9606 | 2638213.3633 | 1239295.3204
12 | 2638218.1021 | 1239269.9606 | 2638226.5107 | 1239272.5163 | 2638234.8638 | 1239276.6282 | 2638235.1284 | 1239276.923
13 | 2638209.1912 | 1239232.6351 | 2638215.5323 | 1239253.8139
14 | 2638293.2207 | 1239260.1533 | 2638290.2213 | 1239256.7221
15 | 2638303.8366 | 1239272.2973 | 2638293.2207 | 1239260.1533
16 | 2638305.1982 | 1239273.8549 | 2638303.8366 | 1239272.2973
17 | 2638209.1912 | 1239232.6351 | 2638207.1201 | 1239221.0751
18 | 2638209.1912 | 1239232.6351 | 2638185.4195 | 1239228.1795 | 2638184.3922 | 1239227.9838
19 | 2638184.3922 | 1239227.9838 | 2638179.7294 | 1239239.1944
20 | 2638070.9119 | 1239383.6441 | 2638060.9667 | 1239406.0516
21 | 2638053.7388 | 1239422.3366 | 2638060.9667 | 1239406.0516
22 | 2638070.9119 | 1239383.6441 | 2638080.8508 | 1239361.237
23 | 2638035.9508 | 1239369.2889 | 2638070.9119 | 1239383.6441
24 | 2638053.7388 | 1239422.3366 | 2638049.0042 | 1239433.0242
25 | 2638035.9508 | 1239369.2889 | 2638039.9854 | 1239359.4909
26 | 2638049.0042 | 1239433.0242 | 2638054.938 | 1239435.6782
27 | 2638049.2794 | 1239336.9202 | 2638039.9854 | 1239359.4909
28 | 2638054.938 | 1239435.6782 | 2638083.2746 | 1239448.3523
29 | 2638063.5715 | 1239334.7993 | 2638069.5629 | 1239321.1653
30 | 2638063.5715 | 1239334.7993 | 2638059.1798 | 1239337.9843 | 2638053.8726 | 1239338.8731 | 2638049.2794 | 1239336.9202
31 | 2638083.2746 | 1239448.3523 | 2638094.1973 | 1239453.2377 | 2638116.9614 | 1239463.7347 | 2638117.3681 | 1239463.9224
32 | 2638130.9333 | 1239469.5146 | 2638125.7835 | 1239467.805 | 2638117.3681 | 1239463.9224
33 | 2638162.2027 | 1239475.8569 | 2638154.2443 | 1239475.6037 | 2638139.82 | 1239472.4647 | 2638130.9333 | 1239469.5146
34 | 2638162.2027 | 1239475.8569 | 2638163.1518 | 1239475.8871
35 | 2638182.5261 | 1239475.9411 | 2638170.8861 | 1239476.1331 | 2638163.1518 | 1239475.8871
36 | 2638167.9391 | 1239286.826 | 2638158.1462 | 1239284.9294 | 2638122.7132 | 1239278.0643 | 2638115.5173 | 1239272.737 | 2638113.6334 | 1239266.9657 | 2638112.6374 | 1239262.2638
37 | 2638167.9391 | 1239286.826 | 2638170.6061 | 1239287.3425
38 | 2638186.4126 | 1239290.4038 | 2638170.6061 | 1239287.3425
39 | 2638186.4126 | 1239290.4038 | 2638200.8295 | 1239293.1959
40 | 2638213.3087 | 1239295.6128 | 2638200.8295 | 1239293.1959
41 | 2638213.3087 | 1239295.6128 | 2638210.8149 | 1239308.983
42 | 2638213.3087 | 1239295.6128 | 2638213.3633 | 1239295.3204
43 | 2638185.9789 | 1239737.89 | 2638184.4512 | 1239741.1673 | 2638184.8695 | 1239749.8164
44 | 2638185.9789 | 1239737.89 | 2638196.8307 | 1239714.6103
45 | 2638184.8695 | 1239749.8164 | 2638185.1854 | 1239756.3483 | 2638186.5179 | 1239768.2093
46 | 2638211.2081 | 1239688.8989 | 2638198.3149 | 1239711.4262 | 2638196.8307 | 1239714.6103
47 | 2638187.7107 | 1239778.8271 | 2638186.5179 | 1239768.2093
48 | 2638211.2081 | 1239688.8989 | 2638214.4756 | 1239683.1899 | 2638221.4433 | 1239669.8261 | 2638222.0193 | 1239660.4331
49 | 2638197.1225 | 1239874.5117 | 2638195.4782 | 1239859.7361 | 2638194.4454 | 1239831.0111 | 2638189.799 | 1239797.4153 | 2638187.7107 | 1239778.8271
50 | 2638187.7107 | 1239778.8271 | 2638240.4847 | 1239781.1528
51 | 2638222.0193 | 1239660.4331 | 2638222.4656 | 1239653.1554 | 2638219.6457 | 1239634.2252 | 2638216.6441 | 1239621.5767
52 | 2638197.1225 | 1239874.5117 | 2638193.3945 | 1239876.8447 | 2638188.5427 | 1239881.0829 | 2638183.3181 | 1239886.6444
53 | 2638212.3938 | 1239612.9983 | 2638216.0968 | 1239619.2706 | 2638216.6441 | 1239621.5767
54 | 2638212.3938 | 1239612.9983 | 2638214.5456 | 1239607.6643 | 2638215.4007 | 1239601.6993 | 2638216.0725 | 1239596.0222 | 2638216.0308 | 1239589.5734
55 | 2638212.3938 | 1239612.9983 | 2638211.4602 | 1239614.3359
56 | 2638216.0308 | 1239589.5734 | 2638230.9177 | 1239586.0452
57 | 2638216.0308 | 1239589.5734 | 2638212.8429 | 1239578.1921
58 | 2638187.2316 | 1239648.626 | 2638204.1199 | 1239624.8527 | 2638211.4602 | 1239614.3359
59 | 2638578.4601 | 1239803.7516 | 2638555.0367 | 1239807.2158
60 | 2638555.0367 | 1239807.2158 | 2638443.8793 | 1239760.0961
61 | 2638578.4601 | 1239803.7516 | 2638595.4437 | 1239801.2422
62 | 2638569.8555 | 1239754.6643 | 2638578.4601 | 1239803.7516
63 | 2638443.8793 | 1239760.0961 | 2638437.4722 | 1239772.9249
64 | 2638595.4437 | 1239801.2422 | 2638627.985 | 1239796.4342
65 | 2638705.53 | 1239663.1368 | 2638760.4048 | 1239763.2872
66 | 2638692.3957 | 1239646.0128 | 2638696.3313 | 1239649.3635 | 2638704.899 | 1239662.2053 | 2638705.53 | 1239663.1368
67 | 2638794.8968 | 1239738.8522 | 2638779.7143 | 1239747.7477 | 2638760.4048 | 1239763.2872
68 | 2638751.693 | 1239769.1119 | 2638760.4048 | 1239763.2872
69 | 2638760.4048 | 1239763.2872 | 2638763.2727 | 1239774.5909 | 2638764.7935 | 1239778.9861
70 | 2638692.3957 | 1239646.0128 | 2638684.0754 | 1239638.9289
71 | 2638627.985 | 1239796.4342 | 2638636.4116 | 1239795.1892 | 2638667.8892 | 1239787.3965
72 | 2638667.8892 | 1239787.3965 | 2638697.8919 | 1239779.969
73 | 2638667.0228 | 1239624.2329 | 2638670.2475 | 1239627.0189
74 | 2638670.2475 | 1239627.0189 | 2638681.1321 | 1239636.423 | 2638682.9745 | 1239637.9917
75 | 2638667.0228 | 1239624.2329 | 2638662.5124 | 1239620.336 | 2638646.0265 | 1239608.6992 | 2638642.1155 | 1239606.2301
76 | 2638682.9745 | 1239637.9917 | 2638684.0754 | 1239638.9289
77 | 2638316.3451 | 1239286.6061 | 2638305.1982 | 1239273.8549
78 | 2638316.4013 | 1239286.6704 | 2638316.3451 | 1239286.6061
79 | 2638329.9977 | 1239302.2239 | 2638316.4013 | 1239286.6704
80 | 2638187.6396 | 1239420.3969 | 2638190.0957 | 1239407.7259
81 | 2638187.1472 | 1239422.937 | 2638187.6396 | 1239420.3969
82 | 2638193.4753 | 1239390.2901 | 2638190.0957 | 1239407.7259
83 | 2638187.1472 | 1239422.937 | 2638202.9735 | 1239425.7967
84 | 2638193.4753 | 1239390.2901 | 2638194.3884 | 1239386.0956
85 | 2638193.4753 | 1239390.2901 | 2638180.3814 | 1239387.9049
86 | 2638202.9735 | 1239425.7967 | 2638214.3955 | 1239427.8607
87 | 2638194.3884 | 1239386.0956 | 2638196.0442 | 1239378.4894
88 | 2638180.3814 | 1239387.9049 | 2638173.926 | 1239386.729 | 2638162.1007 | 1239382.7727 | 2638162.1007 | 1239382.7727
89 | 2638223.5067 | 1239429.507 | 2638214.3955 | 1239427.8607
90 | 2638182.5261 | 1239475.9411 | 2638183.6223 | 1239481.8853 | 2638185.1321 | 1239487.0094
91 | 2638185.1321 | 1239487.0094 | 2638198.2551 | 1239485.5491
92 | 2638185.1321 | 1239487.0094 | 2638188.2699 | 1239497.6919 | 2638191.336 | 1239507.6184
93 | 2638200.364 | 1239358.6698 | 2638197.3328 | 1239372.5703 | 2638196.0442 | 1239378.4894
94 | 2638154.4978 | 1239373.9446 | 2638159.1038 | 1239376.027 | 2638162.1007 | 1239382.7727
95 | 2638223.5067 | 1239429.507 | 2638233.9484 | 1239431.3938
96 | 2638209.6595 | 1239484.2801 | 2638198.2551 | 1239485.5491
97 | 2638191.336 | 1239507.6184 | 2638194.2262 | 1239516.9758 | 2638204.3349 | 1239548.4128
98 | 2638572.7641 | 1239564.2966 | 2638603.338 | 1239581.749 | 2638642.1155 | 1239606.2301
99 | 2638553.7678 | 1239553.5252 | 2638556.3301 | 1239554.9156 | 2638572.7641 | 1239564.2966
100 | 2638553.7678 | 1239553.5252 | 2638566.4391 | 1239432.9255
101 | 2638566.4391 | 1239432.9255 | 2638565.923 | 1239429.709 | 2638557.7344 | 1239421.0933
102 | 2638439.7136 | 1239467.3471 | 2638557.7344 | 1239421.0933
103 | 2638207.5891 | 1239559.4352 | 2638212.8429 | 1239578.1921
104 | 2638207.5891 | 1239559.4352 | 2638205.6293 | 1239552.4384 | 2638204.5918 | 1239549.212
105 | 2638204.3349 | 1239548.4128 | 2638204.5918 | 1239549.212
106 | 2638261.5574 | 1239612.9145 | 2638255.5821 | 1239580.1996 | 2638230.9177 | 1239586.0452
107 | 2638261.5574 | 1239612.9145 | 2638263.8353 | 1239625.4025
108 | 2638261.5574 | 1239612.9145 | 2638271.1151 | 1239611.9781
109 | 2638187.2316 | 1239648.626 | 2638171.1713 | 1239649.4678 | 2638168.6999 | 1239655.1222 | 2638164.3838 | 1239667.071
110 | 2638149.7812 | 1239690.0898 | 2638162.0477 | 1239673.5357 | 2638163.3027 | 1239670.0638 | 2638164.3838 | 1239667.071
111 | 2638149.7812 | 1239690.0898 | 2638154.8078 | 1239693.9912
112 | 2638149.7812 | 1239690.0898 | 2638139.8538 | 1239682.3839
113 | 2638154.8078 | 1239693.9912 | 2638148.1482 | 1239698.2623 | 2638141.8193 | 1239702.7979
114 | 2638142.437 | 1239634.9297 | 2638127.8806 | 1239665.389 | 2638132.5796 | 1239676.7375 | 2638139.8538 | 1239682.3839
115 | 2638123.0139 | 1239718.4982 | 2638128.8969 | 1239712.0587 | 2638141.8193 | 1239702.7979
116 | 2638123.0139 | 1239718.4982 | 2638120.5913 | 1239721.1501
117 | 2638433.3944 | 1239458.8797 | 2638439.7136 | 1239467.3471
118 | 2638416.6612 | 1239436.4579 | 2638433.3944 | 1239458.8797
119 | 2638416.6612 | 1239436.4579 | 2638409.7085 | 1239431.0317 | 2638400.5605 | 1239427.0923
120 | 2638400.5605 | 1239427.0923 | 2638395.461 | 1239433.2966 | 2638390.2397 | 1239436.1416
121 | 2638364.6958 | 1239409.9498 | 2638371.9933 | 1239414.6999 | 2638400.5605 | 1239427.0923
122 | 2638390.2397 | 1239436.1416 | 2638354.0027 | 1239455.8861
123 | 2638364.6958 | 1239409.9498 | 2638358.4384 | 1239405.8804
124 | 2638364.6958 | 1239409.9498 | 2638398.178 | 1239360.4455 | 2638407.2569 | 1239347.0067 | 2638411.7228 | 1239340.4051
125 | 2638411.7228 | 1239340.4051 | 2638418.8268 | 1239329.9038
126 | 2638420.7792 | 1239327.0177 | 2638418.8268 | 1239329.9038
127 | 2638358.4384 | 1239405.8804 | 2638354.318 | 1239403.2007 | 2638341.7213 | 1239389.9917
128 | 2638332.3835 | 1239380.2001 | 2638341.7213 | 1239389.9917
129 | 2638332.3835 | 1239380.2001 | 2638320.4692 | 1239395.9648
130 | 2638332.3835 | 1239380.2001 | 2638312.2898 | 1239359.6215
131 | 2638354.0027 | 1239455.8861 | 2638325.9885 | 1239471.1502 | 2638324.0049 | 1239471.7553
132 | 2638209.6595 | 1239484.2801 | 2638227.9745 | 1239482.2421
133 | 2638260.5202 | 1239479.3201 | 2638235.005 | 1239481.4598 | 2638227.9745 | 1239482.2421
134 | 2638083.8997 | 1239797.5 | 2638100.2425 | 1239773.2426
135 | 2638075.8205 | 1239809.4918 | 2638075.8205 | 1239809.4918 | 2638083.8997 | 1239797.5
136 | 2638104.6211 | 1239766.7436 | 2638100.2425 | 1239773.2426
137 | 2638075.8205 | 1239809.4918 | 2638070.1426 | 1239821.8746
138 | 2638104.6211 | 1239766.7436 | 2638104.871 | 1239766.3727 | 2638107.4394 | 1239755.934
139 | 2638068.6451 | 1239825.1402 | 2638070.1426 | 1239821.8746
140 | 2638111.6091 | 1239730.9821 | 2638109.9103 | 1239745.8919 | 2638107.4394 | 1239755.934
141 | 2638062.706 | 1239838.0927 | 2638068.6451 | 1239825.1402
142 | 2638111.6091 | 1239730.9821 | 2638120.5913 | 1239721.1501
143 | 2638059.3726 | 1239756.4192 | 2638062.4221 | 1239756.1163 | 2638072.5496 | 1239757.0262 | 2638086.1219 | 1239753.7778 | 2638096.2288 | 1239747.294 | 2638111.6091 | 1239730.9821
144 | 2638062.706 | 1239838.0927 | 2638040.9525 | 1239848.9841
145 | 2638260.8068 | 1239400.8987 | 2638266.0968 | 1239382.5078
146 | 2638260.8068 | 1239400.8987 | 2638257.9664 | 1239410.7735 | 2638256.4215 | 1239412.2756 | 2638254.6159 | 1239420.962
147 | 2638266.5908 | 1239381.3202 | 2638266.0968 | 1239382.5078 | 2638266.0968 | 1239382.5078
148 | 2638251.7779 | 1239434.6156 | 2638254.6159 | 1239420.962
149 | 2638283.3695 | 1239354.3008 | 2638271.474 | 1239369.5786 | 2638266.5908 | 1239381.3202
150 | 2638251.9996 | 1239434.6545 | 2638251.7779 | 1239434.6156
151 | 2638251.7779 | 1239434.6156 | 2638233.9484 | 1239431.3938
152 | 2638296.4184 | 1239343.367 | 2638283.3779 | 1239354.29 | 2638283.3695 | 1239354.3008
153 | 2638260.9108 | 1239436.2198 | 2638251.9996 | 1239434.6545
154 | 2638296.4184 | 1239343.367 | 2638312.2898 | 1239359.6215
155 | 2638296.4184 | 1239343.367 | 2638292.5707 | 1239339.4271
156 | 2638320.082 | 1239472.9519 | 2638324.0049 | 1239471.7553
157 | 2638306.5462 | 1239475.3101 | 2638315.1376 | 1239474.4602 | 2638320.082 | 1239472.9519
158 | 2638306.5462 | 1239475.3101 | 2638301.6164 | 1239475.7977
159 | 2638301.6164 | 1239475.7977 | 2638296.5672 | 1239476.2972 | 2638288.3173 | 1239476.989
160 | 2638026.7691 | 1239856.0853 | 2638040.9525 | 1239848.9841
161 | 2638026.7691 | 1239856.0853 | 2637932.2918 | 1239845.7494
162 | 2637916.0445 | 1239870.1137 | 2637929.285 | 1239849.2136 | 2637932.2918 | 1239845.7494
163 | 2637901.2803 | 1239893.4188 | 2637916.0445 | 1239870.1137
164 | 2637878.739 | 1239919.3361 | 2637884.5703 | 1239914.4368 | 2637891.8533 | 1239906.0223 | 2637901.2803 | 1239893.4188
165 | 2637901.2803 | 1239893.4188 | 2637894.7532 | 1239888.852 | 2637888.6903 | 1239880.8796
166 | 2637878.739 | 1239919.3361 | 2637859.3823 | 1239935.1911
167 | 2637887.2975 | 1239879.0482 | 2637888.6903 | 1239880.8796
168 | 2637815.826 | 1239817.7014 | 2637815.4587 | 1239817.4347
169 | 2637818.7457 | 1239819.8211 | 2637815.826 | 1239817.7014
170 | 2637835.5181 | 1239831.9981 | 2637818.7457 | 1239819.8211
171 | 2637835.5181 | 1239831.9981 | 2637836.0685 | 1239832.3976 | 2637871.2433 | 1239857.938 | 2637887.2975 | 1239879.0482
172 | 2638292.5707 | 1239339.4271 | 2638275.9525 | 1239322.4107 | 2638275.1734 | 1239321.5426
173 | 2638154.4978 | 1239373.9446 | 2638147.1754 | 1239370.6342
174 | 2638141.3324 | 1239367.9927 | 2638147.1754 | 1239370.6342
175 | 2638136.8509 | 1239365.9666 | 2638141.3324 | 1239367.9927
176 | 2638200.364 | 1239358.6698 | 2638189.7947 | 1239356.2718
177 | 2638200.364 | 1239358.6698 | 2638201.8957 | 1239351.5699
178 | 2638308.2858 | 1239418.8216 | 2638311.0105 | 1239408.4803 | 2638320.4692 | 1239395.9648
179 | 2638304.9481 | 1239431.4893 | 2638308.2858 | 1239418.8216
180 | 2638059.3726 | 1239756.4192 | 2638066.8416 | 1239746.3779
181 | 2638059.3726 | 1239756.4192 | 2638054.9384 | 1239756.8467 | 2638049.2349 | 1239761.8244 | 2638044.665 | 1239766.9095 | 2638036.3723 | 1239775.1749
182 | 2638265.4031 | 1239310.6562 | 2638261.0344 | 1239305.7884
183 | 2638265.4031 | 1239310.6562 | 2638275.1734 | 1239321.5426
184 | 2638207.164 | 1239327.1486 | 2638208.5411 | 1239320.7648 | 2638209.1102 | 1239318.1224 | 2638210.8149 | 1239308.983
185 | 2638284.6618 | 1239477.2956 | 2638288.3173 | 1239476.989
186 | 2638284.6618 | 1239477.2956 | 2638264.5197 | 1239478.9847
187 | 2638260.5202 | 1239479.3201 | 2638264.5197 | 1239478.9847
188 | 2638271.1151 | 1239611.9781 | 2638292.3406 | 1239609.8984
189 | 2638294.0049 | 1239609.7353 | 2638292.3406 | 1239609.8984
190 | 2638307.1269 | 1239608.4496 | 2638294.0049 | 1239609.7353
191 | 2638266.1842 | 1239638.2795 | 2638263.8353 | 1239625.4025
192 | 2638266.7289 | 1239641.2659 | 2638266.1842 | 1239638.2795
193 | 2638769.4049 | 1239790.3771 | 2638773.9556 | 1239800.4549 | 2638779.0404 | 1239812.7404 | 2638783.3288 | 1239824.6054
194 | 2638764.7935 | 1239778.9861 | 2638766.5385 | 1239784.0294 | 2638769.4049 | 1239790.3771
195 | 2638794.8968 | 1239738.8522 | 2638815.16 | 1239733.6145 | 2638828.6654 | 1239731.4235 | 2638836.5082 | 1239731.308 | 2638845.031 | 1239732.4422 | 2638847.6684 | 1239733.1299
196 | 2638751.693 | 1239769.1119 | 2638738.2341 | 1239769.9914 | 2638697.9383 | 1239779.9575 | 2638697.8919 | 1239779.969
197 | 2638847.6684 | 1239733.1299 | 2638864.3495 | 1239737.4792
198 | 2638207.164 | 1239327.1486 | 2638201.8957 | 1239351.5699
199 | 2638169.0416 | 1239350.2212 | 2638174.794 | 1239352.8685 | 2638189.7947 | 1239356.2718
200 | 2638157.5734 | 1239344.9433 | 2638169.0416 | 1239350.2212
201 | 2638864.3495 | 1239737.4792 | 2638864.5166 | 1239737.5228
202 | 2638164.2446 | 1239922.4644 | 2638166.2224 | 1239914.7611 | 2638169.3085 | 1239907.5875 | 2638173.6243 | 1239899.6768 | 2638181.0884 | 1239889.0179 | 2638183.3181 | 1239886.6444
203 | 2638164.2446 | 1239922.4644 | 2638157.9274 | 1239959.4142 | 2638153.6611 | 1239986.5165
204 | 2638153.5671 | 1239987.1137 | 2638153.6611 | 1239986.5165
205 | 2638139.3051 | 1240057.7343 | 2638142.7279 | 1240045.3716 | 2638145.6843 | 1240032.4712 | 2638145.6843 | 1240032.4712
206 | 2638121.6554 | 1240114.5251 | 2638138.5089 | 1240060.6098 | 2638139.3051 | 1240057.7343
207 | 2638145.6843 | 1240032.4712 | 2638146.7309 | 1240026.6308
208 | 2638121.6554 | 1240114.5251 | 2638113.7085 | 1240142.7366 | 2638111.9547 | 1240152.0869 | 2638111.2226 | 1240158.931 | 2638110.9967 | 1240167.0347
209 | 2638168.8224 | 1240092.6693 | 2638165.7818 | 1240096.3077 | 2638162.3911 | 1240099.1433 | 2638158.2241 | 1240101.5625 | 2638132.3465 | 1240112.3589 | 2638128.2037 | 1240113.3774 | 2638121.6554 | 1240114.5251
210 | 2638148.8283 | 1240014.9267 | 2638146.7309 | 1240026.6308
211 | 2638110.9967 | 1240167.0347 | 2638142.0846 | 1240166.7562 | 2638149.4184 | 1240165.736 | 2638158.043 | 1240163.8901 | 2638165.8948 | 1240161.1054 | 2638172.1703 | 1240158.8665 | 2638186.7238 | 1240154.5795 | 2638191.8193 | 1240153.5783 | 2638196.5936 | 1240153.1309 | 2638203.1337 | 1240153.2508 | 2638205.3643 | 1240153.6293
212 | 2638148.8283 | 1240014.9267 | 2638151.794 | 1239998.3775 | 2638153.5671 | 1239987.1137
213 | 2638205.3643 | 1240153.6293 | 2638207.2201 | 1240153.9442 | 2638210.7794 | 1240155.468 | 2638213.7228 | 1240157.5327 | 2638215.3258 | 1240160.231

## bus_geodata
| x | y | coords
0 | 2638247.5279 | 1239215.0612
1 | 2638247.963 | 1239213.2824
2 | 2638244.4019 | 1239229.4261
3 | 2638266.5955 | 1239232.3041
4 | 2638238.4375 | 1239229.2199
5 | 2638274.1165 | 1239238.8007
6 | 2638216.7356 | 1239257.833
7 | 2638275.9065 | 1239240.347
8 | 2638218.1021 | 1239269.9606
9 | 2638215.5323 | 1239253.8139
10 | 2638285.4518 | 1239238.9835
11 | 2638290.2213 | 1239256.7221
12 | 2638293.2207 | 1239260.1533
13 | 2638303.8366 | 1239272.2973
14 | 2638207.1201 | 1239221.0751
15 | 2638209.1912 | 1239232.6351
16 | 2638184.3922 | 1239227.9838
17 | 2638179.7294 | 1239239.1944
18 | 2638060.9667 | 1239406.0516
19 | 2638070.9119 | 1239383.6441
20 | 2638053.7388 | 1239422.3366
21 | 2638080.8508 | 1239361.237
22 | 2638035.9508 | 1239369.2889
23 | 2638049.0042 | 1239433.0242
24 | 2638039.9854 | 1239359.4909
25 | 2638054.938 | 1239435.6782
26 | 2638063.5715 | 1239334.7993
27 | 2638069.5629 | 1239321.1653
28 | 2638049.2794 | 1239336.9202
29 | 2638083.2746 | 1239448.3523
30 | 2638117.3681 | 1239463.9224
31 | 2638130.9333 | 1239469.5146
32 | 2638162.2027 | 1239475.8569
33 | 2638163.1517 | 1239475.8871
34 | 2638167.939 | 1239286.826
35 | 2638112.6374 | 1239262.2638
36 | 2638170.6061 | 1239287.3425
37 | 2638186.4126 | 1239290.4038
38 | 2638200.8295 | 1239293.1959
39 | 2638213.3087 | 1239295.6128
40 | 2638185.9789 | 1239737.89
41 | 2638184.8695 | 1239749.8164
42 | 2638196.8307 | 1239714.6103
43 | 2638186.5179 | 1239768.2093
44 | 2638211.2081 | 1239688.8989
45 | 2638187.7107 | 1239778.8271
46 | 2638222.0193 | 1239660.4331
47 | 2638197.1225 | 1239874.5117
48 | 2638240.4847 | 1239781.1528
49 | 2638216.6441 | 1239621.5767
50 | 2638212.3938 | 1239612.9983
51 | 2638216.0308 | 1239589.5734
52 | 2638211.4602 | 1239614.336
53 | 2638555.0367 | 1239807.2158
54 | 2638578.4601 | 1239803.7516
55 | 2638443.8793 | 1239760.0961
56 | 2638595.4437 | 1239801.2422
57 | 2638569.8555 | 1239754.6643
58 | 2638437.4722 | 1239772.9249
59 | 2638705.53 | 1239663.1368
60 | 2638760.4048 | 1239763.2872
61 | 2638692.3957 | 1239646.0128
62 | 2638627.985 | 1239796.4342
63 | 2638667.8892 | 1239787.3965
64 | 2638670.2475 | 1239627.0189
65 | 2638667.0228 | 1239624.2329
66 | 2638682.9745 | 1239637.9917
67 | 2638305.1982 | 1239273.8549
68 | 2638316.3451 | 1239286.6061
69 | 2638316.4013 | 1239286.6704
70 | 2638329.9977 | 1239302.2239
71 | 2638213.3633 | 1239295.3204
72 | 2638235.1284 | 1239276.923
73 | 2638187.6396 | 1239420.3969
74 | 2638190.0957 | 1239407.7259
75 | 2638187.1472 | 1239422.937
76 | 2638193.4753 | 1239390.2901
77 | 2638202.9735 | 1239425.7967
78 | 2638194.3884 | 1239386.0956
79 | 2638180.3814 | 1239387.9049
80 | 2638214.3955 | 1239427.8607
81 | 2638182.5261 | 1239475.9411
82 | 2638185.1321 | 1239487.0094
83 | 2638196.0442 | 1239378.4894
84 | 2638162.1007 | 1239382.7727
85 | 2638223.5067 | 1239429.507
86 | 2638198.2551 | 1239485.5491
87 | 2638191.336 | 1239507.6184
88 | 2638572.7641 | 1239564.2966
89 | 2638642.1155 | 1239606.2301
90 | 2638553.7678 | 1239553.5252
91 | 2638566.4391 | 1239432.9255
92 | 2638557.7344 | 1239421.0933
93 | 2638207.5891 | 1239559.4352
94 | 2638212.8429 | 1239578.1921
95 | 2638204.5918 | 1239549.212
96 | 2638204.3349 | 1239548.4128
97 | 2638230.9177 | 1239586.0452
98 | 2638261.5574 | 1239612.9145
99 | 2638164.3838 | 1239667.071
100 | 2638187.2316 | 1239648.626
101 | 2638149.7812 | 1239690.0898
102 | 2638154.8078 | 1239693.9912
103 | 2638139.8538 | 1239682.3839
104 | 2638141.8193 | 1239702.7979
105 | 2638142.437 | 1239634.9297
106 | 2638123.0139 | 1239718.4982
107 | 2638439.7136 | 1239467.3471
108 | 2638433.3944 | 1239458.8797
109 | 2638416.6612 | 1239436.4579
110 | 2638400.5605 | 1239427.0923
111 | 2638390.2397 | 1239436.1416
112 | 2638364.6958 | 1239409.9498
113 | 2638411.7228 | 1239340.4051
114 | 2638418.8268 | 1239329.9038
115 | 2638420.7792 | 1239327.0177
116 | 2638358.4384 | 1239405.8804
117 | 2638341.7213 | 1239389.9917
118 | 2638332.3835 | 1239380.2001
119 | 2638354.0027 | 1239455.8861
120 | 2638209.6595 | 1239484.2801
121 | 2638227.9745 | 1239482.2421
122 | 2638083.8997 | 1239797.5
123 | 2638100.2425 | 1239773.2426
124 | 2638075.8205 | 1239809.4918
125 | 2638104.6211 | 1239766.7436
126 | 2638070.1426 | 1239821.8746
127 | 2638107.4394 | 1239755.934
128 | 2638068.6451 | 1239825.1402
129 | 2638111.6091 | 1239730.9821
130 | 2638062.706 | 1239838.0927
131 | 2638260.8068 | 1239400.8987
132 | 2638266.0968 | 1239382.5078
133 | 2638254.6159 | 1239420.962
134 | 2638266.5908 | 1239381.3202
135 | 2638251.7779 | 1239434.6156
136 | 2638283.3695 | 1239354.3008
137 | 2638251.9996 | 1239434.6545
138 | 2638233.9484 | 1239431.3938
139 | 2638296.4184 | 1239343.367
140 | 2638260.9108 | 1239436.2198
141 | 2638324.0049 | 1239471.7553
142 | 2638320.082 | 1239472.9519
143 | 2638306.5462 | 1239475.3101
144 | 2638301.6164 | 1239475.7977
145 | 2638040.9525 | 1239848.9841
146 | 2638026.7691 | 1239856.0853
147 | 2637932.2918 | 1239845.7494
148 | 2637916.0445 | 1239870.1137
149 | 2637901.2803 | 1239893.4188
150 | 2637878.739 | 1239919.3361
151 | 2637888.6903 | 1239880.8796
152 | 2637815.4587 | 1239817.4347
153 | 2637815.826 | 1239817.7014
154 | 2637818.7457 | 1239819.8211
155 | 2637835.5181 | 1239831.9981
156 | 2637887.2975 | 1239879.0482
157 | 2637859.3823 | 1239935.1911
158 | 2638312.2898 | 1239359.6215
159 | 2638292.5707 | 1239339.4271
160 | 2638154.4978 | 1239373.9446
161 | 2638147.1754 | 1239370.6342
162 | 2638141.3324 | 1239367.9927
163 | 2638200.364 | 1239358.6698
164 | 2638320.4692 | 1239395.9648
165 | 2638308.2858 | 1239418.8216
166 | 2638304.9481 | 1239431.4893
167 | 2638120.5913 | 1239721.1501
168 | 2638059.3726 | 1239756.4192
169 | 2638261.0344 | 1239305.7884
170 | 2638265.4031 | 1239310.6562
171 | 2638275.1734 | 1239321.5426
172 | 2638210.8149 | 1239308.983
173 | 2638288.3173 | 1239476.989
174 | 2638284.6618 | 1239477.2956
175 | 2638264.5197 | 1239478.9847
176 | 2638260.5202 | 1239479.3201
177 | 2638292.3406 | 1239609.8984
178 | 2638271.1151 | 1239611.9781
179 | 2638294.0049 | 1239609.7353
180 | 2638307.1269 | 1239608.4496
181 | 2638263.8353 | 1239625.4025
182 | 2638266.1842 | 1239638.2795
183 | 2638136.8509 | 1239365.9666
184 | 2638769.4049 | 1239790.3771
185 | 2638783.3288 | 1239824.6054
186 | 2638764.7935 | 1239778.9861
187 | 2638794.8968 | 1239738.8522
188 | 2638751.693 | 1239769.1119
189 | 2638847.6684 | 1239733.1299
190 | 2638697.8919 | 1239779.969
191 | 2638684.0754 | 1239638.9289
192 | 2638266.7289 | 1239641.2659
193 | 2638207.164 | 1239327.1486
194 | 2638201.8957 | 1239351.5699
195 | 2638189.7947 | 1239356.2718
196 | 2638036.3724 | 1239775.1749
197 | 2638066.8416 | 1239746.3779
198 | 2638157.5734 | 1239344.9433
199 | 2638169.0416 | 1239350.2212
200 | 2638864.3495 | 1239737.4792
201 | 2638864.5166 | 1239737.5228
202 | 2638183.3181 | 1239886.6444
203 | 2638164.2446 | 1239922.4644
204 | 2638153.6611 | 1239986.5165
205 | 2638139.3051 | 1240057.7343
206 | 2638145.6843 | 1240032.4712
207 | 2638121.6554 | 1240114.5251
208 | 2638146.7309 | 1240026.6308
209 | 2638110.9967 | 1240167.0347
210 | 2638168.8224 | 1240092.6693
211 | 2638148.8283 | 1240014.9267
212 | 2638205.3643 | 1240153.6293
213 | 2638153.5671 | 1239987.1137
214 | 2638215.3258 | 1240160.231
215 | 2638185.1321 | 1239487.0094

## line_std_types
| c_nf_per_km | r_ohm_per_km | x_ohm_per_km | max_i_ka | type | q_mm2 | alpha | voltage_rating
NAYY 4x50 SE | 210 | 0.642 | 0.083 | 0.142 | cs | 50 | 0.00403 | LV
NAYY 4x120 SE | 264 | 0.225 | 0.08 | 0.242 | cs | 120 | 0.00403 | LV
NAYY 4x150 SE | 261 | 0.208 | 0.08 | 0.27 | cs | 150 | 0.00403 | LV
NA2XS2Y 1x95 RM/25 12/20 kV | 216 | 0.313 | 0.132 | 0.252 | cs | 95 | 0.00403 | MV
NA2XS2Y 1x185 RM/25 12/20 kV | 273 | 0.161 | 0.117 | 0.362 | cs | 185 | 0.00403 | MV
NA2XS2Y 1x240 RM/25 12/20 kV | 304 | 0.122 | 0.112 | 0.421 | cs | 240 | 0.00403 | MV
NA2XS2Y 1x95 RM/25 6/10 kV | 315 | 0.313 | 0.123 | 0.249 | cs | 95 | 0.00403 | MV
NA2XS2Y 1x185 RM/25 6/10 kV | 406 | 0.161 | 0.11 | 0.358 | cs | 185 | 0.00403 | MV
NA2XS2Y 1x240 RM/25 6/10 kV | 456 | 0.122 | 0.105 | 0.416 | cs | 240 | 0.00403 | MV
NA2XS2Y 1x150 RM/25 12/20 kV | 250 | 0.206 | 0.116 | 0.319 | cs | 150 | 0.00403 | MV
NA2XS2Y 1x120 RM/25 12/20 kV | 230 | 0.253 | 0.119 | 0.283 | cs | 120 | 0.00403 | MV
NA2XS2Y 1x70 RM/25 12/20 kV | 190 | 0.443 | 0.132 | 0.22 | cs | 70 | 0.00403 | MV
NA2XS2Y 1x150 RM/25 6/10 kV | 360 | 0.206 | 0.11 | 0.315 | cs | 150 | 0.00403 | MV
NA2XS2Y 1x120 RM/25 6/10 kV | 340 | 0.253 | 0.113 | 0.28 | cs | 120 | 0.00403 | MV
NA2XS2Y 1x70 RM/25 6/10 kV | 280 | 0.443 | 0.123 | 0.217 | cs | 70 | 0.00403 | MV
N2XS(FL)2Y 1x120 RM/35 64/110 kV | 112 | 0.153 | 0.166 | 0.366 | cs | 120 | 0.00393 | HV
N2XS(FL)2Y 1x185 RM/35 64/110 kV | 125 | 0.099 | 0.156 | 0.457 | cs | 185 | 0.00393 | HV
N2XS(FL)2Y 1x240 RM/35 64/110 kV | 135 | 0.075 | 0.149 | 0.526 | cs | 240 | 0.00393 | HV
N2XS(FL)2Y 1x300 RM/35 64/110 kV | 144 | 0.06 | 0.144 | 0.588 | cs | 300 | 0.00393 | HV
15-AL1/3-ST1A 0.4 | 11 | 1.8769 | 0.35 | 0.105 | ol | 16 | 0.00403 | LV
24-AL1/4-ST1A 0.4 | 11.25 | 1.2012 | 0.335 | 0.14 | ol | 24 | 0.00403 | LV
48-AL1/8-ST1A 0.4 | 12.2 | 0.5939 | 0.3 | 0.21 | ol | 48 | 0.00403 | LV
94-AL1/15-ST1A 0.4 | 13.2 | 0.306 | 0.29 | 0.35 | ol | 94 | 0.00403 | LV
34-AL1/6-ST1A 10.0 | 9.7 | 0.8342 | 0.36 | 0.17 | ol | 34 | 0.00403 | MV
48-AL1/8-ST1A 10.0 | 10.1 | 0.5939 | 0.35 | 0.21 | ol | 48 | 0.00403 | MV
70-AL1/11-ST1A 10.0 | 10.4 | 0.4132 | 0.339 | 0.29 | ol | 70 | 0.00403 | MV
94-AL1/15-ST1A 10.0 | 10.75 | 0.306 | 0.33 | 0.35 | ol | 94 | 0.00403 | MV
122-AL1/20-ST1A 10.0 | 11.1 | 0.2376 | 0.323 | 0.41 | ol | 122 | 0.00403 | MV
149-AL1/24-ST1A 10.0 | 11.25 | 0.194 | 0.315 | 0.47 | ol | 149 | 0.00403 | MV
34-AL1/6-ST1A 20.0 | 9.15 | 0.8342 | 0.382 | 0.17 | ol | 34 | 0.00403 | MV
48-AL1/8-ST1A 20.0 | 9.5 | 0.5939 | 0.372 | 0.21 | ol | 48 | 0.00403 | MV
70-AL1/11-ST1A 20.0 | 9.7 | 0.4132 | 0.36 | 0.29 | ol | 70 | 0.00403 | MV
94-AL1/15-ST1A 20.0 | 10 | 0.306 | 0.35 | 0.35 | ol | 94 | 0.00403 | MV
122-AL1/20-ST1A 20.0 | 10.3 | 0.2376 | 0.344 | 0.41 | ol | 122 | 0.00403 | MV
149-AL1/24-ST1A 20.0 | 10.5 | 0.194 | 0.337 | 0.47 | ol | 149 | 0.00403 | MV
184-AL1/30-ST1A 20.0 | 10.75 | 0.1571 | 0.33 | 0.535 | ol | 184 | 0.00403 | MV
243-AL1/39-ST1A 20.0 | 11 | 0.1188 | 0.32 | 0.645 | ol | 243 | 0.00403 | MV
48-AL1/8-ST1A 110.0 | 8 | 0.5939 | 0.46 | 0.21 | ol | 48 | 0.00403 | HV
70-AL1/11-ST1A 110.0 | 8.4 | 0.4132 | 0.45 | 0.29 | ol | 70 | 0.00403 | HV
94-AL1/15-ST1A 110.0 | 8.65 | 0.306 | 0.44 | 0.35 | ol | 94 | 0.00403 | HV
122-AL1/20-ST1A 110.0 | 8.5 | 0.2376 | 0.43 | 0.41 | ol | 122 | 0.00403 | HV
149-AL1/24-ST1A 110.0 | 8.75 | 0.194 | 0.41 | 0.47 | ol | 149 | 0.00403 | HV
184-AL1/30-ST1A 110.0 | 8.8 | 0.1571 | 0.4 | 0.535 | ol | 184 | 0.00403 | HV
243-AL1/39-ST1A 110.0 | 9 | 0.1188 | 0.39 | 0.645 | ol | 243 | 0.00403 | HV
305-AL1/39-ST1A 110.0 | 9.2 | 0.0949 | 0.38 | 0.74 | ol | 305 | 0.00403 | HV
490-AL1/64-ST1A 110.0 | 9.75 | 0.059 | 0.37 | 0.96 | ol | 490 | 0.00403 | HV
679-AL1/86-ST1A 110.0 | 9.95 | 0.042 | 0.36 | 1.15 | ol | 679 | 0.00403 | HV
490-AL1/64-ST1A 220.0 | 10 | 0.059 | 0.285 | 0.96 | ol | 490 | 0.00403 | HV
679-AL1/86-ST1A 220.0 | 11.7 | 0.042 | 0.275 | 1.15 | ol | 679 | 0.00403 | HV
490-AL1/64-ST1A 380.0 | 11 | 0.059 | 0.253 | 0.96 | ol | 490 | 0.00403 | HV
679-AL1/86-ST1A 380.0 | 14.6 | 0.042 | 0.25 | 1.15 | ol | 679 | 0.00403 | HV

## trafo_std_types
| i0_percent | pfe_kw | vkr_percent | sn_mva | vn_lv_kv | vn_hv_kv | vk_percent | shift_degree | vector_group | tap_side | tap_neutral | tap_min | tap_max | tap_step_degree | tap_step_percent | tap_phase_shifter
160 MVA 380/110 kV | 0.06 | 60 | 0.25 | 160 | 110 | 380 | 12.2 | 0 | Yy0 | hv | 0 | -9 | 9 | 0 | 1.5 | FALSE
100 MVA 220/110 kV | 0.06 | 55 | 0.26 | 100 | 110 | 220 | 12 | 0 | Yy0 | hv | 0 | -9 | 9 | 0 | 1.5 | FALSE
63 MVA 110/20 kV | 0.04 | 22 | 0.32 | 63 | 20 | 110 | 18 | 150 | YNd5 | hv | 0 | -9 | 9 | 0 | 1.5 | FALSE
40 MVA 110/20 kV | 0.05 | 18 | 0.34 | 40 | 20 | 110 | 16.2 | 150 | YNd5 | hv | 0 | -9 | 9 | 0 | 1.5 | FALSE
25 MVA 110/20 kV | 0.07 | 14 | 0.41 | 25 | 20 | 110 | 12 | 150 | YNd5 | hv | 0 | -9 | 9 | 0 | 1.5 | FALSE
63 MVA 110/10 kV | 0.04 | 22 | 0.32 | 63 | 10 | 110 | 18 | 150 | YNd5 | hv | 0 | -9 | 9 | 0 | 1.5 | FALSE
40 MVA 110/10 kV | 0.05 | 18 | 0.34 | 40 | 10 | 110 | 16.2 | 150 | YNd5 | hv | 0 | -9 | 9 | 0 | 1.5 | FALSE
25 MVA 110/10 kV | 0.07 | 14 | 0.41 | 25 | 10 | 110 | 12 | 150 | YNd5 | hv | 0 | -9 | 9 | 0 | 1.5 | FALSE
0.25 MVA 20/0.4 kV | 0.32 | 0.8 | 1.44 | 0.25 | 0.4 | 20 | 6 | 150 | Yzn5 | hv | 0 | -2 | 2 | 0 | 2.5 | FALSE
0.4 MVA 20/0.4 kV | 0.3375 | 1.35 | 1.425 | 0.4 | 0.4 | 20 | 6 | 150 | Dyn5 | hv | 0 | -2 | 2 | 0 | 2.5 | FALSE
0.63 MVA 20/0.4 kV | 0.2619 | 1.65 | 1.206 | 0.63 | 0.4 | 20 | 6 | 150 | Dyn5 | hv | 0 | -2 | 2 | 0 | 2.5 | FALSE
0.25 MVA 10/0.4 kV | 0.24 | 0.6 | 1.2 | 0.25 | 0.4 | 10 | 4 | 150 | Dyn5 | hv | 0 | -2 | 2 | 0 | 2.5 | FALSE
0.4 MVA 10/0.4 kV | 0.2375 | 0.95 | 1.325 | 0.4 | 0.4 | 10 | 4 | 150 | Dyn5 | hv | 0 | -2 | 2 | 0 | 2.5 | FALSE
0.63 MVA 10/0.4 kV | 0.1873 | 1.18 | 1.0794 | 0.63 | 0.4 | 10 | 4 | 150 | Dyn5 | hv | 0 | -2 | 2 | 0 | 2.5 | FALSE

## trafo3w_std_types
| sn_hv_mva | sn_mv_mva | sn_lv_mva | vn_hv_kv | vn_mv_kv | vn_lv_kv | vk_hv_percent | vk_mv_percent | vk_lv_percent | vkr_hv_percent | vkr_mv_percent | vkr_lv_percent | pfe_kw | i0_percent | shift_mv_degree | shift_lv_degree | vector_group | tap_side | tap_neutral | tap_min | tap_max | tap_step_percent
63/25/38 MVA 110/20/10 kV | 63 | 25 | 38 | 110 | 20 | 10 | 10.4 | 10.4 | 10.4 | 0.28 | 0.32 | 0.35 | 35 | 0.89 | 0 | 0 | YN0yn0yn0 | hv | 0 | -10 | 10 | 1.2
63/25/38 MVA 110/10/10 kV | 63 | 25 | 38 | 110 | 10 | 10 | 10.4 | 10.4 | 10.4 | 0.28 | 0.32 | 0.35 | 35 | 0.89 | 0 | 0 | YN0yn0yn0 | hv | 0 | -10 | 10 | 1.2

## fuse_std_types
| fuse_type | i_rated_a | t_avg | t_min | t_total | x_avg | x_min | x_total
HV 100A | HV 100A | 100 | 0 | [10.0, 3.64, 0.854, 0.281, 0.1, 0.0531, 0.022, 0.01] | [10.0, 4.267, 1.21, 0.403, 0.1, 0.058, 0.022, 0.01] | 0 | [300.0, 350.0, 450.0, 550.0, 700.0, 850.0, 1200.0, 1752.0] | [600.0, 700.0, 900.0, 1150.0, 1665.0, 2000.0, 3000.0, 4313.0]
HV 10A | HV 10A | 10 | 0 | [10.0, 1675.0, 0.344, 0.156, 0.1, 0.0417, 0.0171, 0.01] | [10.0, 1.3, 0.3, 0.155, 0.1, 0.0555, 0.023, 0.01] | 0 | [30.0, 32.0, 35.0, 37.0, 39.0, 50.0, 70.0, 88.0] | [60.0, 70.0, 80.0, 87.0, 94.0, 110.0, 150.0, 216.0]
HV 125A | HV 125A | 125 | 0 | [10.0, 1.82, 0.344, 0.1, 0.0467, 0.0269, 0.01] | [10.0, 2.478, 0.426, 0.1, 0.0427, 0.0211, 0.01] | 0 | [375.0, 500.0, 700.0, 925.0, 1200.0, 1500.0, 2341.0] | [750.0, 1000.0, 1500.0, 2200.0, 3000.0, 4000.0, 5765.0]
HV 160A | HV 160A | 160 | 0 | [10.0, 4.15, 1.03, 0.198, 0.1, 0.051, 0.0172, 0.01] | [10.0, 2.3, 0.734, 0.274, 0.1, 0.046, 0.0177, 0.01] | 0 | [480.0, 550.0, 700.0, 1000.0, 1260.0, 1600.0, 2500.0, 3227.0] | [960.0, 1300.0, 1700.0, 2200.0, 2996.0, 4000.0, 6000.0, 7946.0]
HV 16A | HV 16A | 16 | 0 | [10.0, 0.352, 0.164, 0.1, 0.0649, 0.0342, 0.01] | [10.0, 2.34, 0.722, 0.181, 0.1, 0.055, 0.0296, 0.01] | 0 | [48.0, 60.0, 65.0, 71.0, 80.0, 100.0, 162.0] | [96.0, 110.0, 125.0, 150.0, 168.0, 200.0, 250.0, 398.0]
HV 200A | HV 200A | 200 | 0 | [10.0, 4.267, 1.21, 0.403, 0.1, 0.058, 0.022, 0.01] | [10.0, 3.73, 1.654, 0.328, 0.1, 0.0531, 0.019, 0.01] | 0 | [600.0, 700.0, 900.0, 1150.0, 1665.0, 2000.0, 3000.0, 4313.0] | [1200.0, 1500.0, 1800.0, 2700.0, 3960.0, 5000.0, 7500.0, 10620.0]
HV 20A | HV 20A | 20 | 0 | [10.0, 1.3, 0.3, 0.155, 0.1, 0.0555, 0.023, 0.01] | [10.0, 1.3, 0.161, 0.1, 0.0611, 0.0399, 0.0141, 0.01] | 0 | [60.0, 70.0, 80.0, 87.0, 94.0, 110.0, 150.0, 216.0] | [120.0, 150.0, 200.0, 223.0, 260.0, 300.0, 450.0, 532.0]
HV 25A | HV 25A | 25 | 0 | [10.0, 2.512, 0.833, 0.299, 0.1, 0.0372, 0.0223, 0.01] | [10.0, 3.125, 0.597, 0.198, 0.1, 0.0378, 0.022, 0.01] | 0 | [75.0, 82.0, 90.0, 100.0, 124.0, 170.0, 200.0, 289.0] | [150.0, 170.0, 210.0, 250.0, 294.0, 400.0, 500.0, 711.0]
HV 31.5A | HV 31.5A | 31.5 | 0 | [10.0, 2.34, 0.722, 0.181, 0.1, 0.055, 0.0296, 0.01] | [10.0, 2.84, 0.368, 0.164, 0.1, 0.0621, 0.0378, 0.0195, 0.01] | 0 | [95.0, 110.0, 125.0, 150.0, 165.0, 200.0, 250.0, 390.0] | [189.0, 220.0, 300.0, 350.0, 393.0, 450.0, 530.0, 700.0, 960.0]
HV 40A | HV 40A | 40 | 0 | [10.0, 1.3, 0.161, 0.1, 0.0611, 0.0399, 0.0141, 0.01] | [10.0, 2.05, 0.369, 0.198, 0.1, 0.051, 0.0298, 0.01] | 0 | [120.0, 150.0, 200.0, 223.0, 260.0, 300.0, 450.0, 532.0] | [240.0, 300.0, 400.0, 450.0, 530.0, 650.0, 800.0, 1311.0]
HV 50A | HV 50A | 50 | 0 | [10.0, 3.215, 0.597, 0.198, 0.1, 0.0378, 0.022, 0.01] | [10.0, 3.64, 0.854, 0.281, 0.1, 0.0531, 0.022, 0.01] | 0 | [150.0, 170.0, 210.0, 250.0, 294.0, 400.0, 500.0, 711.0] | [300.0, 350.0, 450.0, 550.0, 700.0, 850.0, 1200.0, 1752.0]
HV 6.3A | HV 6.3A | 6.3 | 0 | [10.0, 1.39, 0.344, 0.168, 0.1, 0.056, 0.0263, 0.01] | [10.0, 1.711, 0.516, 0.198, 0.1, 0.0634, 0.0303, 0.01] | 0 | [19.0, 19.5, 20.4, 20.8, 22.0, 25.0, 32.0, 48.0] | [38.0, 40.0, 43.0, 48.0, 53.0, 60.0, 75.0, 118.0]
HV 63A | HV 63A | 63 | 0 | [10.0, 2.84, 0.368, 0.164, 0.1, 0.0621, 0.0378, 0.0195, 0.01] | [10.0, 1.82, 0.344, 0.1, 0.0467, 0.0269, 0.01] | 0 | [189.0, 220.0, 300.0, 350.0, 393.0, 450.0, 530.0, 700.0, 961.0] | [378.0, 500.0, 700.0, 934.0, 1200.0, 1500.0, 2366.0]
HV 80A | HV 80A | 80 | 0 | [10.0, 2.05, 0.369, 0.198, 0.1, 0.051, 0.0298, 0.01] | [10.0, 4.15, 1.03, 0.198, 0.1, 0.051, 0.0172, 0.01] | 0 | [240.0, 300.0, 400.0, 450.0, 530.0, 650.0, 800.0, 1311.0] | [480.0, 550.0, 700.0, 1000.0, 1260.0, 1600.0, 2500.0, 3227.0]
Siemens NH-1-100 | Siemens NH-1-100 | 100 | [5400.0, 2000.0, 400.0, 20.0, 1.0, 0.2, 0.012, 0.004] | 0 | 0 | [150.0, 190.0, 250.0, 430.0, 900.0, 1250.0, 2700.0, 3600.0] | 0 | 0
Siemens NH-1-125 | Siemens NH-1-125 | 125 | [4800.0, 120.0, 7.0, 0.1, 0.004] | 0 | 0 | [180.0, 400.0, 740.0, 2000.0, 4250.0] | 0 | 0
Siemens NH-1-16 | Siemens NH-1-16 | 16 | [4000.0, 400.0, 2.0, 0.1, 0.04, 0.01] | 0 | 0 | [26.0, 35.0, 75.0, 150.0, 200.0, 300.0] | 0 | 0
Siemens NH-1-160 | Siemens NH-1-160 | 160 | [4800.0, 120.0, 7.0, 0.1, 0.004] | 0 | 0 | [210.0, 500.0, 900.0, 2300.0, 5000.0] | 0 | 0
Siemens NH-1-25 | Siemens NH-1-25 | 25 | [4000.0, 1000.0, 10.0, 0.2, 0.02, 0.01] | 0 | 0 | [40.0, 50.0, 100.0, 210.0, 400.0, 500.0] | 0 | 0
Siemens NH-1-50 | Siemens NH-1-50 | 50 | [4000.0, 40.0, 4.0, 1.0, 0.02, 0.01] | 0 | 0 | [86.0, 200.0, 300.0, 400.0, 1000.0, 1280.0] | 0 | 0
Siemens NH-1-63 | Siemens NH-1-63 | 63 | [4000.0, 100.0, 10.0, 2.0, 0.04, 0.01] | 0 | 0 | [100.0, 200.0, 300.0, 400.0, 1000.0, 1500.0] | 0 | 0
Siemens NH-1-80 | Siemens NH-1-80 | 80 | [4800.0, 120.0, 7.0, 0.1, 0.01] | 0 | 0 | [150.58, 250.0, 450.0, 1150.0, 2470.0] | 0 | 0
Siemens NH-2-1000 | Siemens NH-2-1000 | 1000 | [4800.0, 120.0, 7.0, 0.1, 0.004] | 0 | 0 | [1900.0, 3500.0, 8400.0, 24000.0, 52000.0] | 0 | 0
Siemens NH-2-200 | Siemens NH-2-200 | 200 | [4800.0, 120.0, 7.0, 0.1, 0.004] | 0 | 0 | [280.0, 650.0, 1200.0, 3000.0, 7000.0] | 0 | 0
Siemens NH-2-224 | Siemens NH-2-224 | 224 | [4800.0, 120.0, 7.0, 0.2, 0.04, 0.004] | 0 | 0 | [400.0, 750.0, 1453.0, 3025.0, 4315.0, 7600.0] | 0 | 0
Siemens NH-2-250 | Siemens NH-2-250 | 250 | [4800.0, 120.0, 7.0, 0.1, 0.004] | 0 | 0 | [450.0, 800.0, 1650.0, 4000.0, 8500.0] | 0 | 0
Siemens NH-2-315 | Siemens NH-2-315 | 315 | [4800.0, 120.0, 7.0, 0.1, 0.004] | 0 | 0 | [550.0, 920.0, 1900.0, 5000.0, 11000.0] | 0 | 0
Siemens NH-2-355 | Siemens NH-2-355 | 355 | [4800.0, 120.0, 6.0, 0.1, 0.004] | 0 | 0 | [650.0, 1116.27, 2350.0, 5840.0, 12790.0] | 0 | 0
Siemens NH-2-400 | Siemens NH-2-400 | 400 | [4800.0, 120.0, 7.0, 0.1, 0.004] | 0 | 0 | [720.0, 1350.0, 2800.0, 6500.0, 15000.0] | 0 | 0
Siemens NH-2-425 | Siemens NH-2-425 | 425 | [4800.0, 120.0, 7.0, 0.1, 0.004] | 0 | 0 | [850.0, 1500.0, 3050.0, 7500.0, 16500.0] | 0 | 0
Siemens NH-2-630 | Siemens NH-2-630 | 630 | [4800.0, 120.0, 7.0, 0.1, 0.004] | 0 | 0 | [1200.0, 2000.0, 4800.0, 12000.0, 26000.0] | 0 | 0

## dtypes
| element | column | dtype
0 | bus | name | object
1 | bus | vn_kv | float64
2 | bus | type | object
3 | bus | zone | object
4 | bus | in_service | bool
5 | load | name | object
6 | load | bus | uint32
7 | load | p_mw | float64
8 | load | q_mvar | float64
9 | load | const_z_percent | float64
10 | load | const_i_percent | float64
11 | load | sn_mva | float64
12 | load | scaling | float64
13 | load | in_service | bool
14 | load | type | object
15 | ext_grid | name | object
16 | ext_grid | bus | uint32
17 | ext_grid | vm_pu | float64
18 | ext_grid | va_degree | float64
19 | ext_grid | slack_weight | float64
20 | ext_grid | in_service | bool
21 | line | name | object
22 | line | std_type | object
23 | line | from_bus | uint32
24 | line | to_bus | uint32
25 | line | length_km | float64
26 | line | r_ohm_per_km | float64
27 | line | x_ohm_per_km | float64
28 | line | c_nf_per_km | float64
29 | line | g_us_per_km | float64
30 | line | max_i_ka | float64
31 | line | df | float64
32 | line | parallel | uint32
33 | line | type | object
34 | line | in_service | bool
35 | trafo | name | object
36 | trafo | std_type | object
37 | trafo | hv_bus | uint32
38 | trafo | lv_bus | uint32
39 | trafo | sn_mva | float64
40 | trafo | vn_hv_kv | float64
41 | trafo | vn_lv_kv | float64
42 | trafo | vk_percent | float64
43 | trafo | vkr_percent | float64
44 | trafo | pfe_kw | float64
45 | trafo | i0_percent | float64
46 | trafo | shift_degree | float64
47 | trafo | tap_side | object
48 | trafo | tap_neutral | int32
49 | trafo | tap_min | int32
50 | trafo | tap_max | int32
51 | trafo | tap_step_percent | float64
52 | trafo | tap_step_degree | float64
53 | trafo | tap_pos | int32
54 | trafo | tap_phase_shifter | bool
55 | trafo | parallel | uint32
56 | trafo | df | float64
57 | trafo | in_service | bool
58 | line_geodata | coords | object
59 | bus_geodata | x | float64
60 | bus_geodata | y | float64
61 | bus_geodata | coords | object

## parameters
| version | format_version | converged | OPF_converged | name | f_hz | sn_mva
0 | 2.14.6 | 2.14.0 | FALSE | FALSE |  | 50 | 1