## bus
| name | vn_kv | type | zone | in_service
0 | bus_LV_4280-27_0_4_node_0 | 0.4 | n |  | TRUE
1 | bus_LV_4280-27_0_4_node_1 | 0.4 | n |  | TRUE
2 | bus_LV_4280-27_0_4_node_2 | 0.4 | n |  | TRUE
3 | bus_LV_4280-27_0_4_node_75 | 0.4 | n |  | TRUE
4 | bus_LV_4280-27_0_4_node_70 | 0.4 | n |  | TRUE
5 | bus_LV_4280-27_0_4_node_3 | 0.4 | n |  | TRUE
6 | bus_LV_4280-27_0_4_node_4 | 0.4 | n |  | TRUE
7 | bus_LV_4280-27_0_4_node_5 | 0.4 | n |  | TRUE
8 | bus_LV_4280-27_0_4_node_15 | 0.4 | n |  | TRUE
9 | bus_LV_4280-27_0_4_node_6 | 0.4 | n |  | TRUE
10 | bus_LV_4280-27_0_4_node_211 | 0.4 | n |  | TRUE
11 | bus_LV_4280-27_0_4_node_145 | 0.4 | n |  | TRUE
12 | bus_LV_4280-27_0_4_node_181 | 0.4 | n |  | TRUE
13 | bus_LV_4280-27_0_4_node_143 | 0.4 | n |  | TRUE
14 | bus_LV_4280-27_0_4_node_7 | 0.4 | n |  | TRUE
15 | bus_LV_4280-27_0_4_node_16 | 0.4 | n |  | TRUE
16 | bus_LV_4280-27_0_4_node_210 | 0.4 | n |  | TRUE
17 | bus_LV_4280-27_0_4_node_23 | 0.4 | n |  | TRUE
18 | bus_LV_4280-27_0_4_node_19 | 0.4 | n |  | TRUE
19 | bus_LV_4280-27_0_4_node_20 | 0.4 | n |  | TRUE
20 | bus_LV_4280-27_0_4_node_21 | 0.4 | n |  | TRUE
21 | bus_LV_4280-27_0_4_node_22 | 0.4 | n |  | TRUE
22 | bus_LV_4280-27_0_4_node_12 | 0.4 | n |  | TRUE
23 | bus_LV_4280-27_0_4_node_13 | 0.4 | n |  | TRUE
24 | bus_LV_4280-27_0_4_node_8 | 0.4 | n |  | TRUE
25 | bus_LV_4280-27_0_4_node_9 | 0.4 | n |  | TRUE
26 | bus_LV_4280-27_0_4_node_10 | 0.4 | n |  | TRUE
27 | bus_LV_4280-27_0_4_node_11 | 0.4 | n |  | TRUE
28 | bus_LV_4280-27_0_4_node_17 | 0.4 | n |  | TRUE
29 | bus_LV_4280-27_0_4_node_18 | 0.4 | n |  | TRUE
30 | bus_LV_4280-27_0_4_node_144 | 0.4 | n |  | TRUE
31 | bus_LV_4280-27_0_4_node_142 | 0.4 | n |  | TRUE
32 | bus_LV_4280-27_0_4_node_149 | 0.4 | n |  | TRUE
33 | bus_LV_4280-27_0_4_node_150 | 0.4 | n |  | TRUE
34 | bus_LV_4280-27_0_4_node_24 | 0.4 | n |  | TRUE
35 | bus_LV_4280-27_0_4_node_25 | 0.4 | n |  | TRUE
36 | bus_LV_4280-27_0_4_node_28 | 0.4 | n |  | TRUE
37 | bus_LV_4280-27_0_4_node_29 | 0.4 | n |  | TRUE
38 | bus_LV_4280-27_0_4_node_45 | 0.4 | n |  | TRUE
39 | bus_LV_4280-27_0_4_node_49 | 0.4 | n |  | TRUE
40 | bus_LV_4280-27_0_4_node_48 | 0.4 | n |  | TRUE
41 | bus_LV_4280-27_0_4_node_47 | 0.4 | n |  | TRUE
42 | bus_LV_4280-27_0_4_node_42 | 0.4 | n |  | TRUE
43 | bus_LV_4280-27_0_4_node_30 | 0.4 | n |  | TRUE
44 | bus_LV_4280-27_0_4_node_31 | 0.4 | n |  | TRUE
45 | bus_LV_4280-27_0_4_node_33 | 0.4 | n |  | TRUE
46 | bus_LV_4280-27_0_4_node_44 | 0.4 | n |  | TRUE
47 | bus_LV_4280-27_0_4_node_34 | 0.4 | n |  | TRUE
48 | bus_LV_4280-27_0_4_node_64 | 0.4 | n |  | TRUE
49 | bus_LV_4280-27_0_4_node_81 | 0.4 | n |  | TRUE
50 | bus_LV_4280-27_0_4_node_41 | 0.4 | n |  | TRUE
51 | bus_LV_4280-27_0_4_node_113 | 0.4 | n |  | TRUE
52 | bus_LV_4280-27_0_4_node_62 | 0.4 | n |  | TRUE
53 | bus_LV_4280-27_0_4_node_78 | 0.4 | n |  | TRUE
54 | bus_LV_4280-27_0_4_node_43 | 0.4 | n |  | TRUE
55 | bus_LV_4280-27_0_4_node_40 | 0.4 | n |  | TRUE
56 | bus_LV_4280-27_0_4_node_46 | 0.4 | n |  | TRUE
57 | bus_LV_4280-27_0_4_node_37 | 0.4 | n |  | TRUE
58 | bus_LV_4280-27_0_4_node_38 | 0.4 | n |  | TRUE
59 | bus_LV_4280-27_0_4_node_39 | 0.4 | n |  | TRUE
60 | bus_LV_4280-27_0_4_node_155 | 0.4 | n |  | TRUE
61 | bus_LV_4280-27_0_4_node_167 | 0.4 | n |  | TRUE
62 | bus_LV_4280-27_0_4_node_50 | 0.4 | n |  | TRUE
63 | bus_LV_4280-27_0_4_node_51 | 0.4 | n |  | TRUE
64 | bus_LV_4280-27_0_4_node_52 | 0.4 | n |  | TRUE
65 | bus_LV_4280-27_0_4_node_53 | 0.4 | n |  | TRUE
66 | bus_LV_4280-27_0_4_node_54 | 0.4 | n |  | TRUE
67 | bus_LV_4280-27_0_4_node_55 | 0.4 | n |  | TRUE
68 | bus_LV_4280-27_0_4_node_97 | 0.4 | n |  | TRUE
69 | bus_LV_4280-27_0_4_node_68 | 0.4 | n |  | TRUE
70 | bus_LV_4280-27_0_4_node_100 | 0.4 | n |  | TRUE
71 | bus_LV_4280-27_0_4_node_101 | 0.4 | n |  | TRUE
72 | bus_LV_4280-27_0_4_node_67 | 0.4 | n |  | TRUE
73 | bus_LV_4280-27_0_4_node_99 | 0.4 | n |  | TRUE
74 | bus_LV_4280-27_0_4_node_56 | 0.4 | n |  | TRUE
75 | bus_LV_4280-27_0_4_node_57 | 0.4 | n |  | TRUE
76 | bus_LV_4280-27_0_4_node_58 | 0.4 | n |  | TRUE
77 | bus_LV_4280-27_0_4_node_59 | 0.4 | n |  | TRUE
78 | bus_LV_4280-27_0_4_node_60 | 0.4 | n |  | TRUE
79 | bus_LV_4280-27_0_4_node_108 | 0.4 | n |  | TRUE
80 | bus_LV_4280-27_0_4_node_86 | 0.4 | n |  | TRUE
81 | bus_LV_4280-27_0_4_node_61 | 0.4 | n |  | TRUE
82 | bus_LV_4280-27_0_4_node_63 | 0.4 | n |  | TRUE
83 | bus_LV_4280-27_0_4_node_65 | 0.4 | n |  | TRUE
84 | bus_LV_4280-27_0_4_node_66 | 0.4 | n |  | TRUE
85 | bus_LV_4280-27_0_4_node_95 | 0.4 | n |  | TRUE
86 | bus_LV_4280-27_0_4_node_93 | 0.4 | n |  | TRUE
87 | bus_LV_4280-27_0_4_node_112 | 0.4 | n |  | TRUE
88 | bus_LV_4280-27_0_4_node_96 | 0.4 | n |  | TRUE
89 | bus_LV_4280-27_0_4_node_92 | 0.4 | n |  | TRUE
90 | bus_LV_4280-27_0_4_node_69 | 0.4 | n |  | TRUE
91 | bus_LV_4280-27_0_4_node_71 | 0.4 | n |  | TRUE
92 | bus_LV_4280-27_0_4_node_72 | 0.4 | n |  | TRUE
93 | bus_LV_4280-27_0_4_node_85 | 0.4 | n |  | TRUE
94 | bus_LV_4280-27_0_4_node_73 | 0.4 | n |  | TRUE
95 | bus_LV_4280-27_0_4_node_74 | 0.4 | n |  | TRUE
96 | bus_LV_4280-27_0_4_node_82 | 0.4 | n |  | TRUE
97 | bus_LV_4280-27_0_4_node_83 | 0.4 | n |  | TRUE
98 | bus_LV_4280-27_0_4_node_76 | 0.4 | n |  | TRUE
99 | bus_LV_4280-27_0_4_node_77 | 0.4 | n |  | TRUE
100 | bus_LV_4280-27_0_4_node_79 | 0.4 | n |  | TRUE
101 | bus_LV_4280-27_0_4_node_80 | 0.4 | n |  | TRUE
102 | bus_LV_4280-27_0_4_node_109 | 0.4 | n |  | TRUE
103 | bus_LV_4280-27_0_4_node_94 | 0.4 | n |  | TRUE
104 | bus_LV_4280-27_0_4_node_107 | 0.4 | n |  | TRUE
105 | bus_LV_4280-27_0_4_node_87 | 0.4 | n |  | TRUE
106 | bus_LV_4280-27_0_4_node_88 | 0.4 | n |  | TRUE
107 | bus_LV_4280-27_0_4_node_89 | 0.4 | n |  | TRUE
108 | bus_LV_4280-27_0_4_node_90 | 0.4 | n |  | TRUE
109 | bus_LV_4280-27_0_4_node_91 | 0.4 | n |  | TRUE
110 | bus_LV_4280-27_0_4_node_98 | 0.4 | n |  | TRUE
111 | bus_LV_4280-27_0_4_node_102 | 0.4 | n |  | TRUE
112 | bus_LV_4280-27_0_4_node_103 | 0.4 | n |  | TRUE
113 | bus_LV_4280-27_0_4_node_119 | 0.4 | n |  | TRUE
114 | bus_LV_4280-27_0_4_node_117 | 0.4 | n |  | TRUE
115 | bus_LV_4280-27_0_4_node_120 | 0.4 | n |  | TRUE
116 | bus_LV_4280-27_0_4_node_115 | 0.4 | n |  | TRUE
117 | bus_LV_4280-27_0_4_node_104 | 0.4 | n |  | TRUE
118 | bus_LV_4280-27_0_4_node_105 | 0.4 | n |  | TRUE
119 | bus_LV_4280-27_0_4_node_106 | 0.4 | n |  | TRUE
120 | bus_LV_4280-27_0_4_node_110 | 0.4 | n |  | TRUE
121 | bus_LV_4280-27_0_4_node_111 | 0.4 | n |  | TRUE
122 | bus_LV_4280-27_0_4_node_114 | 0.4 | n |  | TRUE
123 | bus_LV_4280-27_0_4_node_116 | 0.4 | n |  | TRUE
124 | bus_LV_4280-27_0_4_node_118 | 0.4 | n |  | TRUE
125 | bus_LV_4280-27_0_4_node_139 | 0.4 | n |  | TRUE
126 | bus_LV_4280-27_0_4_node_138 | 0.4 | n |  | TRUE
127 | bus_LV_4280-27_0_4_node_169 | 0.4 | n |  | TRUE
128 | bus_LV_4280-27_0_4_node_127 | 0.4 | n |  | TRUE
129 | bus_LV_4280-27_0_4_node_153 | 0.4 | n |  | TRUE
130 | bus_LV_4280-27_0_4_node_125 | 0.4 | n |  | TRUE
131 | bus_LV_4280-27_0_4_node_121 | 0.4 | n |  | TRUE
132 | bus_LV_4280-27_0_4_node_122 | 0.4 | n |  | TRUE
133 | bus_LV_4280-27_0_4_node_123 | 0.4 | n |  | TRUE
134 | bus_LV_4280-27_0_4_node_124 | 0.4 | n |  | TRUE
135 | bus_LV_4280-27_0_4_node_129 | 0.4 | n |  | TRUE
136 | bus_LV_4280-27_0_4_node_130 | 0.4 | n |  | TRUE
137 | bus_LV_4280-27_0_4_node_126 | 0.4 | n |  | TRUE
138 | bus_LV_4280-27_0_4_node_128 | 0.4 | n |  | TRUE
139 | bus_LV_4280-27_0_4_node_137 | 0.4 | n |  | TRUE
140 | bus_LV_4280-27_0_4_node_134 | 0.4 | n |  | TRUE
141 | bus_LV_4280-27_0_4_node_131 | 0.4 | n |  | TRUE
142 | bus_LV_4280-27_0_4_node_170 | 0.4 | n |  | TRUE
143 | bus_LV_4280-27_0_4_node_173 | 0.4 | n |  | TRUE
144 | bus_LV_4280-27_0_4_node_166 | 0.4 | n |  | TRUE
145 | bus_LV_4280-27_0_4_node_132 | 0.4 | n |  | TRUE
146 | bus_LV_4280-27_0_4_node_133 | 0.4 | n |  | TRUE
147 | bus_LV_4280-27_0_4_node_135 | 0.4 | n |  | TRUE
148 | bus_LV_4280-27_0_4_node_136 | 0.4 | n |  | TRUE
149 | bus_LV_4280-27_0_4_node_147 | 0.4 | n |  | TRUE
150 | bus_LV_4280-27_0_4_node_165 | 0.4 | n |  | TRUE
151 | bus_LV_4280-27_0_4_node_148 | 0.4 | n |  | TRUE
152 | bus_LV_4280-27_0_4_node_159 | 0.4 | n |  | TRUE
153 | bus_LV_4280-27_0_4_node_140 | 0.4 | n |  | TRUE
154 | bus_LV_4280-27_0_4_node_141 | 0.4 | n |  | TRUE
155 | bus_LV_4280-27_0_4_node_146 | 0.4 | n |  | TRUE
156 | bus_LV_4280-27_0_4_node_179 | 0.4 | n |  | TRUE
157 | bus_LV_4280-27_0_4_node_151 | 0.4 | n |  | TRUE
158 | bus_LV_4280-27_0_4_node_152 | 0.4 | n |  | TRUE
159 | bus_LV_4280-27_0_4_node_154 | 0.4 | n |  | TRUE
160 | bus_LV_4280-27_0_4_node_163 | 0.4 | n |  | TRUE
161 | bus_LV_4280-27_0_4_node_161 | 0.4 | n |  | TRUE
162 | bus_LV_4280-27_0_4_node_168 | 0.4 | n |  | TRUE
163 | bus_LV_4280-27_0_4_node_156 | 0.4 | n |  | TRUE
164 | bus_LV_4280-27_0_4_node_157 | 0.4 | n |  | TRUE
165 | bus_LV_4280-27_0_4_node_158 | 0.4 | n |  | TRUE
166 | bus_LV_4280-27_0_4_node_160 | 0.4 | n |  | TRUE
167 | bus_LV_4280-27_0_4_node_162 | 0.4 | n |  | TRUE
168 | bus_LV_4280-27_0_4_node_164 | 0.4 | n |  | TRUE
169 | bus_LV_4280-27_0_4_node_175 | 0.4 | n |  | TRUE
170 | bus_LV_4280-27_0_4_node_174 | 0.4 | n |  | TRUE
171 | bus_LV_4280-27_0_4_node_171 | 0.4 | n |  | TRUE
172 | bus_LV_4280-27_0_4_node_172 | 0.4 | n |  | TRUE
173 | bus_LV_4280-27_0_4_node_176 | 0.4 | n |  | TRUE
174 | bus_LV_4280-27_0_4_node_177 | 0.4 | n |  | TRUE
175 | bus_LV_4280-27_0_4_node_226 | 0.4 | n |  | TRUE
176 | bus_LV_4280-27_0_4_node_178 | 0.4 | n |  | TRUE
177 | bus_LV_4280-27_0_4_node_180 | 0.4 | n |  | TRUE
178 | bus_LV_4280-27_0_4_node_182 | 0.4 | n |  | TRUE
179 | bus_LV_4280-27_0_4_node_202 | 0.4 | n |  | TRUE
180 | bus_LV_4280-27_0_4_node_203 | 0.4 | n |  | TRUE
181 | bus_LV_4280-27_0_4_node_183 | 0.4 | n |  | TRUE
182 | bus_LV_4280-27_0_4_node_184 | 0.4 | n |  | TRUE
183 | bus_LV_4280-27_0_4_node_185 | 0.4 | n |  | TRUE
184 | bus_LV_4280-27_0_4_node_186 | 0.4 | n |  | TRUE
185 | bus_LV_4280-27_0_4_node_213 | 0.4 | n |  | TRUE
186 | bus_LV_4280-27_0_4_node_201 | 0.4 | n |  | TRUE
187 | bus_LV_4280-27_0_4_node_187 | 0.4 | n |  | TRUE
188 | bus_LV_4280-27_0_4_node_188 | 0.4 | n |  | TRUE
189 | bus_LV_4280-27_0_4_node_189 | 0.4 | n |  | TRUE
190 | bus_LV_4280-27_0_4_node_190 | 0.4 | n |  | TRUE
191 | bus_LV_4280-27_0_4_node_191 | 0.4 | n |  | TRUE
192 | bus_LV_4280-27_0_4_node_192 | 0.4 | n |  | TRUE
193 | bus_LV_4280-27_0_4_node_193 | 0.4 | n |  | TRUE
194 | bus_LV_4280-27_0_4_node_199 | 0.4 | n |  | TRUE
195 | bus_LV_4280-27_0_4_node_214 | 0.4 | n |  | TRUE
196 | bus_LV_4280-27_0_4_node_215 | 0.4 | n |  | TRUE
197 | bus_LV_4280-27_0_4_node_200 | 0.4 | n |  | TRUE
198 | bus_LV_4280-27_0_4_node_194 | 0.4 | n |  | TRUE
199 | bus_LV_4280-27_0_4_node_195 | 0.4 | n |  | TRUE
200 | bus_LV_4280-27_0_4_node_196 | 0.4 | n |  | TRUE
201 | bus_LV_4280-27_0_4_node_197 | 0.4 | n |  | TRUE
202 | bus_LV_4280-27_0_4_node_198 | 0.4 | n |  | TRUE
203 | bus_LV_4280-27_0_4_node_209 | 0.4 | n |  | TRUE
204 | bus_LV_4280-27_0_4_node_208 | 0.4 | n |  | TRUE
205 | bus_LV_4280-27_0_4_node_206 | 0.4 | n |  | TRUE
206 | bus_LV_4280-27_0_4_node_212 | 0.4 | n |  | TRUE
207 | bus_LV_4280-27_0_4_node_220 | 0.4 | n |  | TRUE
208 | bus_LV_4280-27_0_4_node_204 | 0.4 | n |  | TRUE
209 | bus_LV_4280-27_0_4_node_205 | 0.4 | n |  | TRUE
210 | bus_LV_4280-27_0_4_node_221 | 0.4 | n |  | TRUE
211 | bus_LV_4280-27_0_4_node_217 | 0.4 | n |  | TRUE
212 | bus_LV_4280-27_0_4_node_218 | 0.4 | n |  | TRUE
213 | bus_LV_4280-27_0_4_node_219 | 0.4 | n |  | TRUE
214 | bus_LV_4280-27_0_4_node_222 | 0.4 | n |  | TRUE
215 | bus_LV_4280-27_0_4_node_223 | 0.4 | n |  | TRUE
216 | bus_LV_4280-27_0_4_node_224 | 0.4 | n |  | TRUE
217 | bus_LV_4280-27_0_4_node_225 | 0.4 | n |  | TRUE
218 | bus_MV_436_0_node_51 | 20 | n |  | TRUE

## load
| name | bus | p_mw | q_mvar | const_z_percent | const_i_percent | sn_mva | scaling | in_service | type
0 | LV_4280-27_0_4_load_0 | 0 | 0.0022493 | 0.00056373 | 0 | 0 |  | 1 | TRUE | wye
1 | LV_4280-27_0_4_load_1 | 1 | 0.0012156 | 0.00030466 | 0 | 0 |  | 1 | TRUE | wye
2 | LV_4280-27_0_4_load_75 | 3 | 0.00076787 | 0.00019245 | 0 | 0 |  | 1 | TRUE | wye
3 | LV_4280-27_0_4_load_3 | 5 | 0.00038992 | 9.7723e-05 | 0 | 0 |  | 1 | TRUE | wye
4 | LV_4280-27_0_4_load_4 | 6 | 0.0013493 | 0.00033816 | 0 | 0 |  | 1 | TRUE | wye
5 | LV_4280-27_0_4_load_15 | 8 | 0.00092668 | 0.00023225 | 0 | 0 |  | 1 | TRUE | wye
6 | LV_4280-27_0_4_load_211 | 10 | 0.0024071 | 0.00060329 | 0 | 0 |  | 1 | TRUE | wye
7 | LV_4280-27_0_4_load_181 | 12 | 0.0017321 | 0.00043411 | 0 | 0 |  | 1 | TRUE | wye
8 | LV_4280-27_0_4_load_7 | 14 | 0.00086371 | 0.00021647 | 0 | 0 |  | 1 | TRUE | wye
9 | LV_4280-27_0_4_load_16 | 15 | 0.0042479 | 0.0010646 | 0 | 0 |  | 1 | TRUE | wye
10 | LV_4280-27_0_4_load_210 | 16 | 0.0028369 | 0.000711 | 0 | 0 |  | 1 | TRUE | wye
11 | LV_4280-27_0_4_load_19 | 18 | 0.0013383 | 0.00033541 | 0 | 0 |  | 1 | TRUE | wye
12 | LV_4280-27_0_4_load_20 | 19 | 0.0026659 | 0.00066814 | 0 | 0 |  | 1 | TRUE | wye
13 | LV_4280-27_0_4_load_22 | 21 | 0.00067775 | 0.00016986 | 0 | 0 |  | 1 | TRUE | wye
14 | LV_4280-27_0_4_load_12 | 22 | 0.003272 | 0.00082004 | 0 | 0 |  | 1 | TRUE | wye
15 | LV_4280-27_0_4_load_8 | 24 | 0.0015962 | 0.00040005 | 0 | 0 |  | 1 | TRUE | wye
16 | LV_4280-27_0_4_load_9 | 25 | 0.00030888 | 7.7412e-05 | 0 | 0 |  | 1 | TRUE | wye
17 | LV_4280-27_0_4_load_10 | 26 | 0.0036409 | 0.0009125 | 0 | 0 |  | 1 | TRUE | wye
18 | LV_4280-27_0_4_load_11 | 27 | 0.001322 | 0.00033134 | 0 | 0 |  | 1 | TRUE | wye
19 | LV_4280-27_0_4_load_17 | 28 | 0.0016483 | 0.0004131 | 0 | 0 |  | 1 | TRUE | wye
20 | LV_4280-27_0_4_load_18 | 29 | 0.0029606 | 0.00074199 | 0 | 0 |  | 1 | TRUE | wye
21 | LV_4280-27_0_4_load_144 | 30 | 0.0017011 | 0.00042633 | 0 | 0 |  | 1 | TRUE | wye
22 | LV_4280-27_0_4_load_142 | 31 | 0.0025607 | 0.00064178 | 0 | 0 |  | 1 | TRUE | wye
23 | LV_4280-27_0_4_load_149 | 32 | 0.0017456 | 0.00043749 | 0 | 0 |  | 1 | TRUE | wye
24 | LV_4280-27_0_4_load_150 | 33 | 0.0011347 | 0.00028438 | 0 | 0 |  | 1 | TRUE | wye
25 | LV_4280-27_0_4_load_24 | 34 | 0.00058221 | 0.00014592 | 0 | 0 |  | 1 | TRUE | wye
26 | LV_4280-27_0_4_load_28 | 36 | 0.0024692 | 0.00061884 | 0 | 0 |  | 1 | TRUE | wye
27 | LV_4280-27_0_4_load_29 | 37 | 0.0011925 | 0.00029887 | 0 | 0 |  | 1 | TRUE | wye
28 | LV_4280-27_0_4_load_45 | 38 | 0.00057298 | 0.0001436 | 0 | 0 |  | 1 | TRUE | wye
29 | LV_4280-27_0_4_load_49 | 39 | 0.0014897 | 0.00037336 | 0 | 0 |  | 1 | TRUE | wye
30 | LV_4280-27_0_4_load_48 | 40 | 0.0016662 | 0.0004176 | 0 | 0 |  | 1 | TRUE | wye
31 | LV_4280-27_0_4_load_42 | 42 | 0.0027374 | 0.00068606 | 0 | 0 |  | 1 | TRUE | wye
32 | LV_4280-27_0_4_load_30 | 43 | 0.0039918 | 0.0010004 | 0 | 0 |  | 1 | TRUE | wye
33 | LV_4280-27_0_4_load_33 | 45 | 0.0033299 | 0.00083456 | 0 | 0 |  | 1 | TRUE | wye
34 | LV_4280-27_0_4_load_44 | 46 | 0.0021263 | 0.00053291 | 0 | 0 |  | 1 | TRUE | wye
35 | LV_4280-27_0_4_load_81 | 49 | 0.002559 | 0.00064134 | 0 | 0 |  | 1 | TRUE | wye
36 | LV_4280-27_0_4_load_113 | 51 | 0.0025606 | 0.00064174 | 0 | 0 |  | 1 | TRUE | wye
37 | LV_4280-27_0_4_load_62 | 52 | 0.002538 | 0.00063609 | 0 | 0 |  | 1 | TRUE | wye
38 | LV_4280-27_0_4_load_43 | 54 | 0.0012513 | 0.0003136 | 0 | 0 |  | 1 | TRUE | wye
39 | LV_4280-27_0_4_load_40 | 55 | 0.0024335 | 0.00060989 | 0 | 0 |  | 1 | TRUE | wye
40 | LV_4280-27_0_4_load_46 | 56 | 0.003469 | 0.00086941 | 0 | 0 |  | 1 | TRUE | wye
41 | LV_4280-27_0_4_load_37 | 57 | 0.0015361 | 0.00038497 | 0 | 0 |  | 1 | TRUE | wye
42 | LV_4280-27_0_4_load_38 | 58 | 0.0023792 | 0.00059627 | 0 | 0 |  | 1 | TRUE | wye
43 | LV_4280-27_0_4_load_155 | 60 | 0.00039182 | 9.82e-05 | 0 | 0 |  | 1 | TRUE | wye
44 | LV_4280-27_0_4_load_167 | 61 | 0.00053161 | 0.00013323 | 0 | 0 |  | 1 | TRUE | wye
45 | LV_4280-27_0_4_load_50 | 62 | 0.0027358 | 0.00068566 | 0 | 0 |  | 1 | TRUE | wye
46 | LV_4280-27_0_4_load_51 | 63 | 0.0012144 | 0.00030436 | 0 | 0 |  | 1 | TRUE | wye
47 | LV_4280-27_0_4_load_53 | 65 | 0.0023491 | 0.00058874 | 0 | 0 |  | 1 | TRUE | wye
48 | LV_4280-27_0_4_load_54 | 66 | 0.00081562 | 0.00020441 | 0 | 0 |  | 1 | TRUE | wye
49 | LV_4280-27_0_4_load_55 | 67 | 0.0011121 | 0.00027871 | 0 | 0 |  | 1 | TRUE | wye
50 | LV_4280-27_0_4_load_97 | 68 | 0.0024144 | 0.00060511 | 0 | 0 |  | 1 | TRUE | wye
51 | LV_4280-27_0_4_load_68 | 69 | 0.0034688 | 0.00086936 | 0 | 0 |  | 1 | TRUE | wye
52 | LV_4280-27_0_4_load_100 | 70 | 0.0012479 | 0.00031276 | 0 | 0 |  | 1 | TRUE | wye
53 | LV_4280-27_0_4_load_67 | 72 | 0.0017853 | 0.00044745 | 0 | 0 |  | 1 | TRUE | wye
54 | LV_4280-27_0_4_load_99 | 73 | 0.002329 | 0.0005837 | 0 | 0 |  | 1 | TRUE | wye
55 | LV_4280-27_0_4_load_56 | 74 | 0.0015627 | 0.00039165 | 0 | 0 |  | 1 | TRUE | wye
56 | LV_4280-27_0_4_load_57 | 75 | 0.00088324 | 0.00022136 | 0 | 0 |  | 1 | TRUE | wye
57 | LV_4280-27_0_4_load_58 | 76 | 0.00092496 | 0.00023182 | 0 | 0 |  | 1 | TRUE | wye
58 | LV_4280-27_0_4_load_59 | 77 | 0.00060667 | 0.00015205 | 0 | 0 |  | 1 | TRUE | wye
59 | LV_4280-27_0_4_load_60 | 78 | 0.0015346 | 0.00038461 | 0 | 0 |  | 1 | TRUE | wye
60 | LV_4280-27_0_4_load_108 | 79 | 0.0015935 | 0.00039937 | 0 | 0 |  | 1 | TRUE | wye
61 | LV_4280-27_0_4_load_61 | 81 | 0.0023296 | 0.00058384 | 0 | 0 |  | 1 | TRUE | wye
62 | LV_4280-27_0_4_load_65 | 83 | 0.0016732 | 0.00041934 | 0 | 0 |  | 1 | TRUE | wye
63 | LV_4280-27_0_4_load_66 | 84 | 0.0024681 | 0.00061856 | 0 | 0 |  | 1 | TRUE | wye
64 | LV_4280-27_0_4_load_95 | 85 | 0.0014253 | 0.0003572 | 0 | 0 |  | 1 | TRUE | wye
65 | LV_4280-27_0_4_load_93 | 86 | 0.0017832 | 0.00044692 | 0 | 0 |  | 1 | TRUE | wye
66 | LV_4280-27_0_4_load_112 | 87 | 0.0026091 | 0.00065389 | 0 | 0 |  | 1 | TRUE | wye
67 | LV_4280-27_0_4_load_96 | 88 | 0.0024186 | 0.00060616 | 0 | 0 |  | 1 | TRUE | wye
68 | LV_4280-27_0_4_load_92 | 89 | 0.0021085 | 0.00052845 | 0 | 0 |  | 1 | TRUE | wye
69 | LV_4280-27_0_4_load_71 | 91 | 0.0016139 | 0.00040449 | 0 | 0 |  | 1 | TRUE | wye
70 | LV_4280-27_0_4_load_72 | 92 | 0.00079534 | 0.00019933 | 0 | 0 |  | 1 | TRUE | wye
71 | LV_4280-27_0_4_load_85 | 93 | 0.0025402 | 0.00063664 | 0 | 0 |  | 1 | TRUE | wye
72 | LV_4280-27_0_4_load_73 | 94 | 0.00093858 | 0.00023523 | 0 | 0 |  | 1 | TRUE | wye
73 | LV_4280-27_0_4_load_74 | 95 | 0.00093916 | 0.00023538 | 0 | 0 |  | 1 | TRUE | wye
74 | LV_4280-27_0_4_load_82 | 96 | 0.0008094 | 0.00020286 | 0 | 0 |  | 1 | TRUE | wye
75 | LV_4280-27_0_4_load_83 | 97 | 0.00092262 | 0.00023123 | 0 | 0 |  | 1 | TRUE | wye
76 | LV_4280-27_0_4_load_76 | 98 | 0.0013916 | 0.00034877 | 0 | 0 |  | 1 | TRUE | wye
77 | LV_4280-27_0_4_load_77 | 99 | 0.0012999 | 0.0003258 | 0 | 0 |  | 1 | TRUE | wye
78 | LV_4280-27_0_4_load_79 | 100 | 0.0035819 | 0.00089772 | 0 | 0 |  | 1 | TRUE | wye
79 | LV_4280-27_0_4_load_80 | 101 | 0.0018103 | 0.00045369 | 0 | 0 |  | 1 | TRUE | wye
80 | LV_4280-27_0_4_load_94 | 103 | 0.0015906 | 0.00039864 | 0 | 0 |  | 1 | TRUE | wye
81 | LV_4280-27_0_4_load_107 | 104 | 0.00092472 | 0.00023176 | 0 | 0 |  | 1 | TRUE | wye
82 | LV_4280-27_0_4_load_87 | 105 | 0.0017782 | 0.00044566 | 0 | 0 |  | 1 | TRUE | wye
83 | LV_4280-27_0_4_load_88 | 106 | 0.0020087 | 0.00050342 | 0 | 0 |  | 1 | TRUE | wye
84 | LV_4280-27_0_4_load_89 | 107 | 0.0037682 | 0.00094441 | 0 | 0 |  | 1 | TRUE | wye
85 | LV_4280-27_0_4_load_91 | 109 | 0.00097642 | 0.00024471 | 0 | 0 |  | 1 | TRUE | wye
86 | LV_4280-27_0_4_load_98 | 110 | 0.0014651 | 0.00036719 | 0 | 0 |  | 1 | TRUE | wye
87 | LV_4280-27_0_4_load_102 | 111 | 0.003216 | 0.00080601 | 0 | 0 |  | 1 | TRUE | wye
88 | LV_4280-27_0_4_load_103 | 112 | 0.0017165 | 0.0004302 | 0 | 0 |  | 1 | TRUE | wye
89 | LV_4280-27_0_4_load_119 | 113 | 0.0035979 | 0.00090171 | 0 | 0 |  | 1 | TRUE | wye
90 | LV_4280-27_0_4_load_117 | 114 | 0.0044519 | 0.0011158 | 0 | 0 |  | 1 | TRUE | wye
91 | LV_4280-27_0_4_load_115 | 116 | 0.0011994 | 0.00030059 | 0 | 0 |  | 1 | TRUE | wye
92 | LV_4280-27_0_4_load_104 | 117 | 0.00092617 | 0.00023212 | 0 | 0 |  | 1 | TRUE | wye
93 | LV_4280-27_0_4_load_105 | 118 | 0.00088239 | 0.00022115 | 0 | 0 |  | 1 | TRUE | wye
94 | LV_4280-27_0_4_load_106 | 119 | 0.00088572 | 0.00022198 | 0 | 0 |  | 1 | TRUE | wye
95 | LV_4280-27_0_4_load_110 | 120 | 0.0017361 | 0.00043511 | 0 | 0 |  | 1 | TRUE | wye
96 | LV_4280-27_0_4_load_111 | 121 | 0.0025685 | 0.00064372 | 0 | 0 |  | 1 | TRUE | wye
97 | LV_4280-27_0_4_load_114 | 122 | 0.0042874 | 0.0010745 | 0 | 0 |  | 1 | TRUE | wye
98 | LV_4280-27_0_4_load_116 | 123 | 0.0031765 | 0.00079611 | 0 | 0 |  | 1 | TRUE | wye
99 | LV_4280-27_0_4_load_118 | 124 | 0.0037806 | 0.00094751 | 0 | 0 |  | 1 | TRUE | wye
100 | LV_4280-27_0_4_load_138 | 126 | 0.0025708 | 0.0006443 | 0 | 0 |  | 1 | TRUE | wye
101 | LV_4280-27_0_4_load_169 | 127 | 0.0016556 | 0.00041493 | 0 | 0 |  | 1 | TRUE | wye
102 | LV_4280-27_0_4_load_127 | 128 | 0.0030776 | 0.00077133 | 0 | 0 |  | 1 | TRUE | wye
103 | LV_4280-27_0_4_load_153 | 129 | 0.0025051 | 0.00062785 | 0 | 0 |  | 1 | TRUE | wye
104 | LV_4280-27_0_4_load_125 | 130 | 0.0013383 | 0.0003354 | 0 | 0 |  | 1 | TRUE | wye
105 | LV_4280-27_0_4_load_121 | 131 | 0.00085603 | 0.00021454 | 0 | 0 |  | 1 | TRUE | wye
106 | LV_4280-27_0_4_load_122 | 132 | 0.0014554 | 0.00036476 | 0 | 0 |  | 1 | TRUE | wye
107 | LV_4280-27_0_4_load_123 | 133 | 0.00091912 | 0.00023035 | 0 | 0 |  | 1 | TRUE | wye
108 | LV_4280-27_0_4_load_124 | 134 | 0.0010357 | 0.00025956 | 0 | 0 |  | 1 | TRUE | wye
109 | LV_4280-27_0_4_load_129 | 135 | 0.00097486 | 0.00024432 | 0 | 0 |  | 1 | TRUE | wye
110 | LV_4280-27_0_4_load_130 | 136 | 0.00082012 | 0.00020554 | 0 | 0 |  | 1 | TRUE | wye
111 | LV_4280-27_0_4_load_126 | 137 | 0.0013965 | 0.00034998 | 0 | 0 |  | 1 | TRUE | wye
112 | LV_4280-27_0_4_load_128 | 138 | 0.0029819 | 0.00074734 | 0 | 0 |  | 1 | TRUE | wye
113 | LV_4280-27_0_4_load_137 | 139 | 0.0023358 | 0.00058542 | 0 | 0 |  | 1 | TRUE | wye
114 | LV_4280-27_0_4_load_131 | 141 | 0.00065314 | 0.00016369 | 0 | 0 |  | 1 | TRUE | wye
115 | LV_4280-27_0_4_load_173 | 143 | 0.0022297 | 0.00055882 | 0 | 0 |  | 1 | TRUE | wye
116 | LV_4280-27_0_4_load_166 | 144 | 0.0031873 | 0.00079881 | 0 | 0 |  | 1 | TRUE | wye
117 | LV_4280-27_0_4_load_132 | 145 | 0.0021669 | 0.00054307 | 0 | 0 |  | 1 | TRUE | wye
118 | LV_4280-27_0_4_load_133 | 146 | 0.0014245 | 0.00035703 | 0 | 0 |  | 1 | TRUE | wye
119 | LV_4280-27_0_4_load_135 | 147 | 0.0031612 | 0.00079226 | 0 | 0 |  | 1 | TRUE | wye
120 | LV_4280-27_0_4_load_147 | 149 | 0.0058236 | 0.0014595 | 0 | 0 |  | 1 | TRUE | wye
121 | LV_4280-27_0_4_load_165 | 150 | 0.0021422 | 0.00053689 | 0 | 0 |  | 1 | TRUE | wye
122 | LV_4280-27_0_4_load_148 | 151 | 0.0019202 | 0.00048124 | 0 | 0 |  | 1 | TRUE | wye
123 | LV_4280-27_0_4_load_159 | 152 | 0.0015789 | 0.00039571 | 0 | 0 |  | 1 | TRUE | wye
124 | LV_4280-27_0_4_load_140 | 153 | 0.0051122 | 0.0012812 | 0 | 0 |  | 1 | TRUE | wye
125 | LV_4280-27_0_4_load_141 | 154 | 0.0032664 | 0.00081863 | 0 | 0 |  | 1 | TRUE | wye
126 | LV_4280-27_0_4_load_146 | 155 | 0.0012808 | 0.00032101 | 0 | 0 |  | 1 | TRUE | wye
127 | LV_4280-27_0_4_load_179 | 156 | 0.0045537 | 0.0011413 | 0 | 0 |  | 1 | TRUE | wye
128 | LV_4280-27_0_4_load_151 | 157 | 0.0035845 | 0.00089835 | 0 | 0 |  | 1 | TRUE | wye
129 | LV_4280-27_0_4_load_154 | 159 | 0.0025993 | 0.00065145 | 0 | 0 |  | 1 | TRUE | wye
130 | LV_4280-27_0_4_load_163 | 160 | 0.0018707 | 0.00046884 | 0 | 0 |  | 1 | TRUE | wye
131 | LV_4280-27_0_4_load_161 | 161 | 0.0015692 | 0.00039328 | 0 | 0 |  | 1 | TRUE | wye
132 | LV_4280-27_0_4_load_168 | 162 | 0.0024692 | 0.00061885 | 0 | 0 |  | 1 | TRUE | wye
133 | LV_4280-27_0_4_load_156 | 163 | 0.0018503 | 0.00046373 | 0 | 0 |  | 1 | TRUE | wye
134 | LV_4280-27_0_4_load_157 | 164 | 0.0018386 | 0.0004608 | 0 | 0 |  | 1 | TRUE | wye
135 | LV_4280-27_0_4_load_158 | 165 | 0.0017557 | 0.00044001 | 0 | 0 |  | 1 | TRUE | wye
136 | LV_4280-27_0_4_load_160 | 166 | 0.0013828 | 0.00034656 | 0 | 0 |  | 1 | TRUE | wye
137 | LV_4280-27_0_4_load_162 | 167 | 0.0016347 | 0.0004097 | 0 | 0 |  | 1 | TRUE | wye
138 | LV_4280-27_0_4_load_164 | 168 | 0.0020686 | 0.00051843 | 0 | 0 |  | 1 | TRUE | wye
139 | LV_4280-27_0_4_load_175 | 169 | 0.0017967 | 0.0004503 | 0 | 0 |  | 1 | TRUE | wye
140 | LV_4280-27_0_4_load_174 | 170 | 0.0016481 | 0.00041304 | 0 | 0 |  | 1 | TRUE | wye
141 | LV_4280-27_0_4_load_171 | 171 | 0.0019947 | 0.00049993 | 0 | 0 |  | 1 | TRUE | wye
142 | LV_4280-27_0_4_load_172 | 172 | 0.0020408 | 0.00051146 | 0 | 0 |  | 1 | TRUE | wye
143 | LV_4280-27_0_4_load_176 | 173 | 0.0023187 | 0.00058113 | 0 | 0 |  | 1 | TRUE | wye
144 | LV_4280-27_0_4_load_177 | 174 | 0.0024833 | 0.00062237 | 0 | 0 |  | 1 | TRUE | wye
145 | LV_4280-27_0_4_load_226 | 175 | 0.0032751 | 0.00082083 | 0 | 0 |  | 1 | TRUE | wye
146 | LV_4280-27_0_4_load_178 | 176 | 0.0043126 | 0.0010808 | 0 | 0 |  | 1 | TRUE | wye
147 | LV_4280-27_0_4_load_180 | 177 | 0.0024231 | 0.00060728 | 0 | 0 |  | 1 | TRUE | wye
148 | LV_4280-27_0_4_load_182 | 178 | 0.0033919 | 0.00085009 | 0 | 0 |  | 1 | TRUE | wye
149 | LV_4280-27_0_4_load_202 | 179 | 0.0019065 | 0.0004778 | 0 | 0 |  | 1 | TRUE | wye
150 | LV_4280-27_0_4_load_203 | 180 | 0.0040344 | 0.0010111 | 0 | 0 |  | 1 | TRUE | wye
151 | LV_4280-27_0_4_load_183 | 181 | 0.0019514 | 0.00048908 | 0 | 0 |  | 1 | TRUE | wye
152 | LV_4280-27_0_4_load_184 | 182 | 0.0017279 | 0.00043304 | 0 | 0 |  | 1 | TRUE | wye
153 | LV_4280-27_0_4_load_185 | 183 | 0.0015946 | 0.00039966 | 0 | 0 |  | 1 | TRUE | wye
154 | LV_4280-27_0_4_load_186 | 184 | 0.0018947 | 0.00047487 | 0 | 0 |  | 1 | TRUE | wye
155 | LV_4280-27_0_4_load_213 | 185 | 0.0032898 | 0.00082449 | 0 | 0 |  | 1 | TRUE | wye
156 | LV_4280-27_0_4_load_187 | 187 | 0.0019588 | 0.00049092 | 0 | 0 |  | 1 | TRUE | wye
157 | LV_4280-27_0_4_load_190 | 190 | 0.0012354 | 0.00030963 | 0 | 0 |  | 1 | TRUE | wye
158 | LV_4280-27_0_4_load_191 | 191 | 0.0014848 | 0.00037214 | 0 | 0 |  | 1 | TRUE | wye
159 | LV_4280-27_0_4_load_192 | 192 | 0.0044632 | 0.0011186 | 0 | 0 |  | 1 | TRUE | wye
160 | LV_4280-27_0_4_load_193 | 193 | 0.003083 | 0.00077267 | 0 | 0 |  | 1 | TRUE | wye
161 | LV_4280-27_0_4_load_199 | 194 | 0.0015328 | 0.00038415 | 0 | 0 |  | 1 | TRUE | wye
162 | LV_4280-27_0_4_load_214 | 195 | 0.0045208 | 0.001133 | 0 | 0 |  | 1 | TRUE | wye
163 | LV_4280-27_0_4_load_215 | 196 | 0.0021223 | 0.00053189 | 0 | 0 |  | 1 | TRUE | wye
164 | LV_4280-27_0_4_load_200 | 197 | 0.0017567 | 0.00044027 | 0 | 0 |  | 1 | TRUE | wye
165 | LV_4280-27_0_4_load_194 | 198 | 0.0034907 | 0.00087485 | 0 | 0 |  | 1 | TRUE | wye
166 | LV_4280-27_0_4_load_195 | 199 | 0.00028293 | 7.091e-05 | 0 | 0 |  | 1 | TRUE | wye
167 | LV_4280-27_0_4_load_196 | 200 | 0.00038513 | 9.6523e-05 | 0 | 0 |  | 1 | TRUE | wye
168 | LV_4280-27_0_4_load_197 | 201 | 0.0027002 | 0.00067673 | 0 | 0 |  | 1 | TRUE | wye
169 | LV_4280-27_0_4_load_198 | 202 | 0.0016632 | 0.00041684 | 0 | 0 |  | 1 | TRUE | wye
170 | LV_4280-27_0_4_load_209 | 203 | 0.0035487 | 0.00088939 | 0 | 0 |  | 1 | TRUE | wye
171 | LV_4280-27_0_4_load_208 | 204 | 0.00061665 | 0.00015455 | 0 | 0 |  | 1 | TRUE | wye
172 | LV_4280-27_0_4_load_206 | 205 | 0.0021561 | 0.00054038 | 0 | 0 |  | 1 | TRUE | wye
173 | LV_4280-27_0_4_load_212 | 206 | 0.0018509 | 0.00046388 | 0 | 0 |  | 1 | TRUE | wye
174 | LV_4280-27_0_4_load_220 | 207 | 0.0016402 | 0.00041106 | 0 | 0 |  | 1 | TRUE | wye
175 | LV_4280-27_0_4_load_204 | 208 | 0.00030877 | 7.7386e-05 | 0 | 0 |  | 1 | TRUE | wye
176 | LV_4280-27_0_4_load_205 | 209 | 0.0016356 | 0.00040992 | 0 | 0 |  | 1 | TRUE | wye
177 | LV_4280-27_0_4_load_221 | 210 | 0.0020551 | 0.00051506 | 0 | 0 |  | 1 | TRUE | wye
178 | LV_4280-27_0_4_load_217 | 211 | 0.0015407 | 0.00038613 | 0 | 0 |  | 1 | TRUE | wye
179 | LV_4280-27_0_4_load_222 | 214 | 0.0016523 | 0.0004141 | 0 | 0 |  | 1 | TRUE | wye
180 | LV_4280-27_0_4_load_223 | 215 | 0.0016447 | 0.00041219 | 0 | 0 |  | 1 | TRUE | wye
181 | LV_4280-27_0_4_load_225 | 217 | 0.0014776 | 0.00037032 | 0 | 0 |  | 1 | TRUE | wye

## ext_grid
| name | bus | vm_pu | va_degree | slack_weight | in_service
0 |  | 137 | 1 | 0 | 1 | TRUE

## line
| name | std_type | from_bus | to_bus | length_km | r_ohm_per_km | x_ohm_per_km | c_nf_per_km | g_us_per_km | max_i_ka | df | parallel | type | in_service
0 | LV_4280-27_0_4_line_0 |  | 0 | 1 | 0.070697 | 0.125 | 0.08 | 261 | 0 | 0.364 | 1 | 1 | cs | TRUE
1 | LV_4280-27_0_4_line_1 |  | 1 | 2 | 0.015217 | 0.125 | 0.08 | 261 | 0 | 0.364 | 1 | 1 | cs | TRUE
2 | LV_4280-27_0_4_line_2 |  | 2 | 3 | 0.042035 | 0.125 | 0.08 | 261 | 0 | 0.364 | 1 | 1 | cs | TRUE
3 | LV_4280-27_0_4_line_3 |  | 3 | 4 | 0.026361 | 0.125 | 0.08 | 261 | 0 | 0.364 | 1 | 1 | cs | TRUE
4 | LV_4280-27_0_4_line_4 |  | 4 | 92 | 0.017059 | 0.125 | 0.08 | 261 | 0 | 0.364 | 1 | 1 | cs | TRUE
5 | LV_4280-27_0_4_line_5 |  | 4 | 90 | 0.038691 | 0.125 | 0.08 | 261 | 0 | 0.364 | 1 | 1 | cs | TRUE
6 | LV_4280-27_0_4_line_6 |  | 5 | 6 | 0.046251 | 0.125 | 0.08 | 261 | 0 | 0.364 | 1 | 1 | cs | TRUE
7 | LV_4280-27_0_4_line_7 |  | 5 | 7 | 0.013206 | 0.125 | 0.08 | 261 | 0 | 0.364 | 1 | 1 | cs | TRUE
8 | LV_4280-27_0_4_line_8 |  | 6 | 8 | 0.23575 | 0.125 | 0.08 | 261 | 0 | 0.364 | 1 | 1 | cs | TRUE
9 | LV_4280-27_0_4_line_9 |  | 7 | 9 | 0.005836 | 0.125 | 0.08 | 261 | 0 | 0.364 | 1 | 1 | cs | TRUE
10 | LV_4280-27_0_4_line_10 |  | 7 | 10 | 0.28496 | 0.125 | 0.08 | 261 | 0 | 0.364 | 1 | 1 | cs | TRUE
11 | LV_4280-27_0_4_line_11 |  | 8 | 14 | 0.14727 | 0.125 | 0.08 | 261 | 0 | 0.364 | 1 | 1 | cs | TRUE
12 | LV_4280-27_0_4_line_12 |  | 9 | 15 | 0.10658 | 0.125 | 0.08 | 261 | 0 | 0.364 | 1 | 1 | cs | TRUE
13 | LV_4280-27_0_4_line_13 |  | 9 | 11 | 0.28013 | 0.125 | 0.08 | 261 | 0 | 0.364 | 1 | 1 | cs | TRUE
14 | LV_4280-27_0_4_line_14 |  | 10 | 16 | 0.0036733 | 0.125 | 0.08 | 261 | 0 | 0.364 | 1 | 1 | cs | TRUE
15 | LV_4280-27_0_4_line_15 |  | 11 | 12 | 0.035982 | 0.125 | 0.08 | 261 | 0 | 0.364 | 1 | 1 | cs | TRUE
16 | LV_4280-27_0_4_line_16 |  | 11 | 13 | 0.051833 | 0.125 | 0.08 | 261 | 0 | 0.364 | 1 | 2 | cs | TRUE
17 | LV_4280-27_0_4_line_17 |  | 12 | 156 | 0.053479 | 0.125 | 0.08 | 261 | 0 | 0.364 | 1 | 1 | cs | TRUE
18 | LV_4280-27_0_4_line_18 |  | 13 | 155 | 0.044756 | 0.125 | 0.08 | 261 | 0 | 0.364 | 1 | 2 | cs | TRUE
19 | LV_4280-27_0_4_line_19 |  | 13 | 154 | 0.08475 | 0.125 | 0.08 | 261 | 0 | 0.364 | 1 | 1 | cs | TRUE
20 | LV_4280-27_0_4_line_20 |  | 14 | 17 | 0.4595 | 0.125 | 0.08 | 261 | 0 | 0.364 | 1 | 1 | cs | TRUE
21 | LV_4280-27_0_4_line_21 |  | 16 | 203 | 0.013411 | 0.125 | 0.08 | 261 | 0 | 0.364 | 1 | 1 | cs | TRUE
22 | LV_4280-27_0_4_line_22 |  | 17 | 21 | 0.036939 | 0.125 | 0.08 | 261 | 0 | 0.364 | 1 | 1 | cs | TRUE
23 | LV_4280-27_0_4_line_23 |  | 18 | 19 | 0.077916 | 0.125 | 0.08 | 261 | 0 | 0.364 | 1 | 1 | cs | TRUE
24 | LV_4280-27_0_4_line_24 |  | 18 | 20 | 0.012705 | 0.125 | 0.08 | 261 | 0 | 0.364 | 1 | 1 | cs | TRUE
25 | LV_4280-27_0_4_line_25 |  | 20 | 21 | 0.016403 | 0.125 | 0.08 | 261 | 0 | 0.364 | 1 | 1 | cs | TRUE
26 | LV_4280-27_0_4_line_26 |  | 22 | 23 | 0.021892 | 0.125 | 0.08 | 261 | 0 | 0.364 | 1 | 1 | cs | TRUE
27 | LV_4280-27_0_4_line_27 |  | 23 | 27 | 0.012283 | 0.125 | 0.08 | 261 | 0 | 0.364 | 1 | 1 | cs | TRUE
28 | LV_4280-27_0_4_line_28 |  | 24 | 25 | 0.028977 | 0.125 | 0.08 | 261 | 0 | 0.364 | 1 | 1 | cs | TRUE
29 | LV_4280-27_0_4_line_29 |  | 24 | 26 | 0.014841 | 0.125 | 0.08 | 261 | 0 | 0.364 | 1 | 1 | cs | TRUE
30 | LV_4280-27_0_4_line_30 |  | 25 | 27 | 0.0020529 | 0.125 | 0.08 | 261 | 0 | 0.364 | 1 | 1 | cs | TRUE
31 | LV_4280-27_0_4_line_31 |  | 26 | 28 | 0.1838 | 0.125 | 0.08 | 261 | 0 | 0.364 | 1 | 1 | cs | TRUE
32 | LV_4280-27_0_4_line_32 |  | 28 | 29 | 0.021175 | 0.125 | 0.08 | 261 | 0 | 0.364 | 1 | 1 | cs | TRUE
33 | LV_4280-27_0_4_line_33 |  | 29 | 32 | 0.042536 | 0.125 | 0.08 | 261 | 0 | 0.364 | 1 | 1 | cs | TRUE
34 | LV_4280-27_0_4_line_34 |  | 30 | 31 | 0.035183 | 0.125 | 0.08 | 261 | 0 | 0.364 | 1 | 1 | cs | TRUE
35 | LV_4280-27_0_4_line_35 |  | 31 | 154 | 0.02132 | 0.125 | 0.08 | 261 | 0 | 0.364 | 1 | 1 | cs | TRUE
36 | LV_4280-27_0_4_line_36 |  | 32 | 33 | 0.015563 | 0.125 | 0.08 | 261 | 0 | 0.364 | 1 | 1 | cs | TRUE
37 | LV_4280-27_0_4_line_37 |  | 33 | 157 | 0.014226 | 0.125 | 0.08 | 261 | 0 | 0.364 | 1 | 1 | cs | TRUE
38 | LV_4280-27_0_4_line_38 |  | 34 | 35 | 0.050946 | 0.125 | 0.08 | 261 | 0 | 0.364 | 1 | 1 | cs | TRUE
39 | LV_4280-27_0_4_line_39 |  | 35 | 36 | 0.0093417 | 0.125 | 0.08 | 261 | 0 | 0.364 | 1 | 1 | cs | TRUE
40 | LV_4280-27_0_4_line_40 |  | 35 | 37 | 0.020453 | 0.125 | 0.08 | 261 | 0 | 0.364 | 1 | 1 | cs | TRUE
41 | LV_4280-27_0_4_line_41 |  | 36 | 38 | 0.003324 | 0.125 | 0.08 | 261 | 0 | 0.364 | 1 | 1 | cs | TRUE
42 | LV_4280-27_0_4_line_42 |  | 37 | 39 | 0.025002 | 0.125 | 0.08 | 261 | 0 | 0.364 | 1 | 1 | cs | TRUE
43 | LV_4280-27_0_4_line_43 |  | 38 | 42 | 0.01699 | 0.125 | 0.08 | 261 | 0 | 0.364 | 1 | 1 | cs | TRUE
44 | LV_4280-27_0_4_line_44 |  | 39 | 41 | 0.017647 | 0.125 | 0.08 | 261 | 0 | 0.364 | 1 | 1 | cs | TRUE
45 | LV_4280-27_0_4_line_45 |  | 40 | 41 | 0.013797 | 0.125 | 0.08 | 261 | 0 | 0.364 | 1 | 1 | cs | TRUE
46 | LV_4280-27_0_4_line_46 |  | 41 | 56 | 0.023311 | 0.125 | 0.08 | 261 | 0 | 0.364 | 1 | 1 | cs | TRUE
47 | LV_4280-27_0_4_line_47 |  | 42 | 59 | 0.015611 | 0.125 | 0.08 | 261 | 0 | 0.364 | 1 | 1 | cs | TRUE
48 | LV_4280-27_0_4_line_48 |  | 43 | 44 | 0.017673 | 0.125 | 0.08 | 261 | 0 | 0.364 | 1 | 1 | cs | TRUE
49 | LV_4280-27_0_4_line_49 |  | 44 | 45 | 0.038628 | 0.125 | 0.08 | 261 | 0 | 0.364 | 1 | 1 | cs | TRUE
50 | LV_4280-27_0_4_line_50 |  | 45 | 46 | 0.039314 | 0.125 | 0.08 | 261 | 0 | 0.364 | 1 | 1 | cs | TRUE
51 | LV_4280-27_0_4_line_51 |  | 46 | 50 | 0.017634 | 0.125 | 0.08 | 261 | 0 | 0.364 | 1 | 1 | cs | TRUE
52 | LV_4280-27_0_4_line_52 |  | 47 | 48 | 0.010881 | 0.125 | 0.08 | 261 | 0 | 0.364 | 1 | 1 | cs | TRUE
53 | LV_4280-27_0_4_line_53 |  | 47 | 49 | 0.023626 | 0.125 | 0.08 | 261 | 0 | 0.364 | 1 | 1 | cs | TRUE
54 | LV_4280-27_0_4_line_54 |  | 48 | 51 | 0.015805 | 0.125 | 0.08 | 261 | 0 | 0.364 | 1 | 1 | cs | TRUE
55 | LV_4280-27_0_4_line_55 |  | 48 | 52 | 0.041767 | 0.125 | 0.08 | 261 | 0 | 0.364 | 1 | 1 | cs | TRUE
56 | LV_4280-27_0_4_line_56 |  | 49 | 53 | 0.0073096 | 0.125 | 0.08 | 261 | 0 | 0.364 | 1 | 1 | cs | TRUE
57 | LV_4280-27_0_4_line_57 |  | 50 | 60 | 0.014007 | 0.125 | 0.08 | 261 | 0 | 0.364 | 1 | 1 | cs | TRUE
58 | LV_4280-27_0_4_line_58 |  | 50 | 59 | 0.014321 | 0.125 | 0.08 | 261 | 0 | 0.364 | 1 | 1 | cs | TRUE
59 | LV_4280-27_0_4_line_59 |  | 51 | 87 | 0.0017873 | 0.125 | 0.08 | 261 | 0 | 0.364 | 1 | 1 | cs | TRUE
60 | LV_4280-27_0_4_line_60 |  | 52 | 81 | 0.0020501 | 0.125 | 0.08 | 261 | 0 | 0.364 | 1 | 1 | cs | TRUE
61 | LV_4280-27_0_4_line_61 |  | 53 | 101 | 0.008594 | 0.125 | 0.08 | 261 | 0 | 0.364 | 1 | 1 | cs | TRUE
62 | LV_4280-27_0_4_line_62 |  | 53 | 98 | 0.013626 | 0.125 | 0.08 | 261 | 0 | 0.364 | 1 | 1 | cs | TRUE
63 | LV_4280-27_0_4_line_63 |  | 54 | 55 | 0.0088399 | 0.125 | 0.08 | 261 | 0 | 0.364 | 1 | 1 | cs | TRUE
64 | LV_4280-27_0_4_line_64 |  | 55 | 58 | 0.020917 | 0.125 | 0.08 | 261 | 0 | 0.364 | 1 | 1 | cs | TRUE
65 | LV_4280-27_0_4_line_65 |  | 57 | 58 | 0.011095 | 0.125 | 0.08 | 261 | 0 | 0.364 | 1 | 1 | cs | TRUE
66 | LV_4280-27_0_4_line_66 |  | 57 | 59 | 0.018298 | 0.125 | 0.08 | 261 | 0 | 0.364 | 1 | 1 | cs | TRUE
67 | LV_4280-27_0_4_line_67 |  | 60 | 61 | 0.016809 | 0.125 | 0.08 | 261 | 0 | 0.364 | 1 | 1 | cs | TRUE
68 | LV_4280-27_0_4_line_68 |  | 61 | 162 | 0.018235 | 0.125 | 0.08 | 261 | 0 | 0.364 | 1 | 1 | cs | TRUE
69 | LV_4280-27_0_4_line_69 |  | 62 | 63 | 0.036286 | 0.125 | 0.08 | 261 | 0 | 0.364 | 1 | 1 | cs | TRUE
70 | LV_4280-27_0_4_line_70 |  | 62 | 64 | 0.00046654 | 0.125 | 0.08 | 261 | 0 | 0.364 | 1 | 1 | cs | TRUE
71 | LV_4280-27_0_4_line_71 |  | 63 | 65 | 0.017555 | 0.125 | 0.08 | 261 | 0 | 0.364 | 1 | 1 | cs | TRUE
72 | LV_4280-27_0_4_line_72 |  | 64 | 66 | 0.033385 | 0.125 | 0.08 | 261 | 0 | 0.364 | 1 | 1 | cs | TRUE
73 | LV_4280-27_0_4_line_73 |  | 64 | 67 | 0.020155 | 0.125 | 0.08 | 261 | 0 | 0.364 | 1 | 1 | cs | TRUE
74 | LV_4280-27_0_4_line_74 |  | 65 | 68 | 0.0066706 | 0.125 | 0.08 | 261 | 0 | 0.364 | 1 | 1 | cs | TRUE
75 | LV_4280-27_0_4_line_75 |  | 66 | 69 | 0.010403 | 0.125 | 0.08 | 261 | 0 | 0.364 | 1 | 1 | cs | TRUE
76 | LV_4280-27_0_4_line_76 |  | 67 | 70 | 5.8392e-05 | 0.125 | 0.08 | 261 | 0 | 0.364 | 1 | 1 | cs | TRUE
77 | LV_4280-27_0_4_line_77 |  | 68 | 71 | 0.018925 | 0.125 | 0.08 | 261 | 0 | 0.364 | 1 | 1 | cs | TRUE
78 | LV_4280-27_0_4_line_78 |  | 69 | 72 | 0.020112 | 0.125 | 0.08 | 261 | 0 | 0.364 | 1 | 1 | cs | TRUE
79 | LV_4280-27_0_4_line_79 |  | 70 | 73 | 0.003994 | 0.125 | 0.08 | 261 | 0 | 0.364 | 1 | 1 | cs | TRUE
80 | LV_4280-27_0_4_line_80 |  | 71 | 111 | 0.020257 | 0.125 | 0.08 | 261 | 0 | 0.364 | 1 | 1 | cs | TRUE
81 | LV_4280-27_0_4_line_81 |  | 71 | 112 | 0.039609 | 0.125 | 0.08 | 261 | 0 | 0.364 | 1 | 1 | cs | TRUE
82 | LV_4280-27_0_4_line_82 |  | 72 | 90 | 0.01038 | 0.125 | 0.08 | 261 | 0 | 0.364 | 1 | 1 | cs | TRUE
83 | LV_4280-27_0_4_line_83 |  | 74 | 75 | 0.0023401 | 0.125 | 0.08 | 261 | 0 | 0.364 | 1 | 1 | cs | TRUE
84 | LV_4280-27_0_4_line_84 |  | 74 | 76 | 0.011937 | 0.125 | 0.08 | 261 | 0 | 0.364 | 1 | 1 | cs | TRUE
85 | LV_4280-27_0_4_line_85 |  | 75 | 77 | 0.0023232 | 0.125 | 0.08 | 261 | 0 | 0.364 | 1 | 1 | cs | TRUE
86 | LV_4280-27_0_4_line_86 |  | 76 | 78 | 0.01564 | 0.125 | 0.08 | 261 | 0 | 0.364 | 1 | 1 | cs | TRUE
87 | LV_4280-27_0_4_line_87 |  | 78 | 79 | 0.014265 | 0.125 | 0.08 | 261 | 0 | 0.364 | 1 | 1 | cs | TRUE
88 | LV_4280-27_0_4_line_88 |  | 79 | 80 | 0.013203 | 0.125 | 0.08 | 261 | 0 | 0.364 | 1 | 1 | cs | TRUE
89 | LV_4280-27_0_4_line_89 |  | 80 | 102 | 0.027452 | 0.125 | 0.08 | 261 | 0 | 0.364 | 1 | 1 | cs | TRUE
90 | LV_4280-27_0_4_line_90 |  | 80 | 93 | 0.031642 | 0.125 | 0.08 | 261 | 0 | 0.364 | 1 | 1 | cs | TRUE
91 | LV_4280-27_0_4_line_91 |  | 81 | 82 | 0.0016858 | 0.125 | 0.08 | 261 | 0 | 0.364 | 1 | 1 | cs | TRUE
92 | LV_4280-27_0_4_line_92 |  | 82 | 83 | 0.015898 | 0.125 | 0.08 | 261 | 0 | 0.364 | 1 | 1 | cs | TRUE
93 | LV_4280-27_0_4_line_93 |  | 82 | 84 | 0.019643 | 0.125 | 0.08 | 261 | 0 | 0.364 | 1 | 1 | cs | TRUE
94 | LV_4280-27_0_4_line_94 |  | 83 | 85 | 0.021158 | 0.125 | 0.08 | 261 | 0 | 0.364 | 1 | 1 | cs | TRUE
95 | LV_4280-27_0_4_line_95 |  | 84 | 86 | 0.0026624 | 0.125 | 0.08 | 261 | 0 | 0.364 | 1 | 1 | cs | TRUE
96 | LV_4280-27_0_4_line_96 |  | 85 | 88 | 0.003972 | 0.125 | 0.08 | 261 | 0 | 0.364 | 1 | 1 | cs | TRUE
97 | LV_4280-27_0_4_line_97 |  | 86 | 89 | 0.0016344 | 0.125 | 0.08 | 261 | 0 | 0.364 | 1 | 1 | cs | TRUE
98 | LV_4280-27_0_4_line_98 |  | 87 | 120 | 0.020954 | 0.125 | 0.08 | 261 | 0 | 0.364 | 1 | 1 | cs | TRUE
99 | LV_4280-27_0_4_line_99 |  | 88 | 110 | 0.0022782 | 0.125 | 0.08 | 261 | 0 | 0.364 | 1 | 1 | cs | TRUE
100 | LV_4280-27_0_4_line_100 |  | 89 | 109 | 0.020504 | 0.125 | 0.08 | 261 | 0 | 0.364 | 1 | 1 | cs | TRUE
101 | LV_4280-27_0_4_line_101 |  | 90 | 91 | 0.01476 | 0.125 | 0.08 | 261 | 0 | 0.364 | 1 | 1 | cs | TRUE
102 | LV_4280-27_0_4_line_102 |  | 91 | 93 | 0.025487 | 0.125 | 0.08 | 261 | 0 | 0.364 | 1 | 1 | cs | TRUE
103 | LV_4280-27_0_4_line_103 |  | 92 | 94 | 0.0033889 | 0.125 | 0.08 | 261 | 0 | 0.364 | 1 | 1 | cs | TRUE
104 | LV_4280-27_0_4_line_104 |  | 94 | 95 | 0.018598 | 0.125 | 0.08 | 261 | 0 | 0.364 | 1 | 1 | cs | TRUE
105 | LV_4280-27_0_4_line_105 |  | 95 | 96 | 0.040115 | 0.125 | 0.08 | 261 | 0 | 0.364 | 1 | 1 | cs | TRUE
106 | LV_4280-27_0_4_line_106 |  | 96 | 97 | 0.023307 | 0.125 | 0.08 | 261 | 0 | 0.364 | 1 | 1 | cs | TRUE
107 | LV_4280-27_0_4_line_107 |  | 98 | 99 | 0.0015923 | 0.125 | 0.08 | 261 | 0 | 0.364 | 1 | 1 | cs | TRUE
108 | LV_4280-27_0_4_line_108 |  | 99 | 100 | 0.010724 | 0.125 | 0.08 | 261 | 0 | 0.364 | 1 | 1 | cs | TRUE
109 | LV_4280-27_0_4_line_109 |  | 102 | 103 | 0.0016965 | 0.125 | 0.08 | 261 | 0 | 0.364 | 1 | 1 | cs | TRUE
110 | LV_4280-27_0_4_line_110 |  | 102 | 104 | 0.014161 | 0.125 | 0.08 | 261 | 0 | 0.364 | 1 | 1 | cs | TRUE
111 | LV_4280-27_0_4_line_111 |  | 103 | 108 | 0.017839 | 0.125 | 0.08 | 261 | 0 | 0.364 | 1 | 1 | cs | TRUE
112 | LV_4280-27_0_4_line_112 |  | 104 | 118 | 0.014272 | 0.125 | 0.08 | 261 | 0 | 0.364 | 1 | 1 | cs | TRUE
113 | LV_4280-27_0_4_line_113 |  | 105 | 106 | 0.020581 | 0.125 | 0.08 | 261 | 0 | 0.364 | 1 | 1 | cs | TRUE
114 | LV_4280-27_0_4_line_114 |  | 105 | 107 | 0.0075335 | 0.125 | 0.08 | 261 | 0 | 0.364 | 1 | 1 | cs | TRUE
115 | LV_4280-27_0_4_line_115 |  | 106 | 108 | 0.016808 | 0.125 | 0.08 | 261 | 0 | 0.364 | 1 | 1 | cs | TRUE
116 | LV_4280-27_0_4_line_116 |  | 108 | 109 | 0.010597 | 0.125 | 0.08 | 261 | 0 | 0.364 | 1 | 1 | cs | TRUE
117 | LV_4280-27_0_4_line_117 |  | 111 | 113 | 0.0045252 | 0.125 | 0.08 | 261 | 0 | 0.364 | 1 | 1 | cs | TRUE
118 | LV_4280-27_0_4_line_118 |  | 112 | 114 | 0.0046285 | 0.125 | 0.08 | 261 | 0 | 0.364 | 1 | 1 | cs | TRUE
119 | LV_4280-27_0_4_line_119 |  | 113 | 115 | 0.019289 | 0.125 | 0.08 | 261 | 0 | 0.364 | 1 | 1 | cs | TRUE
120 | LV_4280-27_0_4_line_120 |  | 114 | 116 | 0.029891 | 0.125 | 0.08 | 261 | 0 | 0.364 | 1 | 1 | cs | TRUE
121 | LV_4280-27_0_4_line_121 |  | 115 | 127 | 0.025913 | 0.125 | 0.08 | 261 | 0 | 0.364 | 1 | 1 | cs | TRUE
122 | LV_4280-27_0_4_line_122 |  | 115 | 128 | 0.018548 | 0.125 | 0.08 | 261 | 0 | 0.364 | 1 | 2 | cs | TRUE
123 | LV_4280-27_0_4_line_123 |  | 116 | 122 | 0.0075284 | 0.125 | 0.08 | 261 | 0 | 0.364 | 1 | 1 | cs | TRUE
124 | LV_4280-27_0_4_line_124 |  | 117 | 118 | 0.017016 | 0.125 | 0.08 | 261 | 0 | 0.364 | 1 | 1 | cs | TRUE
125 | LV_4280-27_0_4_line_125 |  | 117 | 119 | 0.014259 | 0.125 | 0.08 | 261 | 0 | 0.364 | 1 | 1 | cs | TRUE
126 | LV_4280-27_0_4_line_126 |  | 120 | 121 | 0.0013021 | 0.125 | 0.08 | 261 | 0 | 0.364 | 1 | 1 | cs | TRUE
127 | LV_4280-27_0_4_line_127 |  | 122 | 123 | 0.02616 | 0.125 | 0.08 | 261 | 0 | 0.364 | 1 | 1 | cs | TRUE
128 | LV_4280-27_0_4_line_128 |  | 123 | 124 | 0.0024646 | 0.125 | 0.08 | 261 | 0 | 0.364 | 1 | 1 | cs | TRUE
129 | LV_4280-27_0_4_line_129 |  | 124 | 125 | 0.026893 | 0.125 | 0.08 | 261 | 0 | 0.364 | 1 | 1 | cs | TRUE
130 | LV_4280-27_0_4_line_130 |  | 125 | 126 | 0.0053484 | 0.125 | 0.08 | 261 | 0 | 0.364 | 1 | 1 | cs | TRUE
131 | LV_4280-27_0_4_line_131 |  | 126 | 153 | 0.0089323 | 0.125 | 0.08 | 261 | 0 | 0.364 | 1 | 1 | cs | TRUE
132 | LV_4280-27_0_4_line_132 |  | 127 | 129 | 0.014723 | 0.125 | 0.08 | 261 | 0 | 0.364 | 1 | 1 | cs | TRUE
133 | LV_4280-27_0_4_line_133 |  | 128 | 130 | 0.0014327 | 0.125 | 0.08 | 261 | 0 | 0.364 | 1 | 2 | cs | TRUE
134 | LV_4280-27_0_4_line_134 |  | 129 | 158 | 0.024987 | 0.125 | 0.08 | 261 | 0 | 0.364 | 1 | 1 | cs | TRUE
135 | LV_4280-27_0_4_line_135 |  | 130 | 137 | 0.016891 | 0.125 | 0.08 | 261 | 0 | 0.364 | 1 | 2 | cs | TRUE
136 | LV_4280-27_0_4_line_136 |  | 131 | 132 | 0.0023651 | 0.125 | 0.08 | 261 | 0 | 0.364 | 1 | 1 | cs | TRUE
137 | LV_4280-27_0_4_line_137 |  | 131 | 133 | 0.0072056 | 0.125 | 0.08 | 261 | 0 | 0.364 | 1 | 1 | cs | TRUE
138 | LV_4280-27_0_4_line_138 |  | 132 | 134 | 0.0092246 | 0.125 | 0.08 | 261 | 0 | 0.364 | 1 | 1 | cs | TRUE
139 | LV_4280-27_0_4_line_139 |  | 134 | 135 | 0.019071 | 0.125 | 0.08 | 261 | 0 | 0.364 | 1 | 1 | cs | TRUE
140 | LV_4280-27_0_4_line_140 |  | 135 | 136 | 0.0012091 | 0.125 | 0.08 | 261 | 0 | 0.364 | 1 | 1 | cs | TRUE
141 | LV_4280-27_0_4_line_141 |  | 136 | 141 | 0.0014905 | 0.125 | 0.08 | 261 | 0 | 0.364 | 1 | 1 | cs | TRUE
142 | LV_4280-27_0_4_line_142 |  | 137 | 138 | 0.0063112 | 0.125 | 0.08 | 261 | 0 | 0.364 | 1 | 2 | cs | TRUE
143 | LV_4280-27_0_4_line_143 |  | 138 | 139 | 0.0072409 | 0.125 | 0.08 | 261 | 0 | 0.364 | 1 | 2 | cs | TRUE
144 | LV_4280-27_0_4_line_144 |  | 139 | 140 | 0.022082 | 0.125 | 0.08 | 261 | 0 | 0.364 | 1 | 2 | cs | TRUE
145 | LV_4280-27_0_4_line_145 |  | 140 | 148 | 0.004634 | 0.125 | 0.08 | 261 | 0 | 0.364 | 1 | 1 | cs | TRUE
146 | LV_4280-27_0_4_line_146 |  | 140 | 145 | 0.017147 | 0.125 | 0.08 | 261 | 0 | 0.364 | 1 | 2 | cs | TRUE
147 | LV_4280-27_0_4_line_147 |  | 141 | 142 | 0.039106 | 0.125 | 0.08 | 261 | 0 | 0.364 | 1 | 1 | cs | TRUE
148 | LV_4280-27_0_4_line_148 |  | 142 | 143 | 0.017236 | 0.125 | 0.08 | 261 | 0 | 0.364 | 1 | 1 | cs | TRUE
149 | LV_4280-27_0_4_line_149 |  | 142 | 144 | 0.0028591 | 0.125 | 0.08 | 261 | 0 | 0.364 | 1 | 1 | cs | TRUE
150 | LV_4280-27_0_4_line_150 |  | 143 | 172 | 0.029122 | 0.125 | 0.08 | 261 | 0 | 0.364 | 1 | 1 | cs | TRUE
151 | LV_4280-27_0_4_line_151 |  | 144 | 148 | 0.021876 | 0.125 | 0.08 | 261 | 0 | 0.364 | 1 | 1 | cs | TRUE
152 | LV_4280-27_0_4_line_152 |  | 145 | 146 | 0.011141 | 0.125 | 0.08 | 261 | 0 | 0.364 | 1 | 2 | cs | TRUE
153 | LV_4280-27_0_4_line_153 |  | 146 | 147 | 0.038117 | 0.125 | 0.08 | 261 | 0 | 0.364 | 1 | 2 | cs | TRUE
154 | LV_4280-27_0_4_line_154 |  | 147 | 149 | 0.011622 | 0.125 | 0.08 | 261 | 0 | 0.364 | 1 | 2 | cs | TRUE
155 | LV_4280-27_0_4_line_155 |  | 148 | 150 | 0.024307 | 0.125 | 0.08 | 261 | 0 | 0.364 | 1 | 1 | cs | TRUE
156 | LV_4280-27_0_4_line_156 |  | 149 | 151 | 0.0082781 | 0.125 | 0.08 | 261 | 0 | 0.364 | 1 | 2 | cs | TRUE
157 | LV_4280-27_0_4_line_157 |  | 150 | 152 | 0.036508 | 0.125 | 0.08 | 261 | 0 | 0.364 | 1 | 1 | cs | TRUE
158 | LV_4280-27_0_4_line_158 |  | 151 | 155 | 0.013935 | 0.125 | 0.08 | 261 | 0 | 0.364 | 1 | 2 | cs | TRUE
159 | LV_4280-27_0_4_line_159 |  | 152 | 165 | 0.0063247 | 0.125 | 0.08 | 261 | 0 | 0.364 | 1 | 1 | cs | TRUE
160 | LV_4280-27_0_4_line_160 |  | 156 | 176 | 0.017847 | 0.125 | 0.08 | 261 | 0 | 0.364 | 1 | 1 | cs | TRUE
161 | LV_4280-27_0_4_line_161 |  | 157 | 158 | 0.017506 | 0.125 | 0.08 | 261 | 0 | 0.364 | 1 | 1 | cs | TRUE
162 | LV_4280-27_0_4_line_162 |  | 158 | 159 | 0.011496 | 0.125 | 0.08 | 261 | 0 | 0.364 | 1 | 1 | cs | TRUE
163 | LV_4280-27_0_4_line_163 |  | 159 | 160 | 0.014028 | 0.125 | 0.08 | 261 | 0 | 0.364 | 1 | 1 | cs | TRUE
164 | LV_4280-27_0_4_line_164 |  | 160 | 161 | 0.0061436 | 0.125 | 0.08 | 261 | 0 | 0.364 | 1 | 1 | cs | TRUE
165 | LV_4280-27_0_4_line_165 |  | 161 | 166 | 0.017749 | 0.125 | 0.08 | 261 | 0 | 0.364 | 1 | 1 | cs | TRUE
166 | LV_4280-27_0_4_line_166 |  | 162 | 171 | 0.0079108 | 0.125 | 0.08 | 261 | 0 | 0.364 | 1 | 1 | cs | TRUE
167 | LV_4280-27_0_4_line_167 |  | 163 | 164 | 0.0067928 | 0.125 | 0.08 | 261 | 0 | 0.364 | 1 | 1 | cs | TRUE
168 | LV_4280-27_0_4_line_168 |  | 163 | 165 | 0.0068209 | 0.125 | 0.08 | 261 | 0 | 0.364 | 1 | 1 | cs | TRUE
169 | LV_4280-27_0_4_line_169 |  | 166 | 167 | 0.008693 | 0.125 | 0.08 | 261 | 0 | 0.364 | 1 | 1 | cs | TRUE
170 | LV_4280-27_0_4_line_170 |  | 167 | 168 | 0.0056781 | 0.125 | 0.08 | 261 | 0 | 0.364 | 1 | 1 | cs | TRUE
171 | LV_4280-27_0_4_line_171 |  | 168 | 169 | 0.0055426 | 0.125 | 0.08 | 261 | 0 | 0.364 | 1 | 1 | cs | TRUE
172 | LV_4280-27_0_4_line_172 |  | 169 | 170 | 0.020809 | 0.125 | 0.08 | 261 | 0 | 0.364 | 1 | 1 | cs | TRUE
173 | LV_4280-27_0_4_line_173 |  | 170 | 173 | 0.015992 | 0.125 | 0.08 | 261 | 0 | 0.364 | 1 | 1 | cs | TRUE
174 | LV_4280-27_0_4_line_174 |  | 171 | 172 | 0.0010837 | 0.125 | 0.08 | 261 | 0 | 0.364 | 1 | 1 | cs | TRUE
175 | LV_4280-27_0_4_line_175 |  | 173 | 174 | 0.016312 | 0.125 | 0.08 | 261 | 0 | 0.364 | 1 | 1 | cs | TRUE
176 | LV_4280-27_0_4_line_176 |  | 174 | 175 | 0.015701 | 0.125 | 0.08 | 261 | 0 | 0.364 | 1 | 1 | cs | TRUE
177 | LV_4280-27_0_4_line_177 |  | 176 | 177 | 0.01352 | 0.125 | 0.08 | 261 | 0 | 0.364 | 1 | 1 | cs | TRUE
178 | LV_4280-27_0_4_line_178 |  | 177 | 178 | 0.0068597 | 0.125 | 0.08 | 261 | 0 | 0.364 | 1 | 1 | cs | TRUE
179 | LV_4280-27_0_4_line_179 |  | 178 | 179 | 0.013068 | 0.125 | 0.08 | 261 | 0 | 0.364 | 1 | 1 | cs | TRUE
180 | LV_4280-27_0_4_line_180 |  | 179 | 180 | 0.013339 | 0.125 | 0.08 | 261 | 0 | 0.364 | 1 | 1 | cs | TRUE
181 | LV_4280-27_0_4_line_181 |  | 180 | 191 | 0.012552 | 0.125 | 0.08 | 261 | 0 | 0.364 | 1 | 1 | cs | TRUE
182 | LV_4280-27_0_4_line_182 |  | 181 | 182 | 0.012796 | 0.125 | 0.08 | 261 | 0 | 0.364 | 1 | 1 | cs | TRUE
183 | LV_4280-27_0_4_line_183 |  | 181 | 183 | 0.018863 | 0.125 | 0.08 | 261 | 0 | 0.364 | 1 | 1 | cs | TRUE
184 | LV_4280-27_0_4_line_184 |  | 182 | 184 | 0.01383 | 0.125 | 0.08 | 261 | 0 | 0.364 | 1 | 1 | cs | TRUE
185 | LV_4280-27_0_4_line_185 |  | 184 | 185 | 0.0053774 | 0.125 | 0.08 | 261 | 0 | 0.364 | 1 | 1 | cs | TRUE
186 | LV_4280-27_0_4_line_186 |  | 185 | 186 | 0.012204 | 0.125 | 0.08 | 261 | 0 | 0.364 | 1 | 1 | cs | TRUE
187 | LV_4280-27_0_4_line_187 |  | 186 | 206 | 0.01096 | 0.125 | 0.08 | 261 | 0 | 0.364 | 1 | 1 | cs | TRUE
188 | LV_4280-27_0_4_line_188 |  | 186 | 197 | 0.020359 | 0.125 | 0.08 | 261 | 0 | 0.364 | 1 | 1 | cs | TRUE
189 | LV_4280-27_0_4_line_189 |  | 187 | 188 | 0.008645 | 0.125 | 0.08 | 261 | 0 | 0.364 | 1 | 1 | cs | TRUE
190 | LV_4280-27_0_4_line_190 |  | 187 | 189 | 0.022792 | 0.125 | 0.08 | 261 | 0 | 0.364 | 1 | 1 | cs | TRUE
191 | LV_4280-27_0_4_line_191 |  | 188 | 190 | 0.021014 | 0.125 | 0.08 | 261 | 0 | 0.364 | 1 | 1 | cs | TRUE
192 | LV_4280-27_0_4_line_192 |  | 188 | 191 | 0.0076447 | 0.125 | 0.08 | 261 | 0 | 0.364 | 1 | 1 | cs | TRUE
193 | LV_4280-27_0_4_line_193 |  | 189 | 192 | 0.020475 | 0.125 | 0.08 | 261 | 0 | 0.364 | 1 | 1 | cs | TRUE
194 | LV_4280-27_0_4_line_194 |  | 189 | 193 | 0.0037305 | 0.125 | 0.08 | 261 | 0 | 0.364 | 1 | 1 | cs | TRUE
195 | LV_4280-27_0_4_line_195 |  | 190 | 194 | 0.018969 | 0.125 | 0.08 | 261 | 0 | 0.364 | 1 | 1 | cs | TRUE
196 | LV_4280-27_0_4_line_196 |  | 192 | 195 | 0.010651 | 0.125 | 0.08 | 261 | 0 | 0.364 | 1 | 1 | cs | TRUE
197 | LV_4280-27_0_4_line_197 |  | 193 | 196 | 0.024914 | 0.125 | 0.08 | 261 | 0 | 0.364 | 1 | 1 | cs | TRUE
198 | LV_4280-27_0_4_line_198 |  | 194 | 197 | 0.0086745 | 0.125 | 0.08 | 261 | 0 | 0.364 | 1 | 1 | cs | TRUE
199 | LV_4280-27_0_4_line_199 |  | 198 | 199 | 0.020673 | 0.125 | 0.08 | 261 | 0 | 0.364 | 1 | 1 | cs | TRUE
200 | LV_4280-27_0_4_line_200 |  | 198 | 200 | 0.0016747 | 0.125 | 0.08 | 261 | 0 | 0.364 | 1 | 1 | cs | TRUE
201 | LV_4280-27_0_4_line_201 |  | 199 | 201 | 0.0001705 | 0.125 | 0.08 | 261 | 0 | 0.364 | 1 | 1 | cs | TRUE
202 | LV_4280-27_0_4_line_202 |  | 200 | 202 | 0.016386 | 0.125 | 0.08 | 261 | 0 | 0.364 | 1 | 1 | cs | TRUE
203 | LV_4280-27_0_4_line_203 |  | 201 | 203 | 0.019772 | 0.125 | 0.08 | 261 | 0 | 0.364 | 1 | 1 | cs | TRUE
204 | LV_4280-27_0_4_line_204 |  | 202 | 204 | 0.0091163 | 0.125 | 0.08 | 261 | 0 | 0.364 | 1 | 1 | cs | TRUE
205 | LV_4280-27_0_4_line_205 |  | 204 | 205 | 0.0098997 | 0.125 | 0.08 | 261 | 0 | 0.364 | 1 | 1 | cs | TRUE
206 | LV_4280-27_0_4_line_206 |  | 205 | 208 | 0.017385 | 0.125 | 0.08 | 261 | 0 | 0.364 | 1 | 1 | cs | TRUE
207 | LV_4280-27_0_4_line_207 |  | 206 | 207 | 0.018971 | 0.125 | 0.08 | 261 | 0 | 0.364 | 1 | 1 | cs | TRUE
208 | LV_4280-27_0_4_line_208 |  | 207 | 210 | 0.0080251 | 0.125 | 0.08 | 261 | 0 | 0.364 | 1 | 1 | cs | TRUE
209 | LV_4280-27_0_4_line_209 |  | 208 | 209 | 0.0014138 | 0.125 | 0.08 | 261 | 0 | 0.364 | 1 | 1 | cs | TRUE
210 | LV_4280-27_0_4_line_210 |  | 210 | 213 | 0.016607 | 0.125 | 0.08 | 261 | 0 | 0.364 | 1 | 1 | cs | TRUE
211 | LV_4280-27_0_4_line_211 |  | 211 | 212 | 0.019358 | 0.125 | 0.08 | 261 | 0 | 0.364 | 1 | 1 | cs | TRUE
212 | LV_4280-27_0_4_line_212 |  | 212 | 213 | 0.008538 | 0.125 | 0.08 | 261 | 0 | 0.364 | 1 | 1 | cs | TRUE
213 | LV_4280-27_0_4_line_213 |  | 213 | 214 | 0.016701 | 0.125 | 0.08 | 261 | 0 | 0.364 | 1 | 1 | cs | TRUE
214 | LV_4280-27_0_4_line_214 |  | 214 | 215 | 0.0098735 | 0.125 | 0.08 | 261 | 0 | 0.364 | 1 | 1 | cs | TRUE
215 | LV_4280-27_0_4_line_215 |  | 215 | 216 | 0.011617 | 0.125 | 0.08 | 261 | 0 | 0.364 | 1 | 1 | cs | TRUE
216 | LV_4280-27_0_4_line_216 |  | 216 | 217 | 0.009817 | 0.125 | 0.08 | 261 | 0 | 0.364 | 1 | 1 | cs | TRUE

## trafo
| name | std_type | hv_bus | lv_bus | sn_mva | vn_hv_kv | vn_lv_kv | vk_percent | vkr_percent | pfe_kw | i0_percent | shift_degree | tap_side | tap_neutral | tap_min | tap_max | tap_step_percent | tap_step_degree | tap_pos | tap_phase_shifter | parallel | df | in_service
0 | LV_4280-27_0_4_trafo_126 | 0.63 MVA 20/0.4 kV | 218 | 137 | 0.63 | 20 | 0.4 | 6 | 1.206 | 1.65 | 0.2619 | 150 | hv | 0 | -2 | 2 | 2.5 | 0 | 0 | FALSE | 1 | 1 | TRUE

## line_geodata
| x0 | y0 | x1 | y1 | x2 | y2 | x3 | y3 | x4 | y4 | x5 | y5
0 | 2637069.1078 | 1240920.225 | 2637053.2281 | 1240931.3463 | 2637030.7407 | 1240951.0632 | 2637018.8432 | 1240968.8544
1 | 2637014.4588 | 1240983.2157 | 2637016.8356 | 1240971.8566 | 2637018.8432 | 1240968.8544
2 | 2637014.4588 | 1240983.2157 | 2637014.1162 | 1241022.4054 | 2637014.2303 | 1241025.2472
3 | 2637015.2877 | 1241051.5869 | 2637014.2303 | 1241025.2472
4 | 2637015.2877 | 1241051.5869 | 2637023.3851 | 1241051.5818 | 2637032.3098 | 1241052.397
5 | 2637015.2877 | 1241051.5869 | 2637007.2509 | 1241056.4289 | 2636993.2255 | 1241068.6716 | 2636984.1322 | 1241074.4298
6 | 2636676.9747 | 1241588.1886 | 2636690.1551 | 1241599.7556 | 2636706.3526 | 1241623.4665
7 | 2636667.049 | 1241579.4777 | 2636676.9747 | 1241588.1886
8 | 2636706.3526 | 1241623.4665 | 2636847.2226 | 1241812.5046
9 | 2636670.2693 | 1241574.6056 | 2636667.049 | 1241579.4777
10 | 2636627.6639 | 1241297.2538 | 2636667.049 | 1241579.4777
11 | 2636988.3105 | 1241854.7121 | 2636847.2226 | 1241812.5046
12 | 2636670.2693 | 1241574.6056 | 2636694.3226 | 1241572.5083 | 2636702.86 | 1241559.9085 | 2636719.8044 | 1241555.7994 | 2636733.1917 | 1241567.0004 | 2636752.931 | 1241592.5932
13 | 2636693.1014 | 1241295.4119 | 2636670.2693 | 1241574.6056
14 | 2636627.6639 | 1241297.2538 | 2636624.0342 | 1241296.6896
15 | 2636693.1014 | 1241295.4119 | 2636675.1104 | 1241284.0157 | 2636662.2152 | 1241276.9894
16 | 2636690.2136 | 1241243.9833 | 2636691.7535 | 1241255.3779 | 2636693.2898 | 1241264.9157 | 2636694.8247 | 1241279.5679 | 2636693.1014 | 1241295.4119
17 | 2636630.0615 | 1241238.2132 | 2636640.3028 | 1241239.9616 | 2636645.7641 | 1241249.3013 | 2636652.4823 | 1241260.7946 | 2636661.8189 | 1241276.7735 | 2636662.2152 | 1241276.9894
18 | 2636690.2136 | 1241243.9833 | 2636675.8655 | 1241219.29 | 2636673.0989 | 1241213.08 | 2636670.3571 | 1241204.0907 | 2636670.3571 | 1241204.0907
19 | 2636690.2136 | 1241243.9833 | 2636706.8831 | 1241262.487 | 2636728.7951 | 1241281.6569 | 2636754.1335 | 1241289.5519 | 2636758.1495 | 1241290.7501
20 | 2636988.3105 | 1241854.7121 | 2637446.7045 | 1241822.874
21 | 2636610.7828 | 1241294.6299 | 2636624.0342 | 1241296.6896
22 | 2637446.7045 | 1241822.874 | 2637480.3006 | 1241838.2291
23 | 2637504.301 | 1241854.4203 | 2637533.8353 | 1241882.7735 | 2637556.6351 | 1241911.8826
24 | 2637494.4449 | 1241846.5348 | 2637498.6626 | 1241849.0074 | 2637504.301 | 1241854.4203
25 | 2637494.4449 | 1241846.5348 | 2637480.3006 | 1241838.2291
26 | 2637045.8012 | 1241440.76 | 2637053.5237 | 1241461.2445
27 | 2637045.8012 | 1241440.76 | 2637044.3202 | 1241434.5913 | 2637044.9423 | 1241428.6849
28 | 2637044.0043 | 1241397.9658 | 2637046.6024 | 1241412.9249 | 2637045.1574 | 1241426.6432
29 | 2637036.8132 | 1241384.9837 | 2637044.0043 | 1241397.9658 | 2637044.0043 | 1241397.9658
30 | 2637044.9423 | 1241428.6849 | 2637045.1574 | 1241426.6432
31 | 2636915.279 | 1241247.1013 | 2637036.8132 | 1241384.9837
32 | 2636915.279 | 1241247.1013 | 2636903.0801 | 1241229.7936
33 | 2636873.6348 | 1241199.2546 | 2636880.5007 | 1241205.8589 | 2636898.5219 | 1241223.3264 | 2636903.0801 | 1241229.7936
34 | 2636811.5434 | 1241308.7625 | 2636802.0825 | 1241303.8578 | 2636778.5798 | 1241296.8456
35 | 2636758.1495 | 1241290.7501 | 2636778.5798 | 1241296.8456
36 | 2636873.6348 | 1241199.2546 | 2636871.6475 | 1241197.343 | 2636862.9695 | 1241187.9258
37 | 2636862.9695 | 1241187.9258 | 2636853.329 | 1241177.4642
38 | 2636616.3846 | 1241023.7201 | 2636603.504 | 1241033.1023 | 2636574.7135 | 1241041.6861 | 2636569.8077 | 1241042.4703
39 | 2636616.3846 | 1241023.7201 | 2636625.5662 | 1241021.9978
40 | 2636616.3846 | 1241023.7201 | 2636605.6134 | 1241025.744 | 2636596.4707 | 1241023.1884
41 | 2636628.6489 | 1241020.7548 | 2636625.5662 | 1241021.9978 | 2636625.5662 | 1241021.9978
42 | 2636596.4707 | 1241023.1884 | 2636583.4462 | 1241019.5479 | 2636573.7523 | 1241013.4016
43 | 2636644.4058 | 1241014.4012 | 2636628.6489 | 1241020.7548
44 | 2636560.5398 | 1241002.018 | 2636565.9513 | 1241008.4554 | 2636573.7523 | 1241013.4016
45 | 2636560.5398 | 1241002.018 | 2636551.7253 | 1241005.5104 | 2636547.6189 | 1241006.8374
46 | 2636560.5398 | 1241002.018 | 2636565.6315 | 1240992.8657 | 2636567.0078 | 1240980.1023
47 | 2636658.6692 | 1241008.0597 | 2636645.8259 | 1241013.8286 | 2636644.4058 | 1241014.4012
48 | 2636723.7042 | 1240923.8739 | 2636707.0276 | 1240918.0238
49 | 2636723.7042 | 1240923.8739 | 2636706.2459 | 1240958.3318
50 | 2636706.2459 | 1240958.3318 | 2636697.9177 | 1240974.7695 | 2636685.9352 | 1240991.8772
51 | 2636671.322 | 1241001.2889 | 2636684.2943 | 1240994.22 | 2636685.9352 | 1240991.8772
52 | 2636806.8217 | 1240930.7258 | 2636816.1545 | 1240936.365
53 | 2636806.8217 | 1240930.7258 | 2636794.5132 | 1240950.8925
54 | 2636816.1545 | 1240936.365 | 2636824.948 | 1240923.2317
55 | 2636816.1545 | 1240936.365 | 2636849.6233 | 1240961.3513
56 | 2636790.7051 | 1240957.1318 | 2636794.5132 | 1240950.8925
57 | 2636671.322 | 1241001.2889 | 2636677.0156 | 1241014.0868
58 | 2636658.6692 | 1241008.0597 | 2636659.5562 | 1241007.6649 | 2636671.322 | 1241001.2889
59 | 2636825.9424 | 1240921.7465 | 2636824.948 | 1240923.2317
60 | 2636851.2661 | 1240962.5777 | 2636849.6233 | 1240961.3513
61 | 2636790.7051 | 1240957.1318 | 2636786.2291 | 1240964.4755
62 | 2636790.7051 | 1240957.1318 | 2636779.142 | 1240949.924
63 | 2636651.0807 | 1240951.1048 | 2636653.5844 | 1240959.5828
64 | 2636653.5844 | 1240959.5828 | 2636653.9703 | 1240960.8894 | 2636654.4169 | 1240975.5126 | 2636653.7085 | 1240980.3858
65 | 2636651.97 | 1240991.0326 | 2636651.3593 | 1240989.4805 | 2636653.193 | 1240983.9327 | 2636653.7085 | 1240980.3858
66 | 2636658.6692 | 1241008.0597 | 2636651.97 | 1240991.0326
67 | 2636677.0156 | 1241014.0868 | 2636683.848 | 1241029.4443
68 | 2636691.2602 | 1241046.1052 | 2636683.848 | 1241029.4443
69 | 2636910.2401 | 1241085.4485 | 2636882.1612 | 1241088.2272 | 2636874.3133 | 1241090.1052
70 | 2636910.2401 | 1241085.4485 | 2636910.7044 | 1241085.4026
71 | 2636874.3133 | 1241090.1052 | 2636857.24 | 1241094.191
72 | 2636910.7044 | 1241085.4026 | 2636943.7828 | 1241080.8857
73 | 2636910.7044 | 1241085.4026 | 2636911.8731 | 1241105.524
74 | 2636850.7526 | 1241095.7434 | 2636857.24 | 1241094.191
75 | 2636943.7828 | 1241080.8857 | 2636954.09 | 1241079.4783
76 | 2636911.8765 | 1241105.5823 | 2636911.8731 | 1241105.524
77 | 2636832.3468 | 1241100.1481 | 2636850.7526 | 1241095.7434
78 | 2636974.0168 | 1241076.7572 | 2636954.09 | 1241079.4783
79 | 2636912.1081 | 1241109.5696 | 2636911.8765 | 1241105.5823
80 | 2636832.3468 | 1241100.1481 | 2636814.0582 | 1241108.8595
81 | 2636832.3468 | 1241100.1481 | 2636828.4009 | 1241090.2951 | 2636813.5511 | 1241065.391
82 | 2636984.1322 | 1241074.4298 | 2636974.0168 | 1241076.7572 | 2636974.0168 | 1241076.7572
83 | 2636968.1301 | 1240993.1966 | 2636969.8112 | 1240991.5687
84 | 2636968.1301 | 1240993.1966 | 2636959.5549 | 1241001.501
85 | 2636971.4801 | 1240989.9525 | 2636969.8112 | 1240991.5687
86 | 2636948.3197 | 1241012.3813 | 2636959.5549 | 1241001.501
87 | 2636948.3197 | 1241012.3813 | 2636938.0721 | 1241022.3053
88 | 2636928.5875 | 1241031.4902 | 2636938.0721 | 1241022.3053
89 | 2636908.2047 | 1241013.1741 | 2636918.947 | 1241024.3257 | 2636928.5875 | 1241031.4902
90 | 2636928.5875 | 1241031.4902 | 2636939.9364 | 1241039.9217 | 2636955.5708 | 1241047.7932
91 | 2636852.617 | 1240963.5862 | 2636851.2661 | 1240962.5777
92 | 2636852.617 | 1240963.5862 | 2636842.5954 | 1240975.9283
93 | 2636852.617 | 1240963.5862 | 2636856.4928 | 1240966.4788 | 2636867.7473 | 1240976.1007
94 | 2636842.5954 | 1240975.9283 | 2636829.2586 | 1240992.3531
95 | 2636869.7709 | 1240977.8307 | 2636867.7473 | 1240976.1007
96 | 2636826.7549 | 1240995.4366 | 2636829.2586 | 1240992.3531
97 | 2636869.7709 | 1240977.8307 | 2636871.0132 | 1240978.8928
98 | 2636839.8288 | 1240906.2456 | 2636830.6998 | 1240914.6412 | 2636825.9424 | 1240921.7465
99 | 2636825.3188 | 1240997.2052 | 2636826.7549 | 1240995.4366
100 | 2636886.5978 | 1240992.2166 | 2636871.0132 | 1240978.8928
101 | 2636984.1322 | 1241074.4298 | 2636977.0047 | 1241061.9441 | 2636976.713 | 1241061.6951
102 | 2636976.713 | 1241061.6951 | 2636967.416 | 1241053.757 | 2636955.5708 | 1241047.7932
103 | 2637032.3098 | 1241052.397 | 2637035.6846 | 1241052.7052
104 | 2637054.1102 | 1241054.9643 | 2637050.4288 | 1241054.0519 | 2637035.6846 | 1241052.7052
105 | 2637086.834 | 1241075.6373 | 2637081.2059 | 1241067.6637 | 2637066.7192 | 1241058.0894 | 2637054.1102 | 1241054.9643
106 | 2637086.834 | 1241075.6373 | 2637096.9813 | 1241089.9987 | 2637101.0321 | 1241094.0409
107 | 2636779.142 | 1240949.924 | 2636777.7907 | 1240949.0817
108 | 2636768.6903 | 1240943.409 | 2636777.7907 | 1240949.0817
109 | 2636908.2047 | 1241013.1741 | 2636907.0278 | 1241011.9521
110 | 2636908.2047 | 1241013.1741 | 2636918.3959 | 1241003.3425
111 | 2636894.6528 | 1240999.1031 | 2636907.0278 | 1241011.9521
112 | 2636918.3959 | 1241003.3425 | 2636928.6673 | 1240993.4336
113 | 2636868.7109 | 1241026.0276 | 2636882.9907 | 1241011.207
114 | 2636863.4838 | 1241031.4527 | 2636868.7109 | 1241026.0276
115 | 2636894.6528 | 1240999.1031 | 2636882.9907 | 1241011.207
116 | 2636894.6528 | 1240999.1031 | 2636886.5978 | 1240992.2166
117 | 2636809.9728 | 1241110.8055 | 2636814.0582 | 1241108.8595
118 | 2636811.1806 | 1241061.4155 | 2636813.5511 | 1241065.391
119 | 2636793.3448 | 1241120.4973 | 2636803.1301 | 1241114.0649 | 2636809.9728 | 1241110.8055
120 | 2636811.1806 | 1241061.4155 | 2636809.2302 | 1241058.1446 | 2636792.5444 | 1241038.097
121 | 2636793.3448 | 1241120.4973 | 2636798.5273 | 1241128.4678 | 2636811.1542 | 1241138.9415
122 | 2636793.3448 | 1241120.4973 | 2636776.3635 | 1241127.9574
123 | 2636787.7284 | 1241032.3107 | 2636792.5444 | 1241038.097
124 | 2636940.9133 | 1240981.6197 | 2636928.6673 | 1240993.4336
125 | 2636940.9133 | 1240981.6197 | 2636951.1751 | 1240971.7199
126 | 2636839.8288 | 1240906.2456 | 2636840.7872 | 1240905.3642
127 | 2636771.5625 | 1241011.7601 | 2636778.1158 | 1241020.7613 | 2636787.7284 | 1241032.3107
128 | 2636770.1119 | 1241009.7677 | 2636771.5625 | 1241011.7601
129 | 2636754.2833 | 1240988.0263 | 2636770.1119 | 1241009.7677
130 | 2636754.2833 | 1240988.0263 | 2636749.7998 | 1240990.9425
131 | 2636742.312 | 1240995.8128 | 2636749.7998 | 1240990.9425
132 | 2636811.1542 | 1241138.9415 | 2636822.4866 | 1241148.3413
133 | 2636776.3635 | 1241127.9574 | 2636775.0517 | 1241128.5337 | 2636775.0517 | 1241128.5337
134 | 2636841.4657 | 1241164.5903 | 2636831.2769 | 1241155.6326 | 2636822.4866 | 1241148.3413
135 | 2636758.7594 | 1241132.9923 | 2636775.0517 | 1241128.5337
136 | 2636646.2208 | 1241121.4064 | 2636648.5106 | 1241120.8149
137 | 2636639.2442 | 1241123.2085 | 2636646.2208 | 1241121.4064
138 | 2636657.4421 | 1241118.5077 | 2636648.5106 | 1241120.8149
139 | 2636657.4421 | 1241118.5077 | 2636663.6904 | 1241116.8937 | 2636675.8967 | 1241113.6973
140 | 2636677.0663 | 1241113.391 | 2636675.8967 | 1241113.6973
141 | 2636677.0663 | 1241113.391 | 2636678.5082 | 1241113.0134
142 | 2636758.7594 | 1241132.9923 | 2636758.4057 | 1241133.0891 | 2636752.4612 | 1241133.0875
143 | 2636752.4612 | 1241133.0875 | 2636745.2203 | 1241133.0854 | 2636745.2203 | 1241133.0854
144 | 2636725.638 | 1241123.4359 | 2636733.8199 | 1241129.3125 | 2636745.2203 | 1241133.0854
145 | 2636724.5697 | 1241118.9264 | 2636725.638 | 1241123.4359
146 | 2636725.638 | 1241123.4359 | 2636713.3765 | 1241135.4222
147 | 2636713.7597 | 1241096.6787 | 2636707.3486 | 1241101.5311 | 2636681.2363 | 1241112.299 | 2636678.5082 | 1241113.0134
148 | 2636713.7597 | 1241096.6787 | 2636706.7535 | 1241080.9304
149 | 2636713.7597 | 1241096.6787 | 2636715.0092 | 1241099.2503
150 | 2636706.7535 | 1241080.9304 | 2636694.9162 | 1241054.3231
151 | 2636724.5697 | 1241118.9264 | 2636715.0092 | 1241099.2503
152 | 2636705.41 | 1241143.2099 | 2636713.3765 | 1241135.4222
153 | 2636705.41 | 1241143.2099 | 2636690.8389 | 1241157.4539 | 2636681.2257 | 1241172.3643
154 | 2636681.2257 | 1241172.3643 | 2636679.1367 | 1241175.6044 | 2636675.9798 | 1241182.7008
155 | 2636724.5697 | 1241118.9264 | 2636741.918 | 1241109.6166 | 2636745.8634 | 1241107.215
156 | 2636673.1378 | 1241190.455 | 2636674.2683 | 1241186.548 | 2636675.9798 | 1241182.7008
157 | 2636745.8634 | 1241107.215 | 2636748.7709 | 1241105.4452 | 2636749.381 | 1241099.7008 | 2636740.1803 | 1241080.0869 | 2636745.4256 | 1241077.9522
158 | 2636670.3571 | 1241204.0907 | 2636672.0203 | 1241194.3169 | 2636673.1378 | 1241190.455
159 | 2636745.4256 | 1241077.9522 | 2636751.2837 | 1241075.5681
160 | 2636612.4618 | 1241235.2542 | 2636613.8847 | 1241235.4515 | 2636630.0615 | 1241238.2132
161 | 2636841.4657 | 1241164.5903 | 2636853.329 | 1241177.4642
162 | 2636841.4657 | 1241164.5903 | 2636851.2077 | 1241160.2591 | 2636852.0388 | 1241160.1867
163 | 2636852.0388 | 1241160.1867 | 2636866.0138 | 1241158.9694
164 | 2636872.1343 | 1241158.4362 | 2636866.0138 | 1241158.9694
165 | 2636872.1343 | 1241158.4362 | 2636889.8158 | 1241156.896
166 | 2636691.2602 | 1241046.1052 | 2636694.4757 | 1241053.333
167 | 2636763.8933 | 1241070.4363 | 2636757.6015 | 1241072.9969
168 | 2636751.2837 | 1241075.5681 | 2636757.6015 | 1241072.9969
169 | 2636898.476 | 1241156.1417 | 2636889.8158 | 1241156.896
170 | 2636898.476 | 1241156.1417 | 2636904.1327 | 1241155.6489
171 | 2636904.1327 | 1241155.6489 | 2636909.6544 | 1241155.1679
172 | 2636930.3846 | 1241153.3622 | 2636909.6544 | 1241155.1679
173 | 2636930.3846 | 1241153.3622 | 2636946.3159 | 1241151.9745
174 | 2636694.9162 | 1241054.3231 | 2636694.4757 | 1241053.333
175 | 2636946.3159 | 1241151.9745 | 2636962.5667 | 1241150.5589
176 | 2636978.2079 | 1241149.1964 | 2636962.5667 | 1241150.5589
177 | 2636612.4618 | 1241235.2542 | 2636599.0695 | 1241233.3975
178 | 2636599.0695 | 1241233.3975 | 2636592.2748 | 1241232.4555
179 | 2636580.7572 | 1241227.8092 | 2636580.7572 | 1241227.8092 | 2636584.2585 | 1241231.3442 | 2636592.2748 | 1241232.4555
180 | 2636580.7572 | 1241227.8092 | 2636581.6922 | 1241214.5028
181 | 2636582.572 | 1241201.9816 | 2636581.6922 | 1241214.5028
182 | 2636564.3413 | 1241096.4414 | 2636566.3649 | 1241109.0767
183 | 2636561.3585 | 1241077.816 | 2636564.3413 | 1241096.4414
184 | 2636568.5519 | 1241122.733 | 2636566.3649 | 1241109.0767
185 | 2636569.4023 | 1241128.0427 | 2636568.5519 | 1241122.733
186 | 2636568.8452 | 1241140.1353 | 2636569.9423 | 1241131.4143 | 2636569.4023 | 1241128.0427
187 | 2636568.8452 | 1241140.1353 | 2636558.1157 | 1241137.8993
188 | 2636568.8452 | 1241140.1353 | 2636576.109 | 1241141.6476 | 2636583.3871 | 1241144.5276 | 2636584.9826 | 1241149.385
189 | 2636578.6129 | 1241195.442 | 2636573.346 | 1241194.9982 | 2636570.0368 | 1241194.4193
190 | 2636547.5854 | 1241190.4924 | 2636570.0368 | 1241194.4193
191 | 2636578.6129 | 1241195.442 | 2636582.2818 | 1241192.6294 | 2636585.1543 | 1241187.7996 | 2636585.1061 | 1241177.0283
192 | 2636578.6129 | 1241195.442 | 2636582.572 | 1241201.9816
193 | 2636547.5854 | 1241190.4924 | 2636547.8822 | 1241210.9649
194 | 2636547.5854 | 1241190.4924 | 2636543.9107 | 1241189.8496
195 | 2636585.0214 | 1241158.0594 | 2636585.1061 | 1241177.0283
196 | 2636548.0365 | 1241221.6151 | 2636547.8822 | 1241210.9649
197 | 2636543.9107 | 1241189.8496 | 2636519.3692 | 1241185.5569
198 | 2636585.0214 | 1241158.0594 | 2636584.9826 | 1241149.385
199 | 2636570.6487 | 1241288.3917 | 2636591.0765 | 1241291.5668
200 | 2636570.6487 | 1241288.3917 | 2636568.9939 | 1241288.1344
201 | 2636591.245 | 1241291.593 | 2636591.0765 | 1241291.5668
202 | 2636568.9939 | 1241288.1344 | 2636552.8025 | 1241285.6177
203 | 2636610.7828 | 1241294.6299 | 2636591.245 | 1241291.593
204 | 2636552.8025 | 1241285.6177 | 2636543.7944 | 1241284.2176
205 | 2636534.0121 | 1241282.6971 | 2636543.7944 | 1241284.2176
206 | 2636516.8332 | 1241280.0269 | 2636534.0121 | 1241282.6971
207 | 2636539.5437 | 1241134.0289 | 2636558.1157 | 1241137.8993
208 | 2636539.5437 | 1241134.0289 | 2636534.7612 | 1241133.0322 | 2636531.6753 | 1241132.4529
209 | 2636516.8332 | 1241280.0269 | 2636515.4362 | 1241279.8097
210 | 2636515.3533 | 1241129.3884 | 2636531.6753 | 1241132.4529
211 | 2636507.5039 | 1241130.8967 | 2636503.8841 | 1241133.0981 | 2636503.5298 | 1241148.2152
212 | 2636515.3533 | 1241129.3884 | 2636511.2528 | 1241128.6183 | 2636507.5039 | 1241130.8967
213 | 2636515.3533 | 1241129.3884 | 2636516.1084 | 1241119.7091 | 2636515.0521 | 1241112.797
214 | 2636515.0521 | 1241112.797 | 2636513.5606 | 1241103.0368
215 | 2636511.8057 | 1241091.5535 | 2636513.5606 | 1241103.0368
216 | 2636510.323 | 1241081.8493 | 2636511.8057 | 1241091.5535

## bus_geodata
| x | y | coords
0 | 2637069.1078 | 1240920.225
1 | 2637018.8432 | 1240968.8544
2 | 2637014.4588 | 1240983.2157
3 | 2637014.2303 | 1241025.2472
4 | 2637015.2877 | 1241051.5869
5 | 2636676.9747 | 1241588.1886
6 | 2636706.3526 | 1241623.4665
7 | 2636667.049 | 1241579.4777
8 | 2636847.2226 | 1241812.5046
9 | 2636670.2693 | 1241574.6056
10 | 2636627.6639 | 1241297.2538
11 | 2636693.1014 | 1241295.4119
12 | 2636662.2152 | 1241276.9894
13 | 2636690.2136 | 1241243.9833
14 | 2636988.3105 | 1241854.7121
15 | 2636752.931 | 1241592.5932
16 | 2636624.0342 | 1241296.6896
17 | 2637446.7045 | 1241822.8741
18 | 2637504.301 | 1241854.4203
19 | 2637556.6351 | 1241911.8826
20 | 2637494.4449 | 1241846.5348
21 | 2637480.3006 | 1241838.2291
22 | 2637053.5237 | 1241461.2445
23 | 2637045.8012 | 1241440.76
24 | 2637044.0043 | 1241397.9658
25 | 2637045.1574 | 1241426.6433
26 | 2637036.8132 | 1241384.9837
27 | 2637044.9423 | 1241428.6849
28 | 2636915.279 | 1241247.1013
29 | 2636903.0801 | 1241229.7936
30 | 2636811.5434 | 1241308.7625
31 | 2636778.5798 | 1241296.8456
32 | 2636873.6348 | 1241199.2546
33 | 2636862.9695 | 1241187.9258
34 | 2636569.8077 | 1241042.4703
35 | 2636616.3846 | 1241023.7201
36 | 2636625.5662 | 1241021.9978
37 | 2636596.4707 | 1241023.1884
38 | 2636628.6489 | 1241020.7548
39 | 2636573.7523 | 1241013.4016
40 | 2636547.6189 | 1241006.8374
41 | 2636560.5398 | 1241002.018
42 | 2636644.4058 | 1241014.4012
43 | 2636707.0276 | 1240918.0238
44 | 2636723.7041 | 1240923.8739
45 | 2636706.2459 | 1240958.3318
46 | 2636685.9352 | 1240991.8772
47 | 2636806.8217 | 1240930.7258
48 | 2636816.1545 | 1240936.365
49 | 2636794.5132 | 1240950.8925
50 | 2636671.322 | 1241001.2889
51 | 2636824.948 | 1240923.2317
52 | 2636849.6233 | 1240961.3513
53 | 2636790.7051 | 1240957.1318
54 | 2636651.0807 | 1240951.1048
55 | 2636653.5844 | 1240959.5828
56 | 2636567.0078 | 1240980.1023
57 | 2636651.97 | 1240991.0326
58 | 2636653.7085 | 1240980.3858
59 | 2636658.6692 | 1241008.0597
60 | 2636677.0156 | 1241014.0868
61 | 2636683.848 | 1241029.4443
62 | 2636910.2401 | 1241085.4485
63 | 2636874.3133 | 1241090.1052
64 | 2636910.7044 | 1241085.4026
65 | 2636857.24 | 1241094.191
66 | 2636943.7828 | 1241080.8857
67 | 2636911.8731 | 1241105.524
68 | 2636850.7526 | 1241095.7434
69 | 2636954.09 | 1241079.4783
70 | 2636911.8765 | 1241105.5823
71 | 2636832.3468 | 1241100.1481
72 | 2636974.0168 | 1241076.7572
73 | 2636912.1081 | 1241109.5696
74 | 2636968.1301 | 1240993.1966
75 | 2636969.8112 | 1240991.5687
76 | 2636959.5549 | 1241001.501
77 | 2636971.4801 | 1240989.9525
78 | 2636948.3197 | 1241012.3813
79 | 2636938.0721 | 1241022.3053
80 | 2636928.5875 | 1241031.4902
81 | 2636851.2661 | 1240962.5777
82 | 2636852.617 | 1240963.5862
83 | 2636842.5954 | 1240975.9283
84 | 2636867.7473 | 1240976.1007
85 | 2636829.2586 | 1240992.3531
86 | 2636869.7709 | 1240977.8307
87 | 2636825.9424 | 1240921.7465
88 | 2636826.7549 | 1240995.4366
89 | 2636871.0132 | 1240978.8928
90 | 2636984.1322 | 1241074.4298
91 | 2636976.713 | 1241061.6951
92 | 2637032.3098 | 1241052.397
93 | 2636955.5708 | 1241047.7932
94 | 2637035.6846 | 1241052.7052
95 | 2637054.1102 | 1241054.9643
96 | 2637086.834 | 1241075.6373
97 | 2637101.0321 | 1241094.0409
98 | 2636779.142 | 1240949.924
99 | 2636777.7907 | 1240949.0817
100 | 2636768.6903 | 1240943.409
101 | 2636786.2291 | 1240964.4755
102 | 2636908.2047 | 1241013.1741
103 | 2636907.0278 | 1241011.9521
104 | 2636918.3959 | 1241003.3425
105 | 2636868.7109 | 1241026.0276
106 | 2636882.9907 | 1241011.207
107 | 2636863.4838 | 1241031.4527
108 | 2636894.6528 | 1240999.1031
109 | 2636886.5978 | 1240992.2166
110 | 2636825.3188 | 1240997.2052
111 | 2636814.0582 | 1241108.8595
112 | 2636813.5511 | 1241065.391
113 | 2636809.9728 | 1241110.8055
114 | 2636811.1806 | 1241061.4155
115 | 2636793.3448 | 1241120.4973
116 | 2636792.5444 | 1241038.097
117 | 2636940.9133 | 1240981.6197
118 | 2636928.6673 | 1240993.4336
119 | 2636951.1751 | 1240971.7199
120 | 2636839.8288 | 1240906.2456
121 | 2636840.7872 | 1240905.3642
122 | 2636787.7284 | 1241032.3107
123 | 2636771.5625 | 1241011.7601
124 | 2636770.1119 | 1241009.7677
125 | 2636754.2833 | 1240988.0263
126 | 2636749.7998 | 1240990.9425
127 | 2636811.1542 | 1241138.9415
128 | 2636776.3635 | 1241127.9574
129 | 2636822.4866 | 1241148.3413
130 | 2636775.0517 | 1241128.5337
131 | 2636646.2208 | 1241121.4064
132 | 2636648.5106 | 1241120.8149
133 | 2636639.2442 | 1241123.2085
134 | 2636657.4421 | 1241118.5077
135 | 2636675.8967 | 1241113.6973
136 | 2636677.0663 | 1241113.391
137 | 2636758.7594 | 1241132.9923
138 | 2636752.4612 | 1241133.0875
139 | 2636745.2203 | 1241133.0854
140 | 2636725.638 | 1241123.4359
141 | 2636678.5082 | 1241113.0134
142 | 2636713.7597 | 1241096.6787
143 | 2636706.7535 | 1241080.9304
144 | 2636715.0092 | 1241099.2503
145 | 2636713.3765 | 1241135.4222
146 | 2636705.41 | 1241143.2099
147 | 2636681.2257 | 1241172.3643
148 | 2636724.5697 | 1241118.9264
149 | 2636675.9798 | 1241182.7008
150 | 2636745.8634 | 1241107.215
151 | 2636673.1378 | 1241190.455
152 | 2636745.4256 | 1241077.9522
153 | 2636742.312 | 1240995.8128
154 | 2636758.1495 | 1241290.7501
155 | 2636670.3571 | 1241204.0907
156 | 2636630.0615 | 1241238.2132
157 | 2636853.329 | 1241177.4642
158 | 2636841.4657 | 1241164.5903
159 | 2636852.0388 | 1241160.1867
160 | 2636866.0138 | 1241158.9694
161 | 2636872.1343 | 1241158.4362
162 | 2636691.2602 | 1241046.1052
163 | 2636757.6015 | 1241072.9969
164 | 2636763.8933 | 1241070.4363
165 | 2636751.2837 | 1241075.5681
166 | 2636889.8158 | 1241156.896
167 | 2636898.476 | 1241156.1417
168 | 2636904.1327 | 1241155.6489
169 | 2636909.6544 | 1241155.1679
170 | 2636930.3846 | 1241153.3622
171 | 2636694.4757 | 1241053.333
172 | 2636694.9162 | 1241054.3231
173 | 2636946.3159 | 1241151.9745
174 | 2636962.5667 | 1241150.5589
175 | 2636978.2079 | 1241149.1964
176 | 2636612.4618 | 1241235.2542
177 | 2636599.0695 | 1241233.3975
178 | 2636592.2748 | 1241232.4555
179 | 2636580.7572 | 1241227.8093
180 | 2636581.6922 | 1241214.5028
181 | 2636564.3413 | 1241096.4414
182 | 2636566.3649 | 1241109.0767
183 | 2636561.3585 | 1241077.816
184 | 2636568.5519 | 1241122.733
185 | 2636569.4023 | 1241128.0427
186 | 2636568.8452 | 1241140.1353
187 | 2636570.0368 | 1241194.4193
188 | 2636578.6129 | 1241195.442
189 | 2636547.5854 | 1241190.4924
190 | 2636585.1061 | 1241177.0283
191 | 2636582.572 | 1241201.9816
192 | 2636547.8822 | 1241210.9649
193 | 2636543.9108 | 1241189.8496
194 | 2636585.0214 | 1241158.0594
195 | 2636548.0365 | 1241221.6151
196 | 2636519.3692 | 1241185.5569
197 | 2636584.9826 | 1241149.385
198 | 2636570.6487 | 1241288.3917
199 | 2636591.0765 | 1241291.5668
200 | 2636568.9939 | 1241288.1344
201 | 2636591.245 | 1241291.593
202 | 2636552.8025 | 1241285.6177
203 | 2636610.7828 | 1241294.6299
204 | 2636543.7944 | 1241284.2176
205 | 2636534.0121 | 1241282.6971
206 | 2636558.1157 | 1241137.8993
207 | 2636539.5437 | 1241134.0289
208 | 2636516.8332 | 1241280.0269
209 | 2636515.4362 | 1241279.8097
210 | 2636531.6753 | 1241132.4529
211 | 2636503.5298 | 1241148.2152
212 | 2636507.5039 | 1241130.8967
213 | 2636515.3533 | 1241129.3884
214 | 2636515.0521 | 1241112.797
215 | 2636513.5606 | 1241103.0368
216 | 2636511.8057 | 1241091.5535
217 | 2636510.323 | 1241081.8493
218 | 2636725.638 | 1241123.4359

## line_std_types
| c_nf_per_km | r_ohm_per_km | x_ohm_per_km | max_i_ka | type | q_mm2 | alpha | voltage_rating
NAYY 4x50 SE | 210 | 0.642 | 0.083 | 0.142 | cs | 50 | 0.00403 | LV
NAYY 4x120 SE | 264 | 0.225 | 0.08 | 0.242 | cs | 120 | 0.00403 | LV
NAYY 4x150 SE | 261 | 0.208 | 0.08 | 0.27 | cs | 150 | 0.00403 | LV
NA2XS2Y 1x95 RM/25 12/20 kV | 216 | 0.313 | 0.132 | 0.252 | cs | 95 | 0.00403 | MV
NA2XS2Y 1x185 RM/25 12/20 kV | 273 | 0.161 | 0.117 | 0.362 | cs | 185 | 0.00403 | MV
NA2XS2Y 1x240 RM/25 12/20 kV | 304 | 0.122 | 0.112 | 0.421 | cs | 240 | 0.00403 | MV
NA2XS2Y 1x95 RM/25 6/10 kV | 315 | 0.313 | 0.123 | 0.249 | cs | 95 | 0.00403 | MV
NA2XS2Y 1x185 RM/25 6/10 kV | 406 | 0.161 | 0.11 | 0.358 | cs | 185 | 0.00403 | MV
NA2XS2Y 1x240 RM/25 6/10 kV | 456 | 0.122 | 0.105 | 0.416 | cs | 240 | 0.00403 | MV
NA2XS2Y 1x150 RM/25 12/20 kV | 250 | 0.206 | 0.116 | 0.319 | cs | 150 | 0.00403 | MV
NA2XS2Y 1x120 RM/25 12/20 kV | 230 | 0.253 | 0.119 | 0.283 | cs | 120 | 0.00403 | MV
NA2XS2Y 1x70 RM/25 12/20 kV | 190 | 0.443 | 0.132 | 0.22 | cs | 70 | 0.00403 | MV
NA2XS2Y 1x150 RM/25 6/10 kV | 360 | 0.206 | 0.11 | 0.315 | cs | 150 | 0.00403 | MV
NA2XS2Y 1x120 RM/25 6/10 kV | 340 | 0.253 | 0.113 | 0.28 | cs | 120 | 0.00403 | MV
NA2XS2Y 1x70 RM/25 6/10 kV | 280 | 0.443 | 0.123 | 0.217 | cs | 70 | 0.00403 | MV
N2XS(FL)2Y 1x120 RM/35 64/110 kV | 112 | 0.153 | 0.166 | 0.366 | cs | 120 | 0.00393 | HV
N2XS(FL)2Y 1x185 RM/35 64/110 kV | 125 | 0.099 | 0.156 | 0.457 | cs | 185 | 0.00393 | HV
N2XS(FL)2Y 1x240 RM/35 64/110 kV | 135 | 0.075 | 0.149 | 0.526 | cs | 240 | 0.00393 | HV
N2XS(FL)2Y 1x300 RM/35 64/110 kV | 144 | 0.06 | 0.144 | 0.588 | cs | 300 | 0.00393 | HV
15-AL1/3-ST1A 0.4 | 11 | 1.8769 | 0.35 | 0.105 | ol | 16 | 0.00403 | LV
24-AL1/4-ST1A 0.4 | 11.25 | 1.2012 | 0.335 | 0.14 | ol | 24 | 0.00403 | LV
48-AL1/8-ST1A 0.4 | 12.2 | 0.5939 | 0.3 | 0.21 | ol | 48 | 0.00403 | LV
94-AL1/15-ST1A 0.4 | 13.2 | 0.306 | 0.29 | 0.35 | ol | 94 | 0.00403 | LV
34-AL1/6-ST1A 10.0 | 9.7 | 0.8342 | 0.36 | 0.17 | ol | 34 | 0.00403 | MV
48-AL1/8-ST1A 10.0 | 10.1 | 0.5939 | 0.35 | 0.21 | ol | 48 | 0.00403 | MV
70-AL1/11-ST1A 10.0 | 10.4 | 0.4132 | 0.339 | 0.29 | ol | 70 | 0.00403 | MV
94-AL1/15-ST1A 10.0 | 10.75 | 0.306 | 0.33 | 0.35 | ol | 94 | 0.00403 | MV
122-AL1/20-ST1A 10.0 | 11.1 | 0.2376 | 0.323 | 0.41 | ol | 122 | 0.00403 | MV
149-AL1/24-ST1A 10.0 | 11.25 | 0.194 | 0.315 | 0.47 | ol | 149 | 0.00403 | MV
34-AL1/6-ST1A 20.0 | 9.15 | 0.8342 | 0.382 | 0.17 | ol | 34 | 0.00403 | MV
48-AL1/8-ST1A 20.0 | 9.5 | 0.5939 | 0.372 | 0.21 | ol | 48 | 0.00403 | MV
70-AL1/11-ST1A 20.0 | 9.7 | 0.4132 | 0.36 | 0.29 | ol | 70 | 0.00403 | MV
94-AL1/15-ST1A 20.0 | 10 | 0.306 | 0.35 | 0.35 | ol | 94 | 0.00403 | MV
122-AL1/20-ST1A 20.0 | 10.3 | 0.2376 | 0.344 | 0.41 | ol | 122 | 0.00403 | MV
149-AL1/24-ST1A 20.0 | 10.5 | 0.194 | 0.337 | 0.47 | ol | 149 | 0.00403 | MV
184-AL1/30-ST1A 20.0 | 10.75 | 0.1571 | 0.33 | 0.535 | ol | 184 | 0.00403 | MV
243-AL1/39-ST1A 20.0 | 11 | 0.1188 | 0.32 | 0.645 | ol | 243 | 0.00403 | MV
48-AL1/8-ST1A 110.0 | 8 | 0.5939 | 0.46 | 0.21 | ol | 48 | 0.00403 | HV
70-AL1/11-ST1A 110.0 | 8.4 | 0.4132 | 0.45 | 0.29 | ol | 70 | 0.00403 | HV
94-AL1/15-ST1A 110.0 | 8.65 | 0.306 | 0.44 | 0.35 | ol | 94 | 0.00403 | HV
122-AL1/20-ST1A 110.0 | 8.5 | 0.2376 | 0.43 | 0.41 | ol | 122 | 0.00403 | HV
149-AL1/24-ST1A 110.0 | 8.75 | 0.194 | 0.41 | 0.47 | ol | 149 | 0.00403 | HV
184-AL1/30-ST1A 110.0 | 8.8 | 0.1571 | 0.4 | 0.535 | ol | 184 | 0.00403 | HV
243-AL1/39-ST1A 110.0 | 9 | 0.1188 | 0.39 | 0.645 | ol | 243 | 0.00403 | HV
305-AL1/39-ST1A 110.0 | 9.2 | 0.0949 | 0.38 | 0.74 | ol | 305 | 0.00403 | HV
490-AL1/64-ST1A 110.0 | 9.75 | 0.059 | 0.37 | 0.96 | ol | 490 | 0.00403 | HV
679-AL1/86-ST1A 110.0 | 9.95 | 0.042 | 0.36 | 1.15 | ol | 679 | 0.00403 | HV
490-AL1/64-ST1A 220.0 | 10 | 0.059 | 0.285 | 0.96 | ol | 490 | 0.00403 | HV
679-AL1/86-ST1A 220.0 | 11.7 | 0.042 | 0.275 | 1.15 | ol | 679 | 0.00403 | HV
490-AL1/64-ST1A 380.0 | 11 | 0.059 | 0.253 | 0.96 | ol | 490 | 0.00403 | HV
679-AL1/86-ST1A 380.0 | 14.6 | 0.042 | 0.25 | 1.15 | ol | 679 | 0.00403 | HV

## trafo_std_types
| i0_percent | pfe_kw | vkr_percent | sn_mva | vn_lv_kv | vn_hv_kv | vk_percent | shift_degree | vector_group | tap_side | tap_neutral | tap_min | tap_max | tap_step_degree | tap_step_percent | tap_phase_shifter
160 MVA 380/110 kV | 0.06 | 60 | 0.25 | 160 | 110 | 380 | 12.2 | 0 | Yy0 | hv | 0 | -9 | 9 | 0 | 1.5 | FALSE
100 MVA 220/110 kV | 0.06 | 55 | 0.26 | 100 | 110 | 220 | 12 | 0 | Yy0 | hv | 0 | -9 | 9 | 0 | 1.5 | FALSE
63 MVA 110/20 kV | 0.04 | 22 | 0.32 | 63 | 20 | 110 | 18 | 150 | YNd5 | hv | 0 | -9 | 9 | 0 | 1.5 | FALSE
40 MVA 110/20 kV | 0.05 | 18 | 0.34 | 40 | 20 | 110 | 16.2 | 150 | YNd5 | hv | 0 | -9 | 9 | 0 | 1.5 | FALSE
25 MVA 110/20 kV | 0.07 | 14 | 0.41 | 25 | 20 | 110 | 12 | 150 | YNd5 | hv | 0 | -9 | 9 | 0 | 1.5 | FALSE
63 MVA 110/10 kV | 0.04 | 22 | 0.32 | 63 | 10 | 110 | 18 | 150 | YNd5 | hv | 0 | -9 | 9 | 0 | 1.5 | FALSE
40 MVA 110/10 kV | 0.05 | 18 | 0.34 | 40 | 10 | 110 | 16.2 | 150 | YNd5 | hv | 0 | -9 | 9 | 0 | 1.5 | FALSE
25 MVA 110/10 kV | 0.07 | 14 | 0.41 | 25 | 10 | 110 | 12 | 150 | YNd5 | hv | 0 | -9 | 9 | 0 | 1.5 | FALSE
0.25 MVA 20/0.4 kV | 0.32 | 0.8 | 1.44 | 0.25 | 0.4 | 20 | 6 | 150 | Yzn5 | hv | 0 | -2 | 2 | 0 | 2.5 | FALSE
0.4 MVA 20/0.4 kV | 0.3375 | 1.35 | 1.425 | 0.4 | 0.4 | 20 | 6 | 150 | Dyn5 | hv | 0 | -2 | 2 | 0 | 2.5 | FALSE
0.63 MVA 20/0.4 kV | 0.2619 | 1.65 | 1.206 | 0.63 | 0.4 | 20 | 6 | 150 | Dyn5 | hv | 0 | -2 | 2 | 0 | 2.5 | FALSE
0.25 MVA 10/0.4 kV | 0.24 | 0.6 | 1.2 | 0.25 | 0.4 | 10 | 4 | 150 | Dyn5 | hv | 0 | -2 | 2 | 0 | 2.5 | FALSE
0.4 MVA 10/0.4 kV | 0.2375 | 0.95 | 1.325 | 0.4 | 0.4 | 10 | 4 | 150 | Dyn5 | hv | 0 | -2 | 2 | 0 | 2.5 | FALSE
0.63 MVA 10/0.4 kV | 0.1873 | 1.18 | 1.0794 | 0.63 | 0.4 | 10 | 4 | 150 | Dyn5 | hv | 0 | -2 | 2 | 0 | 2.5 | FALSE

## trafo3w_std_types
| sn_hv_mva | sn_mv_mva | sn_lv_mva | vn_hv_kv | vn_mv_kv | vn_lv_kv | vk_hv_percent | vk_mv_percent | vk_lv_percent | vkr_hv_percent | vkr_mv_percent | vkr_lv_percent | pfe_kw | i0_percent | shift_mv_degree | shift_lv_degree | vector_group | tap_side | tap_neutral | tap_min | tap_max | tap_step_percent
63/25/38 MVA 110/20/10 kV | 63 | 25 | 38 | 110 | 20 | 10 | 10.4 | 10.4 | 10.4 | 0.28 | 0.32 | 0.35 | 35 | 0.89 | 0 | 0 | YN0yn0yn0 | hv | 0 | -10 | 10 | 1.2
63/25/38 MVA 110/10/10 kV | 63 | 25 | 38 | 110 | 10 | 10 | 10.4 | 10.4 | 10.4 | 0.28 | 0.32 | 0.35 | 35 | 0.89 | 0 | 0 | YN0yn0yn0 | hv | 0 | -10 | 10 | 1.2

## fuse_std_types
| fuse_type | i_rated_a | t_avg | t_min | t_total | x_avg | x_min | x_total
HV 100A | HV 100A | 100 | 0 | [10.0, 3.64, 0.854, 0.281, 0.1, 0.0531, 0.022, 0.01] | [10.0, 4.267, 1.21, 0.403, 0.1, 0.058, 0.022, 0.01] | 0 | [300.0, 350.0, 450.0, 550.0, 700.0, 850.0, 1200.0, 1752.0] | [600.0, 700.0, 900.0, 1150.0, 1665.0, 2000.0, 3000.0, 4313.0]
HV 10A | HV 10A | 10 | 0 | [10.0, 1675.0, 0.344, 0.156, 0.1, 0.0417, 0.0171, 0.01] | [10.0, 1.3, 0.3, 0.155, 0.1, 0.0555, 0.023, 0.01] | 0 | [30.0, 32.0, 35.0, 37.0, 39.0, 50.0, 70.0, 88.0] | [60.0, 70.0, 80.0, 87.0, 94.0, 110.0, 150.0, 216.0]
HV 125A | HV 125A | 125 | 0 | [10.0, 1.82, 0.344, 0.1, 0.0467, 0.0269, 0.01] | [10.0, 2.478, 0.426, 0.1, 0.0427, 0.0211, 0.01] | 0 | [375.0, 500.0, 700.0, 925.0, 1200.0, 1500.0, 2341.0] | [750.0, 1000.0, 1500.0, 2200.0, 3000.0, 4000.0, 5765.0]
HV 160A | HV 160A | 160 | 0 | [10.0, 4.15, 1.03, 0.198, 0.1, 0.051, 0.0172, 0.01] | [10.0, 2.3, 0.734, 0.274, 0.1, 0.046, 0.0177, 0.01] | 0 | [480.0, 550.0, 700.0, 1000.0, 1260.0, 1600.0, 2500.0, 3227.0] | [960.0, 1300.0, 1700.0, 2200.0, 2996.0, 4000.0, 6000.0, 7946.0]
HV 16A | HV 16A | 16 | 0 | [10.0, 0.352, 0.164, 0.1, 0.0649, 0.0342, 0.01] | [10.0, 2.34, 0.722, 0.181, 0.1, 0.055, 0.0296, 0.01] | 0 | [48.0, 60.0, 65.0, 71.0, 80.0, 100.0, 162.0] | [96.0, 110.0, 125.0, 150.0, 168.0, 200.0, 250.0, 398.0]
HV 200A | HV 200A | 200 | 0 | [10.0, 4.267, 1.21, 0.403, 0.1, 0.058, 0.022, 0.01] | [10.0, 3.73, 1.654, 0.328, 0.1, 0.0531, 0.019, 0.01] | 0 | [600.0, 700.0, 900.0, 1150.0, 1665.0, 2000.0, 3000.0, 4313.0] | [1200.0, 1500.0, 1800.0, 2700.0, 3960.0, 5000.0, 7500.0, 10620.0]
HV 20A | HV 20A | 20 | 0 | [10.0, 1.3, 0.3, 0.155, 0.1, 0.0555, 0.023, 0.01] | [10.0, 1.3, 0.161, 0.1, 0.0611, 0.0399, 0.0141, 0.01] | 0 | [60.0, 70.0, 80.0, 87.0, 94.0, 110.0, 150.0, 216.0] | [120.0, 150.0, 200.0, 223.0, 260.0, 300.0, 450.0, 532.0]
HV 25A | HV 25A | 25 | 0 | [10.0, 2.512, 0.833, 0.299, 0.1, 0.0372, 0.0223, 0.01] | [10.0, 3.125, 0.597, 0.198, 0.1, 0.0378, 0.022, 0.01] | 0 | [75.0, 82.0, 90.0, 100.0, 124.0, 170.0, 200.0, 289.0] | [150.0, 170.0, 210.0, 250.0, 294.0, 400.0, 500.0, 711.0]
HV 31.5A | HV 31.5A | 31.5 | 0 | [10.0, 2.34, 0.722, 0.181, 0.1, 0.055, 0.0296, 0.01] | [10.0, 2.84, 0.368, 0.164, 0.1, 0.0621, 0.0378, 0.0195, 0.01] | 0 | [95.0, 110.0, 125.0, 150.0, 165.0, 200.0, 250.0, 390.0] | [189.0, 220.0, 300.0, 350.0, 393.0, 450.0, 530.0, 700.0, 960.0]
HV 40A | HV 40A | 40 | 0 | [10.0, 1.3, 0.161, 0.1, 0.0611, 0.0399, 0.0141, 0.01] | [10.0, 2.05, 0.369, 0.198, 0.1, 0.051, 0.0298, 0.01] | 0 | [120.0, 150.0, 200.0, 223.0, 260.0, 300.0, 450.0, 532.0] | [240.0, 300.0, 400.0, 450.0, 530.0, 650.0, 800.0, 1311.0]
HV 50A | HV 50A | 50 | 0 | [10.0, 3.215, 0.597, 0.198, 0.1, 0.0378, 0.022, 0.01] | [10.0, 3.64, 0.854, 0.281, 0.1, 0.0531, 0.022, 0.01] | 0 | [150.0, 170.0, 210.0, 250.0, 294.0, 400.0, 500.0, 711.0] | [300.0, 350.0, 450.0, 550.0, 700.0, 850.0, 1200.0, 1752.0]
HV 6.3A | HV 6.3A | 6.3 | 0 | [10.0, 1.39, 0.344, 0.168, 0.1, 0.056, 0.0263, 0.01] | [10.0, 1.711, 0.516, 0.198, 0.1, 0.0634, 0.0303, 0.01] | 0 | [19.0, 19.5, 20.4, 20.8, 22.0, 25.0, 32.0, 48.0] | [38.0, 40.0, 43.0, 48.0, 53.0, 60.0, 75.0, 118.0]
HV 63A | HV 63A | 63 | 0 | [10.0, 2.84, 0.368, 0.164, 0.1, 0.0621, 0.0378, 0.0195, 0.01] | [10.0, 1.82, 0.344, 0.1, 0.0467, 0.0269, 0.01] | 0 | [189.0, 220.0, 300.0, 350.0, 393.0, 450.0, 530.0, 700.0, 961.0] | [378.0, 500.0, 700.0, 934.0, 1200.0, 1500.0, 2366.0]
HV 80A | HV 80A | 80 | 0 | [10.0, 2.05, 0.369, 0.198, 0.1, 0.051, 0.0298, 0.01] | [10.0, 4.15, 1.03, 0.198, 0.1, 0.051, 0.0172, 0.01] | 0 | [240.0, 300.0, 400.0, 450.0, 530.0, 650.0, 800.0, 1311.0] | [480.0, 550.0, 700.0, 1000.0, 1260.0, 1600.0, 2500.0, 3227.0]
Siemens NH-1-100 | Siemens NH-1-100 | 100 | [5400.0, 2000.0, 400.0, 20.0, 1.0, 0.2, 0.012, 0.004] | 0 | 0 | [150.0, 190.0, 250.0, 430.0, 900.0, 1250.0, 2700.0, 3600.0] | 0 | 0
Siemens NH-1-125 | Siemens NH-1-125 | 125 | [4800.0, 120.0, 7.0, 0.1, 0.004] | 0 | 0 | [180.0, 400.0, 740.0, 2000.0, 4250.0] | 0 | 0
Siemens NH-1-16 | Siemens NH-1-16 | 16 | [4000.0, 400.0, 2.0, 0.1, 0.04, 0.01] | 0 | 0 | [26.0, 35.0, 75.0, 150.0, 200.0, 300.0] | 0 | 0
Siemens NH-1-160 | Siemens NH-1-160 | 160 | [4800.0, 120.0, 7.0, 0.1, 0.004] | 0 | 0 | [210.0, 500.0, 900.0, 2300.0, 5000.0] | 0 | 0
Siemens NH-1-25 | Siemens NH-1-25 | 25 | [4000.0, 1000.0, 10.0, 0.2, 0.02, 0.01] | 0 | 0 | [40.0, 50.0, 100.0, 210.0, 400.0, 500.0] | 0 | 0
Siemens NH-1-50 | Siemens NH-1-50 | 50 | [4000.0, 40.0, 4.0, 1.0, 0.02, 0.01] | 0 | 0 | [86.0, 200.0, 300.0, 400.0, 1000.0, 1280.0] | 0 | 0
Siemens NH-1-63 | Siemens NH-1-63 | 63 | [4000.0, 100.0, 10.0, 2.0, 0.04, 0.01] | 0 | 0 | [100.0, 200.0, 300.0, 400.0, 1000.0, 1500.0] | 0 | 0
Siemens NH-1-80 | Siemens NH-1-80 | 80 | [4800.0, 120.0, 7.0, 0.1, 0.01] | 0 | 0 | [150.58, 250.0, 450.0, 1150.0, 2470.0] | 0 | 0
Siemens NH-2-1000 | Siemens NH-2-1000 | 1000 | [4800.0, 120.0, 7.0, 0.1, 0.004] | 0 | 0 | [1900.0, 3500.0, 8400.0, 24000.0, 52000.0] | 0 | 0
Siemens NH-2-200 | Siemens NH-2-200 | 200 | [4800.0, 120.0, 7.0, 0.1, 0.004] | 0 | 0 | [280.0, 650.0, 1200.0, 3000.0, 7000.0] | 0 | 0
Siemens NH-2-224 | Siemens NH-2-224 | 224 | [4800.0, 120.0, 7.0, 0.2, 0.04, 0.004] | 0 | 0 | [400.0, 750.0, 1453.0, 3025.0, 4315.0, 7600.0] | 0 | 0
Siemens NH-2-250 | Siemens NH-2-250 | 250 | [4800.0, 120.0, 7.0, 0.1, 0.004] | 0 | 0 | [450.0, 800.0, 1650.0, 4000.0, 8500.0] | 0 | 0
Siemens NH-2-315 | Siemens NH-2-315 | 315 | [4800.0, 120.0, 7.0, 0.1, 0.004] | 0 | 0 | [550.0, 920.0, 1900.0, 5000.0, 11000.0] | 0 | 0
Siemens NH-2-355 | Siemens NH-2-355 | 355 | [4800.0, 120.0, 6.0, 0.1, 0.004] | 0 | 0 | [650.0, 1116.27, 2350.0, 5840.0, 12790.0] | 0 | 0
Siemens NH-2-400 | Siemens NH-2-400 | 400 | [4800.0, 120.0, 7.0, 0.1, 0.004] | 0 | 0 | [720.0, 1350.0, 2800.0, 6500.0, 15000.0] | 0 | 0
Siemens NH-2-425 | Siemens NH-2-425 | 425 | [4800.0, 120.0, 7.0, 0.1, 0.004] | 0 | 0 | [850.0, 1500.0, 3050.0, 7500.0, 16500.0] | 0 | 0
Siemens NH-2-630 | Siemens NH-2-630 | 630 | [4800.0, 120.0, 7.0, 0.1, 0.004] | 0 | 0 | [1200.0, 2000.0, 4800.0, 12000.0, 26000.0] | 0 | 0

## dtypes
| element | column | dtype
0 | bus | name | object
1 | bus | vn_kv | float64
2 | bus | type | object
3 | bus | zone | object
4 | bus | in_service | bool
5 | load | name | object
6 | load | bus | uint32
7 | load | p_mw | float64
8 | load | q_mvar | float64
9 | load | const_z_percent | float64
10 | load | const_i_percent | float64
11 | load | sn_mva | float64
12 | load | scaling | float64
13 | load | in_service | bool
14 | load | type | object
15 | ext_grid | name | object
16 | ext_grid | bus | uint32
17 | ext_grid | vm_pu | float64
18 | ext_grid | va_degree | float64
19 | ext_grid | slack_weight | float64
20 | ext_grid | in_service | bool
21 | line | name | object
22 | line | std_type | object
23 | line | from_bus | uint32
24 | line | to_bus | uint32
25 | line | length_km | float64
26 | line | r_ohm_per_km | float64
27 | line | x_ohm_per_km | float64
28 | line | c_nf_per_km | float64
29 | line | g_us_per_km | float64
30 | line | max_i_ka | float64
31 | line | df | float64
32 | line | parallel | uint32
33 | line | type | object
34 | line | in_service | bool
35 | trafo | name | object
36 | trafo | std_type | object
37 | trafo | hv_bus | uint32
38 | trafo | lv_bus | uint32
39 | trafo | sn_mva | float64
40 | trafo | vn_hv_kv | float64
41 | trafo | vn_lv_kv | float64
42 | trafo | vk_percent | float64
43 | trafo | vkr_percent | float64
44 | trafo | pfe_kw | float64
45 | trafo | i0_percent | float64
46 | trafo | shift_degree | float64
47 | trafo | tap_side | object
48 | trafo | tap_neutral | int32
49 | trafo | tap_min | int32
50 | trafo | tap_max | int32
51 | trafo | tap_step_percent | float64
52 | trafo | tap_step_degree | float64
53 | trafo | tap_pos | int32
54 | trafo | tap_phase_shifter | bool
55 | trafo | parallel | uint32
56 | trafo | df | float64
57 | trafo | in_service | bool
58 | line_geodata | coords | object
59 | bus_geodata | x | float64
60 | bus_geodata | y | float64
61 | bus_geodata | coords | object

## parameters
| version | format_version | converged | OPF_converged | name | f_hz | sn_mva
0 | 2.14.6 | 2.14.0 | FALSE | FALSE |  | 50 | 1