## bus
| name | vn_kv | type | zone | in_service
0 | bus_LV_4289-35_0_3_node_0 | 0.4 | n |  | TRUE
1 | bus_LV_4289-35_0_3_node_1 | 0.4 | n |  | TRUE
2 | bus_LV_4289-35_0_3_node_85 | 0.4 | n |  | TRUE
3 | bus_LV_4289-35_0_3_node_86 | 0.4 | n |  | TRUE
4 | bus_LV_4289-35_0_3_node_2 | 0.4 | n |  | TRUE
5 | bus_LV_4289-35_0_3_node_3 | 0.4 | n |  | TRUE
6 | bus_LV_4289-35_0_3_node_4 | 0.4 | n |  | TRUE
7 | bus_LV_4289-35_0_3_node_5 | 0.4 | n |  | TRUE
8 | bus_LV_4289-35_0_3_node_53 | 0.4 | n |  | TRUE
9 | bus_LV_4289-35_0_3_node_88 | 0.4 | n |  | TRUE
10 | bus_LV_4289-35_0_3_node_51 | 0.4 | n |  | TRUE
11 | bus_LV_4289-35_0_3_node_35 | 0.4 | n |  | TRUE
12 | bus_LV_4289-35_0_3_node_87 | 0.4 | n |  | TRUE
13 | bus_LV_4289-35_0_3_node_6 | 0.4 | n |  | TRUE
14 | bus_LV_4289-35_0_3_node_7 | 0.4 | n |  | TRUE
15 | bus_LV_4289-35_0_3_node_8 | 0.4 | n |  | TRUE
16 | bus_LV_4289-35_0_3_node_9 | 0.4 | n |  | TRUE
17 | bus_LV_4289-35_0_3_node_10 | 0.4 | n |  | TRUE
18 | bus_LV_4289-35_0_3_node_83 | 0.4 | n |  | TRUE
19 | bus_LV_4289-35_0_3_node_84 | 0.4 | n |  | TRUE
20 | bus_LV_4289-35_0_3_node_82 | 0.4 | n |  | TRUE
21 | bus_LV_4289-35_0_3_node_74 | 0.4 | n |  | TRUE
22 | bus_LV_4289-35_0_3_node_147 | 0.4 | n |  | TRUE
23 | bus_LV_4289-35_0_3_node_14 | 0.4 | n |  | TRUE
24 | bus_LV_4289-35_0_3_node_11 | 0.4 | n |  | TRUE
25 | bus_LV_4289-35_0_3_node_156 | 0.4 | n |  | TRUE
26 | bus_LV_4289-35_0_3_node_73 | 0.4 | n |  | TRUE
27 | bus_LV_4289-35_0_3_node_148 | 0.4 | n |  | TRUE
28 | bus_LV_4289-35_0_3_node_76 | 0.4 | n |  | TRUE
29 | bus_LV_4289-35_0_3_node_12 | 0.4 | n |  | TRUE
30 | bus_LV_4289-35_0_3_node_13 | 0.4 | n |  | TRUE
31 | bus_LV_4289-35_0_3_node_77 | 0.4 | n |  | TRUE
32 | bus_LV_4289-35_0_3_node_15 | 0.4 | n |  | TRUE
33 | bus_LV_4289-35_0_3_node_16 | 0.4 | n |  | TRUE
34 | bus_LV_4289-35_0_3_node_45 | 0.4 | n |  | TRUE
35 | bus_LV_4289-35_0_3_node_19 | 0.4 | n |  | TRUE
36 | bus_LV_4289-35_0_3_node_20 | 0.4 | n |  | TRUE
37 | bus_LV_4289-35_0_3_node_47 | 0.4 | n |  | TRUE
38 | bus_LV_4289-35_0_3_node_44 | 0.4 | n |  | TRUE
39 | bus_LV_4289-35_0_3_node_17 | 0.4 | n |  | TRUE
40 | bus_LV_4289-35_0_3_node_18 | 0.4 | n |  | TRUE
41 | bus_LV_4289-35_0_3_node_54 | 0.4 | n |  | TRUE
42 | bus_LV_4289-35_0_3_node_55 | 0.4 | n |  | TRUE
43 | bus_LV_4289-35_0_3_node_89 | 0.4 | n |  | TRUE
44 | bus_LV_4289-35_0_3_node_21 | 0.4 | n |  | TRUE
45 | bus_LV_4289-35_0_3_node_22 | 0.4 | n |  | TRUE
46 | bus_LV_4289-35_0_3_node_23 | 0.4 | n |  | TRUE
47 | bus_LV_4289-35_0_3_node_24 | 0.4 | n |  | TRUE
48 | bus_LV_4289-35_0_3_node_25 | 0.4 | n |  | TRUE
49 | bus_LV_4289-35_0_3_node_97 | 0.4 | n |  | TRUE
50 | bus_LV_4289-35_0_3_node_159 | 0.4 | n |  | TRUE
51 | bus_LV_4289-35_0_3_node_101 | 0.4 | n |  | TRUE
52 | bus_LV_4289-35_0_3_node_99 | 0.4 | n |  | TRUE
53 | bus_LV_4289-35_0_3_node_96 | 0.4 | n |  | TRUE
54 | bus_LV_4289-35_0_3_node_158 | 0.4 | n |  | TRUE
55 | bus_LV_4289-35_0_3_node_100 | 0.4 | n |  | TRUE
56 | bus_LV_4289-35_0_3_node_26 | 0.4 | n |  | TRUE
57 | bus_LV_4289-35_0_3_node_27 | 0.4 | n |  | TRUE
58 | bus_LV_4289-35_0_3_node_28 | 0.4 | n |  | TRUE
59 | bus_LV_4289-35_0_3_node_29 | 0.4 | n |  | TRUE
60 | bus_LV_4289-35_0_3_node_30 | 0.4 | n |  | TRUE
61 | bus_LV_4289-35_0_3_node_109 | 0.4 | n |  | TRUE
62 | bus_LV_4289-35_0_3_node_129 | 0.4 | n |  | TRUE
63 | bus_LV_4289-35_0_3_node_112 | 0.4 | n |  | TRUE
64 | bus_LV_4289-35_0_3_node_107 | 0.4 | n |  | TRUE
65 | bus_LV_4289-35_0_3_node_60 | 0.4 | n |  | TRUE
66 | bus_LV_4289-35_0_3_node_31 | 0.4 | n |  | TRUE
67 | bus_LV_4289-35_0_3_node_32 | 0.4 | n |  | TRUE
68 | bus_LV_4289-35_0_3_node_33 | 0.4 | n |  | TRUE
69 | bus_LV_4289-35_0_3_node_34 | 0.4 | n |  | TRUE
70 | bus_LV_4289-35_0_3_node_42 | 0.4 | n |  | TRUE
71 | bus_LV_4289-35_0_3_node_43 | 0.4 | n |  | TRUE
72 | bus_LV_4289-35_0_3_node_36 | 0.4 | n |  | TRUE
73 | bus_LV_4289-35_0_3_node_37 | 0.4 | n |  | TRUE
74 | bus_LV_4289-35_0_3_node_38 | 0.4 | n |  | TRUE
75 | bus_LV_4289-35_0_3_node_40 | 0.4 | n |  | TRUE
76 | bus_LV_4289-35_0_3_node_41 | 0.4 | n |  | TRUE
77 | bus_LV_4289-35_0_3_node_39 | 0.4 | n |  | TRUE
78 | bus_LV_4289-35_0_3_node_128 | 0.4 | n |  | TRUE
79 | bus_LV_4289-35_0_3_node_67 | 0.4 | n |  | TRUE
80 | bus_LV_4289-35_0_3_node_75 | 0.4 | n |  | TRUE
81 | bus_LV_4289-35_0_3_node_46 | 0.4 | n |  | TRUE
82 | bus_LV_4289-35_0_3_node_48 | 0.4 | n |  | TRUE
83 | bus_LV_4289-35_0_3_node_95 | 0.4 | n |  | TRUE
84 | bus_LV_4289-35_0_3_node_90 | 0.4 | n |  | TRUE
85 | bus_LV_4289-35_0_3_node_91 | 0.4 | n |  | TRUE
86 | bus_LV_4289-35_0_3_node_94 | 0.4 | n |  | TRUE
87 | bus_LV_4289-35_0_3_node_49 | 0.4 | n |  | TRUE
88 | bus_LV_4289-35_0_3_node_50 | 0.4 | n |  | TRUE
89 | bus_LV_4289-35_0_3_node_113 | 0.4 | n |  | TRUE
90 | bus_LV_4289-35_0_3_node_52 | 0.4 | n |  | TRUE
91 | bus_LV_4289-35_0_3_node_144 | 0.4 | n |  | TRUE
92 | bus_LV_4289-35_0_3_node_59 | 0.4 | n |  | TRUE
93 | bus_LV_4289-35_0_3_node_56 | 0.4 | n |  | TRUE
94 | bus_LV_4289-35_0_3_node_57 | 0.4 | n |  | TRUE
95 | bus_LV_4289-35_0_3_node_58 | 0.4 | n |  | TRUE
96 | bus_LV_4289-35_0_3_node_61 | 0.4 | n |  | TRUE
97 | bus_LV_4289-35_0_3_node_177 | 0.4 | n |  | TRUE
98 | bus_LV_4289-35_0_3_node_62 | 0.4 | n |  | TRUE
99 | bus_LV_4289-35_0_3_node_63 | 0.4 | n |  | TRUE
100 | bus_LV_4289-35_0_3_node_64 | 0.4 | n |  | TRUE
101 | bus_LV_4289-35_0_3_node_65 | 0.4 | n |  | TRUE
102 | bus_LV_4289-35_0_3_node_66 | 0.4 | n |  | TRUE
103 | bus_LV_4289-35_0_3_node_124 | 0.4 | n |  | TRUE
104 | bus_LV_4289-35_0_3_node_116 | 0.4 | n |  | TRUE
105 | bus_LV_4289-35_0_3_node_160 | 0.4 | n |  | TRUE
106 | bus_LV_4289-35_0_3_node_126 | 0.4 | n |  | TRUE
107 | bus_LV_4289-35_0_3_node_122 | 0.4 | n |  | TRUE
108 | bus_LV_4289-35_0_3_node_118 | 0.4 | n |  | TRUE
109 | bus_LV_4289-35_0_3_node_114 | 0.4 | n |  | TRUE
110 | bus_LV_4289-35_0_3_node_161 | 0.4 | n |  | TRUE
111 | bus_LV_4289-35_0_3_node_68 | 0.4 | n |  | TRUE
112 | bus_LV_4289-35_0_3_node_69 | 0.4 | n |  | TRUE
113 | bus_LV_4289-35_0_3_node_70 | 0.4 | n |  | TRUE
114 | bus_LV_4289-35_0_3_node_71 | 0.4 | n |  | TRUE
115 | bus_LV_4289-35_0_3_node_72 | 0.4 | n |  | TRUE
116 | bus_LV_4289-35_0_3_node_93 | 0.4 | n |  | TRUE
117 | bus_LV_4289-35_0_3_node_169 | 0.4 | n |  | TRUE
118 | bus_LV_4289-35_0_3_node_92 | 0.4 | n |  | TRUE
119 | bus_LV_4289-35_0_3_node_170 | 0.4 | n |  | TRUE
120 | bus_LV_4289-35_0_3_node_78 | 0.4 | n |  | TRUE
121 | bus_LV_4289-35_0_3_node_119 | 0.4 | n |  | TRUE
122 | bus_LV_4289-35_0_3_node_79 | 0.4 | n |  | TRUE
123 | bus_LV_4289-35_0_3_node_80 | 0.4 | n |  | TRUE
124 | bus_LV_4289-35_0_3_node_81 | 0.4 | n |  | TRUE
125 | bus_LV_4289-35_0_3_node_106 | 0.4 | n |  | TRUE
126 | bus_LV_4289-35_0_3_node_104 | 0.4 | n |  | TRUE
127 | bus_LV_4289-35_0_3_node_157 | 0.4 | n |  | TRUE
128 | bus_LV_4289-35_0_3_node_167 | 0.4 | n |  | TRUE
129 | bus_LV_4289-35_0_3_node_125 | 0.4 | n |  | TRUE
130 | bus_LV_4289-35_0_3_node_139 | 0.4 | n |  | TRUE
131 | bus_LV_4289-35_0_3_node_155 | 0.4 | n |  | TRUE
132 | bus_LV_4289-35_0_3_node_98 | 0.4 | n |  | TRUE
133 | bus_LV_4289-35_0_3_node_185 | 0.4 | n |  | TRUE
134 | bus_LV_4289-35_0_3_node_102 | 0.4 | n |  | TRUE
135 | bus_LV_4289-35_0_3_node_103 | 0.4 | n |  | TRUE
136 | bus_LV_4289-35_0_3_node_105 | 0.4 | n |  | TRUE
137 | bus_LV_4289-35_0_3_node_121 | 0.4 | n |  | TRUE
138 | bus_LV_4289-35_0_3_node_111 | 0.4 | n |  | TRUE
139 | bus_LV_4289-35_0_3_node_108 | 0.4 | n |  | TRUE
140 | bus_LV_4289-35_0_3_node_110 | 0.4 | n |  | TRUE
141 | bus_LV_4289-35_0_3_node_150 | 0.4 | n |  | TRUE
142 | bus_LV_4289-35_0_3_node_151 | 0.4 | n |  | TRUE
143 | bus_LV_4289-35_0_3_node_115 | 0.4 | n |  | TRUE
144 | bus_LV_4289-35_0_3_node_117 | 0.4 | n |  | TRUE
145 | bus_LV_4289-35_0_3_node_127 | 0.4 | n |  | TRUE
146 | bus_LV_4289-35_0_3_node_123 | 0.4 | n |  | TRUE
147 | bus_LV_4289-35_0_3_node_166 | 0.4 | n |  | TRUE
148 | bus_LV_4289-35_0_3_node_130 | 0.4 | n |  | TRUE
149 | bus_LV_4289-35_0_3_node_131 | 0.4 | n |  | TRUE
150 | bus_LV_4289-35_0_3_node_132 | 0.4 | n |  | TRUE
151 | bus_LV_4289-35_0_3_node_133 | 0.4 | n |  | TRUE
152 | bus_LV_4289-35_0_3_node_134 | 0.4 | n |  | TRUE
153 | bus_LV_4289-35_0_3_node_135 | 0.4 | n |  | TRUE
154 | bus_LV_4289-35_0_3_node_141 | 0.4 | n |  | TRUE
155 | bus_LV_4289-35_0_3_node_145 | 0.4 | n |  | TRUE
156 | bus_LV_4289-35_0_3_node_162 | 0.4 | n |  | TRUE
157 | bus_LV_4289-35_0_3_node_142 | 0.4 | n |  | TRUE
158 | bus_LV_4289-35_0_3_node_146 | 0.4 | n |  | TRUE
159 | bus_LV_4289-35_0_3_node_152 | 0.4 | n |  | TRUE
160 | bus_LV_4289-35_0_3_node_140 | 0.4 | n |  | TRUE
161 | bus_LV_4289-35_0_3_node_136 | 0.4 | n |  | TRUE
162 | bus_LV_4289-35_0_3_node_137 | 0.4 | n |  | TRUE
163 | bus_LV_4289-35_0_3_node_138 | 0.4 | n |  | TRUE
164 | bus_LV_4289-35_0_3_node_143 | 0.4 | n |  | TRUE
165 | bus_LV_4289-35_0_3_node_153 | 0.4 | n |  | TRUE
166 | bus_LV_4289-35_0_3_node_149 | 0.4 | n |  | TRUE
167 | bus_LV_4289-35_0_3_node_181 | 0.4 | n |  | TRUE
168 | bus_LV_4289-35_0_3_node_182 | 0.4 | n |  | TRUE
169 | bus_LV_4289-35_0_3_node_163 | 0.4 | n |  | TRUE
170 | bus_LV_4289-35_0_3_node_165 | 0.4 | n |  | TRUE
171 | bus_LV_4289-35_0_3_node_154 | 0.4 | n |  | TRUE
172 | bus_LV_4289-35_0_3_node_168 | 0.4 | n |  | TRUE
173 | bus_LV_4289-35_0_3_node_171 | 0.4 | n |  | TRUE
174 | bus_LV_4289-35_0_3_node_164 | 0.4 | n |  | TRUE
175 | bus_LV_4289-35_0_3_node_172 | 0.4 | n |  | TRUE
176 | bus_LV_4289-35_0_3_node_173 | 0.4 | n |  | TRUE
177 | bus_LV_4289-35_0_3_node_174 | 0.4 | n |  | TRUE
178 | bus_LV_4289-35_0_3_node_175 | 0.4 | n |  | TRUE
179 | bus_LV_4289-35_0_3_node_176 | 0.4 | n |  | TRUE
180 | bus_LV_4289-35_0_3_node_178 | 0.4 | n |  | TRUE
181 | bus_LV_4289-35_0_3_node_179 | 0.4 | n |  | TRUE
182 | bus_LV_4289-35_0_3_node_180 | 0.4 | n |  | TRUE
183 | bus_LV_4289-35_0_3_node_183 | 0.4 | n |  | TRUE
184 | bus_LV_4289-35_0_3_node_184 | 0.4 | n |  | TRUE
185 | bus_MV_398_0_node_139 | 20 | n |  | TRUE

## load
| name | bus | p_mw | q_mvar | const_z_percent | const_i_percent | sn_mva | scaling | in_service | type
0 | LV_4289-35_0_3_load_0 | 0 | 0.0014332 | 0.00035919 | 0 | 0 |  | 1 | TRUE | wye
1 | LV_4289-35_0_3_load_1 | 1 | 0.00029907 | 7.4955e-05 | 0 | 0 |  | 1 | TRUE | wye
2 | LV_4289-35_0_3_load_2 | 4 | 0.0018346 | 0.0004598 | 0 | 0 |  | 1 | TRUE | wye
3 | LV_4289-35_0_3_load_3 | 5 | 0.0057657 | 0.001445 | 0 | 0 |  | 1 | TRUE | wye
4 | LV_4289-35_0_3_load_4 | 6 | 0.0037964 | 0.00095146 | 0 | 0 |  | 1 | TRUE | wye
5 | LV_4289-35_0_3_load_5 | 7 | 0.0018215 | 0.00045651 | 0 | 0 |  | 1 | TRUE | wye
6 | LV_4289-35_0_3_load_53 | 8 | 0.0020746 | 0.00051995 | 0 | 0 |  | 1 | TRUE | wye
7 | LV_4289-35_0_3_load_88 | 9 | 0.0038232 | 0.00095818 | 0 | 0 |  | 1 | TRUE | wye
8 | LV_4289-35_0_3_load_51 | 10 | 0.0016477 | 0.00041295 | 0 | 0 |  | 1 | TRUE | wye
9 | LV_4289-35_0_3_load_35 | 11 | 0.0015458 | 0.0003874 | 0 | 0 |  | 1 | TRUE | wye
10 | LV_4289-35_0_3_load_87 | 12 | 0.0043946 | 0.0011014 | 0 | 0 |  | 1 | TRUE | wye
11 | LV_4289-35_0_3_load_6 | 13 | 0.0073429 | 0.0018403 | 0 | 0 |  | 1 | TRUE | wye
12 | LV_4289-35_0_3_load_7 | 14 | 0.0038063 | 0.00095396 | 0 | 0 |  | 1 | TRUE | wye
13 | LV_4289-35_0_3_load_8 | 15 | 0.0021671 | 0.00054313 | 0 | 0 |  | 1 | TRUE | wye
14 | LV_4289-35_0_3_load_10 | 17 | 0.0071665 | 0.0017961 | 0 | 0 |  | 1 | TRUE | wye
15 | LV_4289-35_0_3_load_83 | 18 | 0.0021326 | 0.00053448 | 0 | 0 |  | 1 | TRUE | wye
16 | LV_4289-35_0_3_load_84 | 19 | 0.0020718 | 0.00051924 | 0 | 0 |  | 1 | TRUE | wye
17 | LV_4289-35_0_3_load_82 | 20 | 0.0036751 | 0.00092107 | 0 | 0 |  | 1 | TRUE | wye
18 | LV_4289-35_0_3_load_147 | 22 | 0.0055096 | 0.0013808 | 0 | 0 |  | 1 | TRUE | wye
19 | LV_4289-35_0_3_load_14 | 23 | 0.00085266 | 0.0002137 | 0 | 0 |  | 1 | TRUE | wye
20 | LV_4289-35_0_3_load_11 | 24 | 0.0051629 | 0.001294 | 0 | 0 |  | 1 | TRUE | wye
21 | LV_4289-35_0_3_load_156 | 25 | 0.0029734 | 0.0007452 | 0 | 0 |  | 1 | TRUE | wye
22 | LV_4289-35_0_3_load_148 | 27 | 0.0015634 | 0.00039182 | 0 | 0 |  | 1 | TRUE | wye
23 | LV_4289-35_0_3_load_76 | 28 | 0.0017033 | 0.00042689 | 0 | 0 |  | 1 | TRUE | wye
24 | LV_4289-35_0_3_load_12 | 29 | 0.0010444 | 0.00026175 | 0 | 0 |  | 1 | TRUE | wye
25 | LV_4289-35_0_3_load_13 | 30 | 0.0026663 | 0.00066825 | 0 | 0 |  | 1 | TRUE | wye
26 | LV_4289-35_0_3_load_77 | 31 | 0.0016298 | 0.00040846 | 0 | 0 |  | 1 | TRUE | wye
27 | LV_4289-35_0_3_load_15 | 32 | 0.0026023 | 0.00065219 | 0 | 0 |  | 1 | TRUE | wye
28 | LV_4289-35_0_3_load_45 | 34 | 0.0009832 | 0.00024641 | 0 | 0 |  | 1 | TRUE | wye
29 | LV_4289-35_0_3_load_19 | 35 | 0.0014513 | 0.00036373 | 0 | 0 |  | 1 | TRUE | wye
30 | LV_4289-35_0_3_load_20 | 36 | 0.0012615 | 0.00031616 | 0 | 0 |  | 1 | TRUE | wye
31 | LV_4289-35_0_3_load_47 | 37 | 0.00058188 | 0.00014583 | 0 | 0 |  | 1 | TRUE | wye
32 | LV_4289-35_0_3_load_44 | 38 | 0.0030401 | 0.00076192 | 0 | 0 |  | 1 | TRUE | wye
33 | LV_4289-35_0_3_load_17 | 39 | 0.00060646 | 0.00015199 | 0 | 0 |  | 1 | TRUE | wye
34 | LV_4289-35_0_3_load_18 | 40 | 0.0014137 | 0.0003543 | 0 | 0 |  | 1 | TRUE | wye
35 | LV_4289-35_0_3_load_54 | 41 | 0.00036844 | 9.2339e-05 | 0 | 0 |  | 1 | TRUE | wye
36 | LV_4289-35_0_3_load_55 | 42 | 0.0015637 | 0.0003919 | 0 | 0 |  | 1 | TRUE | wye
37 | LV_4289-35_0_3_load_21 | 44 | 0.0026602 | 0.00066671 | 0 | 0 |  | 1 | TRUE | wye
38 | LV_4289-35_0_3_load_22 | 45 | 0.0030792 | 0.00077172 | 0 | 0 |  | 1 | TRUE | wye
39 | LV_4289-35_0_3_load_23 | 46 | 0.0025665 | 0.00064321 | 0 | 0 |  | 1 | TRUE | wye
40 | LV_4289-35_0_3_load_25 | 48 | 0.0019085 | 0.00047831 | 0 | 0 |  | 1 | TRUE | wye
41 | LV_4289-35_0_3_load_159 | 50 | 0.0033624 | 0.0008427 | 0 | 0 |  | 1 | TRUE | wye
42 | LV_4289-35_0_3_load_101 | 51 | 0.0018224 | 0.00045674 | 0 | 0 |  | 1 | TRUE | wye
43 | LV_4289-35_0_3_load_99 | 52 | 0.0014718 | 0.00036887 | 0 | 0 |  | 1 | TRUE | wye
44 | LV_4289-35_0_3_load_96 | 53 | 0.00051027 | 0.00012789 | 0 | 0 |  | 1 | TRUE | wye
45 | LV_4289-35_0_3_load_158 | 54 | 0.0026362 | 0.0006607 | 0 | 0 |  | 1 | TRUE | wye
46 | LV_4289-35_0_3_load_100 | 55 | 0.0017552 | 0.0004399 | 0 | 0 |  | 1 | TRUE | wye
47 | LV_4289-35_0_3_load_26 | 56 | 0.0085337 | 0.0021388 | 0 | 0 |  | 1 | TRUE | wye
48 | LV_4289-35_0_3_load_27 | 57 | 0.0024686 | 0.00061869 | 0 | 0 |  | 1 | TRUE | wye
49 | LV_4289-35_0_3_load_30 | 60 | 0.0058571 | 0.0014679 | 0 | 0 |  | 1 | TRUE | wye
50 | LV_4289-35_0_3_load_129 | 62 | 0.0034298 | 0.0008596 | 0 | 0 |  | 1 | TRUE | wye
51 | LV_4289-35_0_3_load_107 | 64 | 0.001743 | 0.00043684 | 0 | 0 |  | 1 | TRUE | wye
52 | LV_4289-35_0_3_load_60 | 65 | 0.0050564 | 0.0012672 | 0 | 0 |  | 1 | TRUE | wye
53 | LV_4289-35_0_3_load_31 | 66 | 0.0015291 | 0.00038323 | 0 | 0 |  | 1 | TRUE | wye
54 | LV_4289-35_0_3_load_32 | 67 | 0.0060855 | 0.0015252 | 0 | 0 |  | 1 | TRUE | wye
55 | LV_4289-35_0_3_load_33 | 68 | 0.0054726 | 0.0013716 | 0 | 0 |  | 1 | TRUE | wye
56 | LV_4289-35_0_3_load_42 | 70 | 0.002504 | 0.00062757 | 0 | 0 |  | 1 | TRUE | wye
57 | LV_4289-35_0_3_load_43 | 71 | 0.0027663 | 0.00069329 | 0 | 0 |  | 1 | TRUE | wye
58 | LV_4289-35_0_3_load_36 | 72 | 0.0036254 | 0.0009086 | 0 | 0 |  | 1 | TRUE | wye
59 | LV_4289-35_0_3_load_37 | 73 | 0.0016105 | 0.00040363 | 0 | 0 |  | 1 | TRUE | wye
60 | LV_4289-35_0_3_load_40 | 75 | 0.0013972 | 0.00035016 | 0 | 0 |  | 1 | TRUE | wye
61 | LV_4289-35_0_3_load_41 | 76 | 0.001862 | 0.00046667 | 0 | 0 |  | 1 | TRUE | wye
62 | LV_4289-35_0_3_load_39 | 77 | 0.0025456 | 0.00063799 | 0 | 0 |  | 1 | TRUE | wye
63 | LV_4289-35_0_3_load_128 | 78 | 0.0018587 | 0.00046583 | 0 | 0 |  | 1 | TRUE | wye
64 | LV_4289-35_0_3_load_67 | 79 | 0.0026733 | 0.00066999 | 0 | 0 |  | 1 | TRUE | wye
65 | LV_4289-35_0_3_load_75 | 80 | 0.0011643 | 0.00029179 | 0 | 0 |  | 1 | TRUE | wye
66 | LV_4289-35_0_3_load_46 | 81 | 0.0021353 | 0.00053514 | 0 | 0 |  | 1 | TRUE | wye
67 | LV_4289-35_0_3_load_48 | 82 | 0.0024188 | 0.0006062 | 0 | 0 |  | 1 | TRUE | wye
68 | LV_4289-35_0_3_load_95 | 83 | 0.0028505 | 0.00071439 | 0 | 0 |  | 1 | TRUE | wye
69 | LV_4289-35_0_3_load_90 | 84 | 0.00076164 | 0.00019088 | 0 | 0 |  | 1 | TRUE | wye
70 | LV_4289-35_0_3_load_91 | 85 | 0.00050161 | 0.00012571 | 0 | 0 |  | 1 | TRUE | wye
71 | LV_4289-35_0_3_load_94 | 86 | 0.0028653 | 0.00071811 | 0 | 0 |  | 1 | TRUE | wye
72 | LV_4289-35_0_3_load_49 | 87 | 0.0054416 | 0.0013638 | 0 | 0 |  | 1 | TRUE | wye
73 | LV_4289-35_0_3_load_50 | 88 | 0.0034148 | 0.00085583 | 0 | 0 |  | 1 | TRUE | wye
74 | LV_4289-35_0_3_load_113 | 89 | 0.0037241 | 0.00093335 | 0 | 0 |  | 1 | TRUE | wye
75 | LV_4289-35_0_3_load_52 | 90 | 0.0023882 | 0.00059853 | 0 | 0 |  | 1 | TRUE | wye
76 | LV_4289-35_0_3_load_144 | 91 | 0.00060418 | 0.00015142 | 0 | 0 |  | 1 | TRUE | wye
77 | LV_4289-35_0_3_load_59 | 92 | 0.0009694 | 0.00024295 | 0 | 0 |  | 1 | TRUE | wye
78 | LV_4289-35_0_3_load_56 | 93 | 0.0033425 | 0.00083771 | 0 | 0 |  | 1 | TRUE | wye
79 | LV_4289-35_0_3_load_57 | 94 | 0.0052144 | 0.0013069 | 0 | 0 |  | 1 | TRUE | wye
80 | LV_4289-35_0_3_load_61 | 96 | 0.0017619 | 0.00044157 | 0 | 0 |  | 1 | TRUE | wye
81 | LV_4289-35_0_3_load_177 | 97 | 0.0015087 | 0.00037812 | 0 | 0 |  | 1 | TRUE | wye
82 | LV_4289-35_0_3_load_62 | 98 | 0.0014652 | 0.0003672 | 0 | 0 |  | 1 | TRUE | wye
83 | LV_4289-35_0_3_load_63 | 99 | 0.0024959 | 0.00062552 | 0 | 0 |  | 1 | TRUE | wye
84 | LV_4289-35_0_3_load_65 | 101 | 0.0036805 | 0.00092242 | 0 | 0 |  | 1 | TRUE | wye
85 | LV_4289-35_0_3_load_160 | 105 | 0.00091061 | 0.00022822 | 0 | 0 |  | 1 | TRUE | wye
86 | LV_4289-35_0_3_load_126 | 106 | 0.0034623 | 0.00086774 | 0 | 0 |  | 1 | TRUE | wye
87 | LV_4289-35_0_3_load_122 | 107 | 0.0020367 | 0.00051045 | 0 | 0 |  | 1 | TRUE | wye
88 | LV_4289-35_0_3_load_114 | 109 | 0.0010147 | 0.00025432 | 0 | 0 |  | 1 | TRUE | wye
89 | LV_4289-35_0_3_load_161 | 110 | 0.001179 | 0.00029549 | 0 | 0 |  | 1 | TRUE | wye
90 | LV_4289-35_0_3_load_68 | 111 | 0.002595 | 0.00065036 | 0 | 0 |  | 1 | TRUE | wye
91 | LV_4289-35_0_3_load_69 | 112 | 0.0023698 | 0.00059392 | 0 | 0 |  | 1 | TRUE | wye
92 | LV_4289-35_0_3_load_70 | 113 | 0.0022173 | 0.00055571 | 0 | 0 |  | 1 | TRUE | wye
93 | LV_4289-35_0_3_load_71 | 114 | 0.0027855 | 0.0006981 | 0 | 0 |  | 1 | TRUE | wye
94 | LV_4289-35_0_3_load_72 | 115 | 0.002959 | 0.00074158 | 0 | 0 |  | 1 | TRUE | wye
95 | LV_4289-35_0_3_load_93 | 116 | 0.0023063 | 0.00057802 | 0 | 0 |  | 1 | TRUE | wye
96 | LV_4289-35_0_3_load_169 | 117 | 0.0026435 | 0.00066252 | 0 | 0 |  | 1 | TRUE | wye
97 | LV_4289-35_0_3_load_92 | 118 | 0.0025759 | 0.00064559 | 0 | 0 |  | 1 | TRUE | wye
98 | LV_4289-35_0_3_load_170 | 119 | 0.0026844 | 0.00067276 | 0 | 0 |  | 1 | TRUE | wye
99 | LV_4289-35_0_3_load_78 | 120 | 0.0009782 | 0.00024516 | 0 | 0 |  | 1 | TRUE | wye
100 | LV_4289-35_0_3_load_119 | 121 | 0.0009114 | 0.00022842 | 0 | 0 |  | 1 | TRUE | wye
101 | LV_4289-35_0_3_load_79 | 122 | 0.0018518 | 0.0004641 | 0 | 0 |  | 1 | TRUE | wye
102 | LV_4289-35_0_3_load_80 | 123 | 0.0015772 | 0.00039528 | 0 | 0 |  | 1 | TRUE | wye
103 | LV_4289-35_0_3_load_81 | 124 | 0.0016923 | 0.00042412 | 0 | 0 |  | 1 | TRUE | wye
104 | LV_4289-35_0_3_load_106 | 125 | 0.0017109 | 0.00042879 | 0 | 0 |  | 1 | TRUE | wye
105 | LV_4289-35_0_3_load_104 | 126 | 0.0016076 | 0.00040291 | 0 | 0 |  | 1 | TRUE | wye
106 | LV_4289-35_0_3_load_157 | 127 | 0.0014553 | 0.00036473 | 0 | 0 |  | 1 | TRUE | wye
107 | LV_4289-35_0_3_load_167 | 128 | 0.0016772 | 0.00042036 | 0 | 0 |  | 1 | TRUE | wye
108 | LV_4289-35_0_3_load_155 | 131 | 0.00035307 | 8.8488e-05 | 0 | 0 |  | 1 | TRUE | wye
109 | LV_4289-35_0_3_load_98 | 132 | 0.0038469 | 0.00096413 | 0 | 0 |  | 1 | TRUE | wye
110 | LV_4289-35_0_3_load_185 | 133 | 0.0003484 | 8.7316e-05 | 0 | 0 |  | 1 | TRUE | wye
111 | LV_4289-35_0_3_load_102 | 134 | 0.0016237 | 0.00040694 | 0 | 0 |  | 1 | TRUE | wye
112 | LV_4289-35_0_3_load_103 | 135 | 0.00094359 | 0.00023649 | 0 | 0 |  | 1 | TRUE | wye
113 | LV_4289-35_0_3_load_105 | 136 | 0.00091273 | 0.00022875 | 0 | 0 |  | 1 | TRUE | wye
114 | LV_4289-35_0_3_load_111 | 138 | 0.0010679 | 0.00026764 | 0 | 0 |  | 1 | TRUE | wye
115 | LV_4289-35_0_3_load_110 | 140 | 0.0014203 | 0.00035595 | 0 | 0 |  | 1 | TRUE | wye
116 | LV_4289-35_0_3_load_150 | 141 | 0.0020938 | 0.00052475 | 0 | 0 |  | 1 | TRUE | wye
117 | LV_4289-35_0_3_load_151 | 142 | 0.0024113 | 0.00060433 | 0 | 0 |  | 1 | TRUE | wye
118 | LV_4289-35_0_3_load_115 | 143 | 0.00095821 | 0.00024015 | 0 | 0 |  | 1 | TRUE | wye
119 | LV_4289-35_0_3_load_117 | 144 | 0.0009789 | 0.00024534 | 0 | 0 |  | 1 | TRUE | wye
120 | LV_4289-35_0_3_load_127 | 145 | 0.0017865 | 0.00044773 | 0 | 0 |  | 1 | TRUE | wye
121 | LV_4289-35_0_3_load_123 | 146 | 0.00238 | 0.00059649 | 0 | 0 |  | 1 | TRUE | wye
122 | LV_4289-35_0_3_load_166 | 147 | 0.0023329 | 0.00058467 | 0 | 0 |  | 1 | TRUE | wye
123 | LV_4289-35_0_3_load_130 | 148 | 0.0019499 | 0.0004887 | 0 | 0 |  | 1 | TRUE | wye
124 | LV_4289-35_0_3_load_131 | 149 | 0.0043498 | 0.0010902 | 0 | 0 |  | 1 | TRUE | wye
125 | LV_4289-35_0_3_load_133 | 151 | 0.0024125 | 0.00060464 | 0 | 0 |  | 1 | TRUE | wye
126 | LV_4289-35_0_3_load_135 | 153 | 0.0034509 | 0.00086488 | 0 | 0 |  | 1 | TRUE | wye
127 | LV_4289-35_0_3_load_141 | 154 | 0.0029039 | 0.00072779 | 0 | 0 |  | 1 | TRUE | wye
128 | LV_4289-35_0_3_load_145 | 155 | 0.00124 | 0.00031078 | 0 | 0 |  | 1 | TRUE | wye
129 | LV_4289-35_0_3_load_162 | 156 | 0.0012771 | 0.00032008 | 0 | 0 |  | 1 | TRUE | wye
130 | LV_4289-35_0_3_load_142 | 157 | 0.0023221 | 0.00058197 | 0 | 0 |  | 1 | TRUE | wye
131 | LV_4289-35_0_3_load_152 | 159 | 0.0020461 | 0.00051279 | 0 | 0 |  | 1 | TRUE | wye
132 | LV_4289-35_0_3_load_136 | 161 | 0.0005374 | 0.00013468 | 0 | 0 |  | 1 | TRUE | wye
133 | LV_4289-35_0_3_load_137 | 162 | 0.00030078 | 7.5382e-05 | 0 | 0 |  | 1 | TRUE | wye
134 | LV_4289-35_0_3_load_138 | 163 | 0.00036778 | 9.2175e-05 | 0 | 0 |  | 1 | TRUE | wye
135 | LV_4289-35_0_3_load_143 | 164 | 0.0023696 | 0.00059388 | 0 | 0 |  | 1 | TRUE | wye
136 | LV_4289-35_0_3_load_153 | 165 | 0.00193 | 0.00048371 | 0 | 0 |  | 1 | TRUE | wye
137 | LV_4289-35_0_3_load_149 | 166 | 0.0016203 | 0.00040608 | 0 | 0 |  | 1 | TRUE | wye
138 | LV_4289-35_0_3_load_181 | 167 | 0.0015646 | 0.00039212 | 0 | 0 |  | 1 | TRUE | wye
139 | LV_4289-35_0_3_load_182 | 168 | 0.001626 | 0.00040751 | 0 | 0 |  | 1 | TRUE | wye
140 | LV_4289-35_0_3_load_163 | 169 | 0.0026865 | 0.00067331 | 0 | 0 |  | 1 | TRUE | wye
141 | LV_4289-35_0_3_load_165 | 170 | 0.0024313 | 0.00060935 | 0 | 0 |  | 1 | TRUE | wye
142 | LV_4289-35_0_3_load_154 | 171 | 0.0024614 | 0.00061688 | 0 | 0 |  | 1 | TRUE | wye
143 | LV_4289-35_0_3_load_168 | 172 | 0.0022468 | 0.00056311 | 0 | 0 |  | 1 | TRUE | wye
144 | LV_4289-35_0_3_load_171 | 173 | 0.00036834 | 9.2314e-05 | 0 | 0 |  | 1 | TRUE | wye
145 | LV_4289-35_0_3_load_164 | 174 | 0.0028117 | 0.00070468 | 0 | 0 |  | 1 | TRUE | wye
146 | LV_4289-35_0_3_load_172 | 175 | 0.00034128 | 8.5533e-05 | 0 | 0 |  | 1 | TRUE | wye
147 | LV_4289-35_0_3_load_173 | 176 | 0.00029513 | 7.3967e-05 | 0 | 0 |  | 1 | TRUE | wye
148 | LV_4289-35_0_3_load_174 | 177 | 0.0024411 | 0.00061179 | 0 | 0 |  | 1 | TRUE | wye
149 | LV_4289-35_0_3_load_175 | 178 | 0.0023497 | 0.00058889 | 0 | 0 |  | 1 | TRUE | wye
150 | LV_4289-35_0_3_load_176 | 179 | 0.010008 | 0.0025083 | 0 | 0 |  | 1 | TRUE | wye
151 | LV_4289-35_0_3_load_178 | 180 | 0.003845 | 0.00096364 | 0 | 0 |  | 1 | TRUE | wye
152 | LV_4289-35_0_3_load_179 | 181 | 0.0010866 | 0.00027232 | 0 | 0 |  | 1 | TRUE | wye
153 | LV_4289-35_0_3_load_180 | 182 | 0.0010576 | 0.00026507 | 0 | 0 |  | 1 | TRUE | wye
154 | LV_4289-35_0_3_load_183 | 183 | 0.0010952 | 0.00027449 | 0 | 0 |  | 1 | TRUE | wye
155 | LV_4289-35_0_3_load_184 | 184 | 0.0010581 | 0.00026519 | 0 | 0 |  | 1 | TRUE | wye

## ext_grid
| name | bus | vm_pu | va_degree | slack_weight | in_service
0 |  | 145 | 1 | 0 | 1 | TRUE

## line
| name | std_type | from_bus | to_bus | length_km | r_ohm_per_km | x_ohm_per_km | c_nf_per_km | g_us_per_km | max_i_ka | df | parallel | type | in_service
0 | LV_4289-35_0_3_line_0 |  | 0 | 1 | 0.031004 | 0.125 | 0.08 | 261 | 0 | 0.364 | 1 | 1 | cs | TRUE
1 | LV_4289-35_0_3_line_1 |  | 0 | 2 | 0.21656 | 0.125 | 0.08 | 261 | 0 | 0.364 | 1 | 1 | cs | TRUE
2 | LV_4289-35_0_3_line_2 |  | 2 | 3 | 0.038779 | 0.125 | 0.08 | 261 | 0 | 0.364 | 1 | 1 | cs | TRUE
3 | LV_4289-35_0_3_line_3 |  | 3 | 127 | 0.022064 | 0.125 | 0.08 | 261 | 0 | 0.364 | 1 | 1 | cs | TRUE
4 | LV_4289-35_0_3_line_4 |  | 3 | 128 | 0.055541 | 0.125 | 0.08 | 261 | 0 | 0.364 | 1 | 1 | cs | TRUE
5 | LV_4289-35_0_3_line_5 |  | 4 | 5 | 0.0061266 | 0.125 | 0.08 | 261 | 0 | 0.364 | 1 | 1 | cs | TRUE
6 | LV_4289-35_0_3_line_6 |  | 5 | 6 | 0.12223 | 0.125 | 0.08 | 261 | 0 | 0.364 | 1 | 1 | cs | TRUE
7 | LV_4289-35_0_3_line_7 |  | 6 | 7 | 0.009879 | 0.125 | 0.08 | 261 | 0 | 0.364 | 1 | 1 | cs | TRUE
8 | LV_4289-35_0_3_line_8 |  | 6 | 8 | 0.099925 | 0.125 | 0.08 | 261 | 0 | 0.364 | 1 | 1 | cs | TRUE
9 | LV_4289-35_0_3_line_9 |  | 7 | 9 | 0.10006 | 0.125 | 0.08 | 261 | 0 | 0.364 | 1 | 1 | cs | TRUE
10 | LV_4289-35_0_3_line_10 |  | 8 | 10 | 0.0016702 | 0.125 | 0.08 | 261 | 0 | 0.364 | 1 | 1 | cs | TRUE
11 | LV_4289-35_0_3_line_11 |  | 9 | 11 | 0.030316 | 0.125 | 0.08 | 261 | 0 | 0.364 | 1 | 1 | cs | TRUE
12 | LV_4289-35_0_3_line_12 |  | 9 | 12 | 0.058215 | 0.125 | 0.08 | 261 | 0 | 0.364 | 1 | 1 | cs | TRUE
13 | LV_4289-35_0_3_line_13 |  | 10 | 90 | 0.0011078 | 0.125 | 0.08 | 261 | 0 | 0.364 | 1 | 1 | cs | TRUE
14 | LV_4289-35_0_3_line_14 |  | 11 | 68 | 0.0031697 | 0.125 | 0.08 | 261 | 0 | 0.364 | 1 | 1 | cs | TRUE
15 | LV_4289-35_0_3_line_15 |  | 12 | 80 | 0.029256 | 0.125 | 0.08 | 261 | 0 | 0.364 | 1 | 1 | cs | TRUE
16 | LV_4289-35_0_3_line_16 |  | 13 | 14 | 0.016517 | 0.125 | 0.08 | 261 | 0 | 0.364 | 1 | 1 | cs | TRUE
17 | LV_4289-35_0_3_line_17 |  | 13 | 15 | 0.022717 | 0.125 | 0.08 | 261 | 0 | 0.364 | 1 | 1 | cs | TRUE
18 | LV_4289-35_0_3_line_18 |  | 14 | 16 | 0.043406 | 0.125 | 0.08 | 261 | 0 | 0.364 | 1 | 1 | cs | TRUE
19 | LV_4289-35_0_3_line_19 |  | 15 | 17 | 0.010011 | 0.125 | 0.08 | 261 | 0 | 0.364 | 1 | 1 | cs | TRUE
20 | LV_4289-35_0_3_line_20 |  | 16 | 21 | 0.041509 | 0.125 | 0.08 | 261 | 0 | 0.364 | 1 | 1 | cs | TRUE
21 | LV_4289-35_0_3_line_21 |  | 16 | 22 | 0.015625 | 0.125 | 0.08 | 261 | 0 | 0.364 | 1 | 1 | cs | TRUE
22 | LV_4289-35_0_3_line_22 |  | 17 | 23 | 0.025208 | 0.125 | 0.08 | 261 | 0 | 0.364 | 1 | 1 | cs | TRUE
23 | LV_4289-35_0_3_line_23 |  | 17 | 24 | 0.032995 | 0.125 | 0.08 | 261 | 0 | 0.364 | 1 | 1 | cs | TRUE
24 | LV_4289-35_0_3_line_24 |  | 18 | 19 | 0.0070941 | 0.125 | 0.08 | 261 | 0 | 0.364 | 1 | 1 | cs | TRUE
25 | LV_4289-35_0_3_line_25 |  | 18 | 20 | 0.020742 | 0.125 | 0.08 | 261 | 0 | 0.364 | 1 | 1 | cs | TRUE
26 | LV_4289-35_0_3_line_26 |  | 19 | 31 | 0.053825 | 0.125 | 0.08 | 261 | 0 | 0.364 | 1 | 1 | cs | TRUE
27 | LV_4289-35_0_3_line_27 |  | 21 | 25 | 0.033917 | 0.125 | 0.08 | 261 | 0 | 0.364 | 1 | 1 | cs | TRUE
28 | LV_4289-35_0_3_line_28 |  | 21 | 26 | 0.002696 | 0.125 | 0.08 | 261 | 0 | 0.364 | 1 | 1 | cs | TRUE
29 | LV_4289-35_0_3_line_29 |  | 22 | 27 | 0.011239 | 0.125 | 0.08 | 261 | 0 | 0.364 | 1 | 1 | cs | TRUE
30 | LV_4289-35_0_3_line_30 |  | 23 | 28 | 0.0056264 | 0.125 | 0.08 | 261 | 0 | 0.364 | 1 | 1 | cs | TRUE
31 | LV_4289-35_0_3_line_31 |  | 24 | 29 | 0.010699 | 0.125 | 0.08 | 261 | 0 | 0.364 | 1 | 1 | cs | TRUE
32 | LV_4289-35_0_3_line_32 |  | 26 | 80 | 0.033875 | 0.125 | 0.08 | 261 | 0 | 0.364 | 1 | 1 | cs | TRUE
33 | LV_4289-35_0_3_line_33 |  | 26 | 75 | 0.014427 | 0.125 | 0.08 | 261 | 0 | 0.364 | 1 | 1 | cs | TRUE
34 | LV_4289-35_0_3_line_34 |  | 27 | 166 | 0.0014126 | 0.125 | 0.08 | 261 | 0 | 0.364 | 1 | 1 | cs | TRUE
35 | LV_4289-35_0_3_line_35 |  | 28 | 31 | 0.0024557 | 0.125 | 0.08 | 261 | 0 | 0.364 | 1 | 1 | cs | TRUE
36 | LV_4289-35_0_3_line_36 |  | 29 | 30 | 0.0077802 | 0.125 | 0.08 | 261 | 0 | 0.364 | 1 | 1 | cs | TRUE
37 | LV_4289-35_0_3_line_37 |  | 31 | 120 | 0.019578 | 0.125 | 0.08 | 261 | 0 | 0.364 | 1 | 1 | cs | TRUE
38 | LV_4289-35_0_3_line_38 |  | 32 | 33 | 0.015843 | 0.125 | 0.08 | 261 | 0 | 0.364 | 1 | 1 | cs | TRUE
39 | LV_4289-35_0_3_line_39 |  | 32 | 34 | 0.099652 | 0.125 | 0.08 | 261 | 0 | 0.364 | 1 | 1 | cs | TRUE
40 | LV_4289-35_0_3_line_40 |  | 33 | 35 | 0.037047 | 0.125 | 0.08 | 261 | 0 | 0.364 | 1 | 1 | cs | TRUE
41 | LV_4289-35_0_3_line_41 |  | 33 | 36 | 0.029546 | 0.125 | 0.08 | 261 | 0 | 0.364 | 1 | 1 | cs | TRUE
42 | LV_4289-35_0_3_line_42 |  | 34 | 37 | 0.021758 | 0.125 | 0.08 | 261 | 0 | 0.364 | 1 | 1 | cs | TRUE
43 | LV_4289-35_0_3_line_43 |  | 34 | 38 | 0.0223 | 0.125 | 0.08 | 261 | 0 | 0.364 | 1 | 1 | cs | TRUE
44 | LV_4289-35_0_3_line_44 |  | 37 | 43 | 0.031717 | 0.125 | 0.08 | 261 | 0 | 0.364 | 1 | 1 | cs | TRUE
45 | LV_4289-35_0_3_line_45 |  | 38 | 81 | 0.025139 | 0.125 | 0.08 | 261 | 0 | 0.364 | 1 | 1 | cs | TRUE
46 | LV_4289-35_0_3_line_46 |  | 39 | 40 | 0.0047234 | 0.125 | 0.08 | 261 | 0 | 0.364 | 1 | 1 | cs | TRUE
47 | LV_4289-35_0_3_line_47 |  | 40 | 41 | 0.00038035 | 0.125 | 0.08 | 261 | 0 | 0.364 | 1 | 1 | cs | TRUE
48 | LV_4289-35_0_3_line_48 |  | 41 | 42 | 0.045236 | 0.125 | 0.08 | 261 | 0 | 0.364 | 1 | 1 | cs | TRUE
49 | LV_4289-35_0_3_line_49 |  | 42 | 91 | 0.0040278 | 0.125 | 0.08 | 261 | 0 | 0.364 | 1 | 1 | cs | TRUE
50 | LV_4289-35_0_3_line_50 |  | 43 | 84 | 0.043028 | 0.125 | 0.08 | 261 | 0 | 0.364 | 1 | 1 | cs | TRUE
51 | LV_4289-35_0_3_line_51 |  | 43 | 85 | 0.01535 | 0.125 | 0.08 | 261 | 0 | 0.364 | 1 | 1 | cs | TRUE
52 | LV_4289-35_0_3_line_52 |  | 44 | 45 | 0.014588 | 0.125 | 0.08 | 261 | 0 | 0.364 | 1 | 3 | cs | TRUE
53 | LV_4289-35_0_3_line_53 |  | 44 | 46 | 0.022111 | 0.125 | 0.08 | 261 | 0 | 0.364 | 1 | 3 | cs | TRUE
54 | LV_4289-35_0_3_line_54 |  | 45 | 47 | 0.0063835 | 0.125 | 0.08 | 261 | 0 | 0.364 | 1 | 3 | cs | TRUE
55 | LV_4289-35_0_3_line_55 |  | 46 | 48 | 0.019032 | 0.125 | 0.08 | 261 | 0 | 0.364 | 1 | 3 | cs | TRUE
56 | LV_4289-35_0_3_line_56 |  | 47 | 49 | 0.037173 | 0.125 | 0.08 | 261 | 0 | 0.364 | 1 | 1 | cs | TRUE
57 | LV_4289-35_0_3_line_57 |  | 47 | 50 | 0.020814 | 0.125 | 0.08 | 261 | 0 | 0.364 | 1 | 3 | cs | TRUE
58 | LV_4289-35_0_3_line_58 |  | 48 | 51 | 0.014934 | 0.125 | 0.08 | 261 | 0 | 0.364 | 1 | 3 | cs | TRUE
59 | LV_4289-35_0_3_line_59 |  | 49 | 52 | 0.0048477 | 0.125 | 0.08 | 261 | 0 | 0.364 | 1 | 1 | cs | TRUE
60 | LV_4289-35_0_3_line_60 |  | 49 | 53 | 0.019505 | 0.125 | 0.08 | 261 | 0 | 0.364 | 1 | 1 | cs | TRUE
61 | LV_4289-35_0_3_line_61 |  | 50 | 54 | 0.013687 | 0.125 | 0.08 | 261 | 0 | 0.364 | 1 | 3 | cs | TRUE
62 | LV_4289-35_0_3_line_62 |  | 51 | 55 | 0.0045039 | 0.125 | 0.08 | 261 | 0 | 0.364 | 1 | 3 | cs | TRUE
63 | LV_4289-35_0_3_line_63 |  | 52 | 133 | 0.046489 | 0.125 | 0.08 | 261 | 0 | 0.364 | 1 | 1 | cs | TRUE
64 | LV_4289-35_0_3_line_64 |  | 53 | 132 | 0.023101 | 0.125 | 0.08 | 261 | 0 | 0.364 | 1 | 1 | cs | TRUE
65 | LV_4289-35_0_3_line_65 |  | 54 | 106 | 0.01318 | 0.125 | 0.08 | 261 | 0 | 0.364 | 1 | 3 | cs | TRUE
66 | LV_4289-35_0_3_line_66 |  | 55 | 76 | 0.017993 | 0.125 | 0.08 | 261 | 0 | 0.364 | 1 | 2 | cs | TRUE
67 | LV_4289-35_0_3_line_67 |  | 56 | 57 | 0.018899 | 0.125 | 0.08 | 261 | 0 | 0.364 | 1 | 1 | cs | TRUE
68 | LV_4289-35_0_3_line_68 |  | 56 | 58 | 0.015372 | 0.125 | 0.08 | 261 | 0 | 0.364 | 1 | 1 | cs | TRUE
69 | LV_4289-35_0_3_line_69 |  | 57 | 59 | 0.02293 | 0.125 | 0.08 | 261 | 0 | 0.364 | 1 | 1 | cs | TRUE
70 | LV_4289-35_0_3_line_70 |  | 58 | 60 | 0.0036551 | 0.125 | 0.08 | 261 | 0 | 0.364 | 1 | 1 | cs | TRUE
71 | LV_4289-35_0_3_line_71 |  | 59 | 61 | 0.011392 | 0.125 | 0.08 | 261 | 0 | 0.364 | 1 | 1 | cs | TRUE
72 | LV_4289-35_0_3_line_72 |  | 59 | 62 | 0.022543 | 0.125 | 0.08 | 261 | 0 | 0.364 | 1 | 1 | cs | TRUE
73 | LV_4289-35_0_3_line_73 |  | 61 | 63 | 0.032232 | 0.125 | 0.08 | 261 | 0 | 0.364 | 1 | 1 | cs | TRUE
74 | LV_4289-35_0_3_line_74 |  | 61 | 64 | 0.023575 | 0.125 | 0.08 | 261 | 0 | 0.364 | 1 | 1 | cs | TRUE
75 | LV_4289-35_0_3_line_75 |  | 62 | 65 | 0.013602 | 0.125 | 0.08 | 261 | 0 | 0.364 | 1 | 1 | cs | TRUE
76 | LV_4289-35_0_3_line_76 |  | 63 | 89 | 0.0020314 | 0.125 | 0.08 | 261 | 0 | 0.364 | 1 | 1 | cs | TRUE
77 | LV_4289-35_0_3_line_77 |  | 64 | 139 | 0.014833 | 0.125 | 0.08 | 261 | 0 | 0.364 | 1 | 1 | cs | TRUE
78 | LV_4289-35_0_3_line_78 |  | 65 | 95 | 0.018982 | 0.125 | 0.08 | 261 | 0 | 0.364 | 1 | 1 | cs | TRUE
79 | LV_4289-35_0_3_line_79 |  | 66 | 67 | 0.018112 | 0.125 | 0.08 | 261 | 0 | 0.364 | 1 | 1 | cs | TRUE
80 | LV_4289-35_0_3_line_80 |  | 66 | 68 | 0.015692 | 0.125 | 0.08 | 261 | 0 | 0.364 | 1 | 1 | cs | TRUE
81 | LV_4289-35_0_3_line_81 |  | 67 | 69 | 0.01342 | 0.125 | 0.08 | 261 | 0 | 0.364 | 1 | 1 | cs | TRUE
82 | LV_4289-35_0_3_line_82 |  | 69 | 70 | 0.017934 | 0.125 | 0.08 | 261 | 0 | 0.364 | 1 | 1 | cs | TRUE
83 | LV_4289-35_0_3_line_83 |  | 70 | 71 | 0.0033366 | 0.125 | 0.08 | 261 | 0 | 0.364 | 1 | 1 | cs | TRUE
84 | LV_4289-35_0_3_line_84 |  | 72 | 73 | 0.022247 | 0.125 | 0.08 | 261 | 0 | 0.364 | 1 | 1 | cs | TRUE
85 | LV_4289-35_0_3_line_85 |  | 72 | 74 | 0.0034626 | 0.125 | 0.08 | 261 | 0 | 0.364 | 1 | 1 | cs | TRUE
86 | LV_4289-35_0_3_line_86 |  | 74 | 75 | 0.024206 | 0.125 | 0.08 | 261 | 0 | 0.364 | 1 | 1 | cs | TRUE
87 | LV_4289-35_0_3_line_87 |  | 74 | 76 | 0.018745 | 0.125 | 0.08 | 261 | 0 | 0.364 | 1 | 1 | cs | TRUE
88 | LV_4289-35_0_3_line_88 |  | 77 | 78 | 0.024987 | 0.125 | 0.08 | 261 | 0 | 0.364 | 1 | 1 | cs | TRUE
89 | LV_4289-35_0_3_line_89 |  | 78 | 79 | 0.016898 | 0.125 | 0.08 | 261 | 0 | 0.364 | 1 | 1 | cs | TRUE
90 | LV_4289-35_0_3_line_90 |  | 79 | 100 | 0.012438 | 0.125 | 0.08 | 261 | 0 | 0.364 | 1 | 1 | cs | TRUE
91 | LV_4289-35_0_3_line_91 |  | 81 | 82 | 0.00015113 | 0.125 | 0.08 | 261 | 0 | 0.364 | 1 | 1 | cs | TRUE
92 | LV_4289-35_0_3_line_92 |  | 82 | 83 | 0.021747 | 0.125 | 0.08 | 261 | 0 | 0.364 | 1 | 1 | cs | TRUE
93 | LV_4289-35_0_3_line_93 |  | 83 | 86 | 0.017386 | 0.125 | 0.08 | 261 | 0 | 0.364 | 1 | 1 | cs | TRUE
94 | LV_4289-35_0_3_line_94 |  | 85 | 130 | 0.015989 | 0.125 | 0.08 | 261 | 0 | 0.364 | 1 | 1 | cs | TRUE
95 | LV_4289-35_0_3_line_95 |  | 86 | 118 | 0.0026257 | 0.125 | 0.08 | 261 | 0 | 0.364 | 1 | 1 | cs | TRUE
96 | LV_4289-35_0_3_line_96 |  | 87 | 88 | 0.0077066 | 0.125 | 0.08 | 261 | 0 | 0.364 | 1 | 1 | cs | TRUE
97 | LV_4289-35_0_3_line_97 |  | 88 | 89 | 0.0417 | 0.125 | 0.08 | 261 | 0 | 0.364 | 1 | 1 | cs | TRUE
98 | LV_4289-35_0_3_line_98 |  | 91 | 92 | 0.013635 | 0.125 | 0.08 | 261 | 0 | 0.364 | 1 | 1 | cs | TRUE
99 | LV_4289-35_0_3_line_99 |  | 92 | 94 | 0.033016 | 0.125 | 0.08 | 261 | 0 | 0.364 | 1 | 1 | cs | TRUE
100 | LV_4289-35_0_3_line_100 |  | 93 | 94 | 0.020819 | 0.125 | 0.08 | 261 | 0 | 0.364 | 1 | 1 | cs | TRUE
101 | LV_4289-35_0_3_line_101 |  | 93 | 95 | 0.0028246 | 0.125 | 0.08 | 261 | 0 | 0.364 | 1 | 1 | cs | TRUE
102 | LV_4289-35_0_3_line_102 |  | 95 | 96 | 0.030724 | 0.125 | 0.08 | 261 | 0 | 0.364 | 1 | 1 | cs | TRUE
103 | LV_4289-35_0_3_line_103 |  | 96 | 97 | 0.022354 | 0.125 | 0.08 | 261 | 0 | 0.364 | 1 | 1 | cs | TRUE
104 | LV_4289-35_0_3_line_104 |  | 98 | 99 | 0.022782 | 0.125 | 0.08 | 261 | 0 | 0.364 | 1 | 3 | cs | TRUE
105 | LV_4289-35_0_3_line_105 |  | 98 | 100 | 0.013148 | 0.125 | 0.08 | 261 | 0 | 0.364 | 1 | 3 | cs | TRUE
106 | LV_4289-35_0_3_line_106 |  | 99 | 101 | 0.0043173 | 0.125 | 0.08 | 261 | 0 | 0.364 | 1 | 3 | cs | TRUE
107 | LV_4289-35_0_3_line_107 |  | 100 | 102 | 0.024599 | 0.125 | 0.08 | 261 | 0 | 0.364 | 1 | 3 | cs | TRUE
108 | LV_4289-35_0_3_line_108 |  | 101 | 103 | 0.014086 | 0.125 | 0.08 | 261 | 0 | 0.364 | 1 | 3 | cs | TRUE
109 | LV_4289-35_0_3_line_109 |  | 102 | 104 | 0.001805 | 0.125 | 0.08 | 261 | 0 | 0.364 | 1 | 3 | cs | TRUE
110 | LV_4289-35_0_3_line_110 |  | 102 | 105 | 0.012355 | 0.125 | 0.08 | 261 | 0 | 0.364 | 1 | 1 | cs | TRUE
111 | LV_4289-35_0_3_line_111 |  | 103 | 106 | 0.020616 | 0.125 | 0.08 | 261 | 0 | 0.364 | 1 | 3 | cs | TRUE
112 | LV_4289-35_0_3_line_112 |  | 103 | 107 | 0.0062544 | 0.125 | 0.08 | 261 | 0 | 0.364 | 1 | 1 | cs | TRUE
113 | LV_4289-35_0_3_line_113 |  | 104 | 108 | 0.021281 | 0.125 | 0.08 | 261 | 0 | 0.364 | 1 | 1 | cs | TRUE
114 | LV_4289-35_0_3_line_114 |  | 104 | 109 | 0.011863 | 0.125 | 0.08 | 261 | 0 | 0.364 | 1 | 3 | cs | TRUE
115 | LV_4289-35_0_3_line_115 |  | 105 | 110 | 0.0024661 | 0.125 | 0.08 | 261 | 0 | 0.364 | 1 | 1 | cs | TRUE
116 | LV_4289-35_0_3_line_116 |  | 107 | 146 | 0.023797 | 0.125 | 0.08 | 261 | 0 | 0.364 | 1 | 1 | cs | TRUE
117 | LV_4289-35_0_3_line_117 |  | 108 | 137 | 0.001259 | 0.125 | 0.08 | 261 | 0 | 0.364 | 1 | 1 | cs | TRUE
118 | LV_4289-35_0_3_line_118 |  | 109 | 143 | 0.0071547 | 0.125 | 0.08 | 261 | 0 | 0.364 | 1 | 3 | cs | TRUE
119 | LV_4289-35_0_3_line_119 |  | 110 | 156 | 0.021797 | 0.125 | 0.08 | 261 | 0 | 0.364 | 1 | 1 | cs | TRUE
120 | LV_4289-35_0_3_line_120 |  | 111 | 112 | 0.0056918 | 0.125 | 0.08 | 261 | 0 | 0.364 | 1 | 1 | cs | TRUE
121 | LV_4289-35_0_3_line_121 |  | 111 | 113 | 0.00048446 | 0.125 | 0.08 | 261 | 0 | 0.364 | 1 | 1 | cs | TRUE
122 | LV_4289-35_0_3_line_122 |  | 112 | 114 | 0.0016804 | 0.125 | 0.08 | 261 | 0 | 0.364 | 1 | 1 | cs | TRUE
123 | LV_4289-35_0_3_line_123 |  | 113 | 115 | 0.0051605 | 0.125 | 0.08 | 261 | 0 | 0.364 | 1 | 1 | cs | TRUE
124 | LV_4289-35_0_3_line_124 |  | 114 | 116 | 0.01079 | 0.125 | 0.08 | 261 | 0 | 0.364 | 1 | 1 | cs | TRUE
125 | LV_4289-35_0_3_line_125 |  | 115 | 117 | 0.005306 | 0.125 | 0.08 | 261 | 0 | 0.364 | 1 | 1 | cs | TRUE
126 | LV_4289-35_0_3_line_126 |  | 116 | 118 | 0.0041729 | 0.125 | 0.08 | 261 | 0 | 0.364 | 1 | 1 | cs | TRUE
127 | LV_4289-35_0_3_line_127 |  | 117 | 119 | 0.0060932 | 0.125 | 0.08 | 261 | 0 | 0.364 | 1 | 1 | cs | TRUE
128 | LV_4289-35_0_3_line_128 |  | 119 | 164 | 0.0047008 | 0.125 | 0.08 | 261 | 0 | 0.364 | 1 | 1 | cs | TRUE
129 | LV_4289-35_0_3_line_129 |  | 120 | 121 | 0.025693 | 0.125 | 0.08 | 261 | 0 | 0.364 | 1 | 1 | cs | TRUE
130 | LV_4289-35_0_3_line_130 |  | 122 | 123 | 0.0077034 | 0.125 | 0.08 | 261 | 0 | 0.364 | 1 | 1 | cs | TRUE
131 | LV_4289-35_0_3_line_131 |  | 123 | 124 | 0.007438 | 0.125 | 0.08 | 261 | 0 | 0.364 | 1 | 1 | cs | TRUE
132 | LV_4289-35_0_3_line_132 |  | 124 | 125 | 0.0073762 | 0.125 | 0.08 | 261 | 0 | 0.364 | 1 | 1 | cs | TRUE
133 | LV_4289-35_0_3_line_133 |  | 125 | 126 | 0.0072131 | 0.125 | 0.08 | 261 | 0 | 0.364 | 1 | 1 | cs | TRUE
134 | LV_4289-35_0_3_line_134 |  | 126 | 134 | 0.0074755 | 0.125 | 0.08 | 261 | 0 | 0.364 | 1 | 1 | cs | TRUE
135 | LV_4289-35_0_3_line_135 |  | 128 | 129 | 0.031621 | 0.125 | 0.08 | 261 | 0 | 0.364 | 1 | 1 | cs | TRUE
136 | LV_4289-35_0_3_line_136 |  | 129 | 147 | 0.023687 | 0.125 | 0.08 | 261 | 0 | 0.364 | 1 | 1 | cs | TRUE
137 | LV_4289-35_0_3_line_137 |  | 130 | 131 | 0.020941 | 0.125 | 0.08 | 261 | 0 | 0.364 | 1 | 1 | cs | TRUE
138 | LV_4289-35_0_3_line_138 |  | 131 | 147 | 0.011471 | 0.125 | 0.08 | 261 | 0 | 0.364 | 1 | 1 | cs | TRUE
139 | LV_4289-35_0_3_line_139 |  | 134 | 135 | 0.0074022 | 0.125 | 0.08 | 261 | 0 | 0.364 | 1 | 1 | cs | TRUE
140 | LV_4289-35_0_3_line_140 |  | 135 | 136 | 0.0075002 | 0.125 | 0.08 | 261 | 0 | 0.364 | 1 | 1 | cs | TRUE
141 | LV_4289-35_0_3_line_141 |  | 136 | 137 | 0.011371 | 0.125 | 0.08 | 261 | 0 | 0.364 | 1 | 1 | cs | TRUE
142 | LV_4289-35_0_3_line_142 |  | 137 | 138 | 0.026576 | 0.125 | 0.08 | 261 | 0 | 0.364 | 1 | 1 | cs | TRUE
143 | LV_4289-35_0_3_line_143 |  | 138 | 139 | 0.0060078 | 0.125 | 0.08 | 261 | 0 | 0.364 | 1 | 1 | cs | TRUE
144 | LV_4289-35_0_3_line_144 |  | 139 | 140 | 0.012043 | 0.125 | 0.08 | 261 | 0 | 0.364 | 1 | 1 | cs | TRUE
145 | LV_4289-35_0_3_line_145 |  | 140 | 141 | 0.0050592 | 0.125 | 0.08 | 261 | 0 | 0.364 | 1 | 1 | cs | TRUE
146 | LV_4289-35_0_3_line_146 |  | 141 | 142 | 0.012182 | 0.125 | 0.08 | 261 | 0 | 0.364 | 1 | 1 | cs | TRUE
147 | LV_4289-35_0_3_line_147 |  | 142 | 169 | 0.0077096 | 0.125 | 0.08 | 261 | 0 | 0.364 | 1 | 1 | cs | TRUE
148 | LV_4289-35_0_3_line_148 |  | 143 | 144 | 0.0073096 | 0.125 | 0.08 | 261 | 0 | 0.364 | 1 | 3 | cs | TRUE
149 | LV_4289-35_0_3_line_149 |  | 144 | 145 | 0.0075323 | 0.125 | 0.08 | 261 | 0 | 0.364 | 1 | 3 | cs | TRUE
150 | LV_4289-35_0_3_line_150 |  | 148 | 149 | 0.014681 | 0.125 | 0.08 | 261 | 0 | 0.364 | 1 | 1 | cs | TRUE
151 | LV_4289-35_0_3_line_151 |  | 148 | 150 | 0.032848 | 0.125 | 0.08 | 261 | 0 | 0.364 | 1 | 1 | cs | TRUE
152 | LV_4289-35_0_3_line_152 |  | 149 | 151 | 0.017178 | 0.125 | 0.08 | 261 | 0 | 0.364 | 1 | 1 | cs | TRUE
153 | LV_4289-35_0_3_line_153 |  | 150 | 152 | 0.017349 | 0.125 | 0.08 | 261 | 0 | 0.364 | 1 | 1 | cs | TRUE
154 | LV_4289-35_0_3_line_154 |  | 150 | 153 | 0.019279 | 0.125 | 0.08 | 261 | 0 | 0.364 | 1 | 1 | cs | TRUE
155 | LV_4289-35_0_3_line_155 |  | 151 | 154 | 0.005032 | 0.125 | 0.08 | 261 | 0 | 0.364 | 1 | 1 | cs | TRUE
156 | LV_4289-35_0_3_line_156 |  | 152 | 155 | 0.0066429 | 0.125 | 0.08 | 261 | 0 | 0.364 | 1 | 1 | cs | TRUE
157 | LV_4289-35_0_3_line_157 |  | 153 | 156 | 0.0041397 | 0.125 | 0.08 | 261 | 0 | 0.364 | 1 | 1 | cs | TRUE
158 | LV_4289-35_0_3_line_158 |  | 154 | 157 | 0.0010025 | 0.125 | 0.08 | 261 | 0 | 0.364 | 1 | 1 | cs | TRUE
159 | LV_4289-35_0_3_line_159 |  | 155 | 160 | 0.0088419 | 0.125 | 0.08 | 261 | 0 | 0.364 | 1 | 1 | cs | TRUE
160 | LV_4289-35_0_3_line_160 |  | 157 | 164 | 0.0038336 | 0.125 | 0.08 | 261 | 0 | 0.364 | 1 | 1 | cs | TRUE
161 | LV_4289-35_0_3_line_161 |  | 158 | 159 | 0.024567 | 0.125 | 0.08 | 261 | 0 | 0.364 | 1 | 1 | cs | TRUE
162 | LV_4289-35_0_3_line_162 |  | 158 | 160 | 0.017524 | 0.125 | 0.08 | 261 | 0 | 0.364 | 1 | 1 | cs | TRUE
163 | LV_4289-35_0_3_line_163 |  | 159 | 165 | 0.0046538 | 0.125 | 0.08 | 261 | 0 | 0.364 | 1 | 1 | cs | TRUE
164 | LV_4289-35_0_3_line_164 |  | 160 | 163 | 0.015812 | 0.125 | 0.08 | 261 | 0 | 0.364 | 1 | 1 | cs | TRUE
165 | LV_4289-35_0_3_line_165 |  | 161 | 162 | 0.020895 | 0.125 | 0.08 | 261 | 0 | 0.364 | 1 | 1 | cs | TRUE
166 | LV_4289-35_0_3_line_166 |  | 161 | 163 | 0.023922 | 0.125 | 0.08 | 261 | 0 | 0.364 | 1 | 1 | cs | TRUE
167 | LV_4289-35_0_3_line_167 |  | 165 | 171 | 0.005106 | 0.125 | 0.08 | 261 | 0 | 0.364 | 1 | 1 | cs | TRUE
168 | LV_4289-35_0_3_line_168 |  | 166 | 167 | 0.030953 | 0.125 | 0.08 | 261 | 0 | 0.364 | 1 | 1 | cs | TRUE
169 | LV_4289-35_0_3_line_169 |  | 167 | 168 | 0.0012435 | 0.125 | 0.08 | 261 | 0 | 0.364 | 1 | 1 | cs | TRUE
170 | LV_4289-35_0_3_line_170 |  | 168 | 184 | 0.030752 | 0.125 | 0.08 | 261 | 0 | 0.364 | 1 | 1 | cs | TRUE
171 | LV_4289-35_0_3_line_171 |  | 169 | 170 | 0.017198 | 0.125 | 0.08 | 261 | 0 | 0.364 | 1 | 1 | cs | TRUE
172 | LV_4289-35_0_3_line_172 |  | 170 | 174 | 0.0041806 | 0.125 | 0.08 | 261 | 0 | 0.364 | 1 | 1 | cs | TRUE
173 | LV_4289-35_0_3_line_173 |  | 171 | 172 | 0.0054768 | 0.125 | 0.08 | 261 | 0 | 0.364 | 1 | 1 | cs | TRUE
174 | LV_4289-35_0_3_line_174 |  | 172 | 173 | 0.01477 | 0.125 | 0.08 | 261 | 0 | 0.364 | 1 | 1 | cs | TRUE
175 | LV_4289-35_0_3_line_175 |  | 173 | 175 | 0.0027462 | 0.125 | 0.08 | 261 | 0 | 0.364 | 1 | 1 | cs | TRUE
176 | LV_4289-35_0_3_line_176 |  | 175 | 176 | 0.003014 | 0.125 | 0.08 | 261 | 0 | 0.364 | 1 | 1 | cs | TRUE
177 | LV_4289-35_0_3_line_177 |  | 176 | 177 | 0.0026896 | 0.125 | 0.08 | 261 | 0 | 0.364 | 1 | 1 | cs | TRUE
178 | LV_4289-35_0_3_line_178 |  | 177 | 178 | 0.0012912 | 0.125 | 0.08 | 261 | 0 | 0.364 | 1 | 1 | cs | TRUE
179 | LV_4289-35_0_3_line_179 |  | 178 | 179 | 0.0080663 | 0.125 | 0.08 | 261 | 0 | 0.364 | 1 | 1 | cs | TRUE
180 | LV_4289-35_0_3_line_180 |  | 180 | 181 | 0.0029996 | 0.125 | 0.08 | 261 | 0 | 0.364 | 1 | 1 | cs | TRUE
181 | LV_4289-35_0_3_line_181 |  | 181 | 182 | 0.001271 | 0.125 | 0.08 | 261 | 0 | 0.364 | 1 | 1 | cs | TRUE
182 | LV_4289-35_0_3_line_182 |  | 182 | 183 | 0.031356 | 0.125 | 0.08 | 261 | 0 | 0.364 | 1 | 1 | cs | TRUE
183 | LV_4289-35_0_3_line_183 |  | 183 | 184 | 0.001277 | 0.125 | 0.08 | 261 | 0 | 0.364 | 1 | 1 | cs | TRUE

## trafo
| name | std_type | hv_bus | lv_bus | sn_mva | vn_hv_kv | vn_lv_kv | vk_percent | vkr_percent | pfe_kw | i0_percent | shift_degree | tap_side | tap_neutral | tap_min | tap_max | tap_step_percent | tap_step_degree | tap_pos | tap_phase_shifter | parallel | df | in_service
0 | LV_4289-35_0_3_trafo_127 | 0.63 MVA 20/0.4 kV | 185 | 145 | 0.63 | 20 | 0.4 | 6 | 1.206 | 1.65 | 0.2619 | 150 | hv | 0 | -2 | 2 | 2.5 | 0 | 0 | FALSE | 1 | 1 | TRUE

## line_geodata
| x0 | y0 | x1 | y1 | x2 | y2 | x3 | y3 | x4 | y4 | x5 | y5 | x6 | y6 | x7 | y7 | x8 | y8 | x9 | y9 | x10 | y10
0 | 2640379.6757 | 1238778.3212 | 2640385.6061 | 1238775.8764 | 2640409.9002 | 1238772.0778
1 | 2640324.9827 | 1238987.8558 | 2640379.6757 | 1238778.3212
2 | 2640321.2875 | 1239026.3887 | 2640322.8611 | 1239018.5165 | 2640323.2285 | 1239006.7337 | 2640324.9827 | 1238987.8558
3 | 2640321.2875 | 1239026.3887 | 2640329.1235 | 1239031.8676 | 2640338.8456 | 1239038.0486 | 2640339.6867 | 1239038.5556
4 | 2640321.2875 | 1239026.3887 | 2640317.4155 | 1239031.9104 | 2640312.515 | 1239037.414 | 2640305.2951 | 1239044.7809 | 2640300.8926 | 1239050.4658 | 2640297.9799 | 1239055.0601 | 2640295.0007 | 1239061.6552 | 2640293.5717 | 1239067.1713 | 2640292.831 | 1239072.6697
5 | 2640607.0231 | 1239431.4376 | 2640604.1105 | 1239426.0476
6 | 2640554.7089 | 1239314.2439 | 2640604.1105 | 1239426.0476
7 | 2640554.7089 | 1239314.2439 | 2640551.4377 | 1239304.9222
8 | 2640653.789 | 1239301.2739 | 2640554.7089 | 1239314.2439
9 | 2640598.327 | 1239216.5341 | 2640551.4377 | 1239304.9222
10 | 2640653.789 | 1239301.2739 | 2640655.1539 | 1239302.2366
11 | 2640598.327 | 1239216.5341 | 2640626.069 | 1239228.7598
12 | 2640545.0554 | 1239193.0579 | 2640598.327 | 1239216.5341
13 | 2640655.1539 | 1239302.2366 | 2640656.0592 | 1239302.8751
14 | 2640628.9696 | 1239230.038 | 2640626.069 | 1239228.7598
15 | 2640545.0554 | 1239193.0579 | 2640537.5306 | 1239189.7418 | 2640527.1039 | 1239184.9343 | 2640518.4305 | 1239180.9352
16 | 2640563.4455 | 1239106.8934 | 2640562.8367 | 1239106.6279 | 2640557.5025 | 1239104.7348 | 2640554.4745 | 1239104.0248 | 2640550.9145 | 1239103.7114 | 2640547.4211 | 1239104.0429
17 | 2640584.2691 | 1239115.9723 | 2640563.4455 | 1239106.8934
18 | 2640515.7963 | 1239132.9573 | 2640527.5725 | 1239119.5735 | 2640529.6595 | 1239117.4196 | 2640540.5452 | 1239107.0873 | 2640544.3792 | 1239104.9343 | 2640547.1986 | 1239104.0641 | 2640547.4211 | 1239104.0429
19 | 2640593.3211 | 1239120.2448 | 2640585.7903 | 1239116.6355 | 2640584.2691 | 1239115.9723
20 | 2640486.8537 | 1239162.7458 | 2640489.7831 | 1239159.0523 | 2640501.8731 | 1239147.3271 | 2640515.7963 | 1239132.9573
21 | 2640515.7963 | 1239132.9573 | 2640523.6616 | 1239136.3131 | 2640530.0507 | 1239139.3496
22 | 2640593.3211 | 1239120.2448 | 2640612.8445 | 1239104.2979
23 | 2640593.3211 | 1239120.2448 | 2640623.4613 | 1239133.6712
24 | 2640585.9646 | 1239056.771 | 2640579.1066 | 1239054.9562
25 | 2640559.0553 | 1239049.6501 | 2640579.1066 | 1239054.9562
26 | 2640619.1039 | 1239099.1852 | 2640585.9646 | 1239056.771
27 | 2640486.8537 | 1239162.7458 | 2640475.2655 | 1239151.8933 | 2640462.8088 | 1239138.8431
28 | 2640486.8537 | 1239162.7458 | 2640488.8531 | 1239164.5606
29 | 2640540.2012 | 1239144.1738 | 2640530.0507 | 1239139.3496
30 | 2640612.8445 | 1239104.2979 | 2640617.202 | 1239100.7387
31 | 2640633.234 | 1239138.0247 | 2640623.4613 | 1239133.6712
32 | 2640488.8531 | 1239164.5606 | 2640498.5801 | 1239171.0643 | 2640511.8067 | 1239177.8811 | 2640518.4305 | 1239180.9352
33 | 2640488.8531 | 1239164.5606 | 2640484.7613 | 1239170.1363 | 2640480.8159 | 1239176.5271
34 | 2640541.4771 | 1239144.7802 | 2640540.2012 | 1239144.1738
35 | 2640617.202 | 1239100.7387 | 2640619.1039 | 1239099.1852
36 | 2640640.341 | 1239141.1906 | 2640633.234 | 1239138.0247
37 | 2640638.0924 | 1239095.9334 | 2640633.2408 | 1239095.6463 | 2640628.9965 | 1239095.8507 | 2640623.3745 | 1239097.3354 | 2640619.1039 | 1239099.1852 | 2640619.1039 | 1239099.1852
38 | 2640099.772 | 1239135.8712 | 2640106.9671 | 1239139.9446 | 2640113.3805 | 1239143.9749
39 | 2640198.8581 | 1239195.2002 | 2640113.3805 | 1239143.9749
40 | 2640099.772 | 1239135.8712 | 2640079.2133 | 1239131.741 | 2640063.3199 | 1239129.3131
41 | 2640099.772 | 1239135.8712 | 2640112.8613 | 1239112.6892 | 2640113.8077 | 1239109.9225
42 | 2640198.8581 | 1239195.2002 | 2640208.3875 | 1239175.6401
43 | 2640189.0912 | 1239215.2475 | 2640198.8581 | 1239195.2002
44 | 2640226.3272 | 1239149.9243 | 2640222.7368 | 1239152.9797 | 2640217.7076 | 1239158.5381 | 2640213.4726 | 1239165.2026 | 2640208.3875 | 1239175.6401
45 | 2640189.0912 | 1239215.2475 | 2640189.0912 | 1239215.2475 | 2640187.4844 | 1239220.2398 | 2640186.4196 | 1239225.5916 | 2640186.2463 | 1239227.7362 | 2640186.2818 | 1239230.3048 | 2640186.6424 | 1239234.0207 | 2640187.2267 | 1239237.0822 | 2640187.9112 | 1239239.8664
46 | 2640208.8394 | 1239334.2531 | 2640210.7342 | 1239333.9809 | 2640213.4748 | 1239333.3643
47 | 2640213.8459 | 1239333.2808 | 2640213.4748 | 1239333.3643
48 | 2640256.9408 | 1239319.9079 | 2640254.9195 | 1239320.06 | 2640250.9136 | 1239320.8334 | 2640236.6696 | 1239325.7734 | 2640223.1289 | 1239330.7294 | 2640217.3542 | 1239332.4914 | 2640213.8459 | 1239333.2808
49 | 2640256.9408 | 1239319.9079 | 2640259.3914 | 1239319.7234 | 2640260.9594 | 1239319.6379
50 | 2640226.3272 | 1239149.9243 | 2640232.0272 | 1239158.1236 | 2640237.9234 | 1239169.7154 | 2640240.268 | 1239173.0556 | 2640243.5328 | 1239176.7579 | 2640252.2292 | 1239183.5989
51 | 2640226.3272 | 1239149.9243 | 2640229.1418 | 1239147.5307 | 2640239.0459 | 1239141.3868
52 | 2640409.7831 | 1239129.4986 | 2640399.1628 | 1239119.4969
53 | 2640425.8801 | 1239144.6579 | 2640409.7831 | 1239129.4986
54 | 2640394.5157 | 1239115.1204 | 2640399.1628 | 1239119.4969
55 | 2640426.9761 | 1239159.614 | 2640426.9761 | 1239159.614 | 2640427.4044 | 1239155.5699 | 2640431.737 | 1239150.1737 | 2640425.8801 | 1239144.6579
56 | 2640367.3863 | 1239089.6309 | 2640371.1908 | 1239092.9255 | 2640394.5157 | 1239115.1204
57 | 2640394.5157 | 1239115.1204 | 2640377.4385 | 1239127.0195
58 | 2640437.4004 | 1239169.8885 | 2640427.8671 | 1239162.0438 | 2640426.9761 | 1239159.614
59 | 2640367.3863 | 1239089.6309 | 2640363.5685 | 1239086.6436
60 | 2640367.3863 | 1239089.6309 | 2640352.3451 | 1239102.0488
61 | 2640366.2092 | 1239134.844 | 2640377.4385 | 1239127.0195
62 | 2640437.4004 | 1239169.8885 | 2640440.8782 | 1239172.7503
63 | 2640324.4858 | 1239083.3357 | 2640339.2963 | 1239073.0296 | 2640340.8265 | 1239072.662 | 2640342.3902 | 1239072.9394 | 2640344.1773 | 1239073.7298 | 2640355.6487 | 1239080.6788 | 2640358.7573 | 1239082.8791 | 2640363.5685 | 1239086.6436
64 | 2640333.2111 | 1239114.904 | 2640346.8432 | 1239106.5912 | 2640352.3451 | 1239102.0488
65 | 2640366.2092 | 1239134.844 | 2640355.3955 | 1239142.3788
66 | 2640454.9765 | 1239182.2028 | 2640444.6165 | 1239172.4311 | 2640440.8782 | 1239172.7503 | 2640440.8782 | 1239172.7503
67 | 2640373.5618 | 1239356.7345 | 2640375.505 | 1239349.4745 | 2640377.1686 | 1239347.2733 | 2640379.3685 | 1239338.9339
68 | 2640379.008 | 1239370.4006 | 2640372.8434 | 1239359.4184 | 2640373.5618 | 1239356.7345
69 | 2640384.2134 | 1239316.6794 | 2640380.6064 | 1239331.0641 | 2640380.9336 | 1239333.0009 | 2640379.3685 | 1239338.9339
70 | 2640379.008 | 1239370.4006 | 2640378.2733 | 1239373.9812
71 | 2640395.4454 | 1239317.6119 | 2640391.8192 | 1239318.1431 | 2640389.8313 | 1239317.9739 | 2640384.2134 | 1239316.6794
72 | 2640384.2134 | 1239316.6794 | 2640379.1089 | 1239315.4995 | 2640375.8374 | 1239315.0436 | 2640372.4271 | 1239314.9649 | 2640368.7554 | 1239315.507 | 2640362.1534 | 1239317.4362
73 | 2640411.0496 | 1239345.08 | 2640403.7483 | 1239336.6583 | 2640400.9211 | 1239333.1368 | 2640399.0525 | 1239329.8887 | 2640397.5334 | 1239326.3983 | 2640396.4473 | 1239322.633 | 2640395.4454 | 1239317.6119
74 | 2640395.4454 | 1239317.6119 | 2640394.0715 | 1239307.2181 | 2640391.4864 | 1239295.8933 | 2640391.0659 | 1239294.4798
75 | 2640349.097 | 1239321.2516 | 2640362.1534 | 1239317.4362
76 | 2640411.0496 | 1239345.08 | 2640412.574 | 1239346.4227
77 | 2640386.8357 | 1239280.2628 | 2640391.0659 | 1239294.4798
78 | 2640330.5688 | 1239324.7203 | 2640338.4516 | 1239324.3624 | 2640349.097 | 1239321.2516
79 | 2640643.3292 | 1239236.3661 | 2640659.9027 | 1239243.6699
80 | 2640643.3292 | 1239236.3661 | 2640628.9696 | 1239230.038
81 | 2640672.4918 | 1239248.268 | 2640669.2614 | 1239247.323 | 2640663.9725 | 1239245.4634 | 2640659.9027 | 1239243.6699
82 | 2640672.4918 | 1239248.268 | 2640670.3268 | 1239255.202 | 2640665.6524 | 1239264.7931
83 | 2640665.6524 | 1239264.7931 | 2640664.1906 | 1239267.7924
84 | 2640464.3372 | 1239198.4931 | 2640461.1608 | 1239200.6951 | 2640458.1131 | 1239201.7862 | 2640455.6531 | 1239202.0919 | 2640451.9253 | 1239201.9775 | 2640443.0589 | 1239200.8618
85 | 2640467.0518 | 1239196.3436 | 2640464.3372 | 1239198.4931 | 2640464.3372 | 1239198.4931
86 | 2640467.0518 | 1239196.3436 | 2640470.0221 | 1239193.2952 | 2640473.6267 | 1239188.172 | 2640480.8159 | 1239176.5271
87 | 2640467.0518 | 1239196.3436 | 2640464.6 | 1239192.1019 | 2640462.5691 | 1239189.3641 | 2640454.9765 | 1239182.2028
88 | 2640416.721 | 1239199.0618 | 2640391.7596 | 1239197.9341
89 | 2640374.9013 | 1239197.9624 | 2640377.9217 | 1239197.5493 | 2640381.2878 | 1239197.461 | 2640391.7596 | 1239197.9341
90 | 2640363.3146 | 1239202.4532 | 2640372.3626 | 1239198.7123 | 2640374.9013 | 1239197.9624
91 | 2640187.9567 | 1239240.0105 | 2640187.9112 | 1239239.8664 | 2640187.9112 | 1239239.8664
92 | 2640187.9567 | 1239240.0105 | 2640188.9404 | 1239243.131 | 2640190.2512 | 1239246.1195 | 2640192.1281 | 1239249.2898 | 2640194.1788 | 1239252.4612 | 2640196.7138 | 1239255.6026 | 2640199.2938 | 1239258.275
93 | 2640214.232 | 1239266.7969 | 2640209.8382 | 1239265.2531 | 2640204.4343 | 1239262.4926 | 2640200.2361 | 1239259.251 | 2640199.2938 | 1239258.275
94 | 2640252.6329 | 1239132.9582 | 2640239.0459 | 1239141.3868
95 | 2640216.7297 | 1239267.5873 | 2640216.2589 | 1239267.5091 | 2640214.232 | 1239266.7969
96 | 2640451.5348 | 1239358.7097 | 2640454.3532 | 1239358.5165 | 2640459.1131 | 1239357.4334
97 | 2640451.5348 | 1239358.7097 | 2640449.3368 | 1239358.8603 | 2640445.7248 | 1239358.4132 | 2640421.6168 | 1239352.5566 | 2640417.372 | 1239350.6487 | 2640412.574 | 1239346.4227
98 | 2640274.5774 | 1239319.1417 | 2640271.7233 | 1239319.051 | 2640260.9594 | 1239319.6379
99 | 2640307.2866 | 1239323.3034 | 2640306.454 | 1239323.1668 | 2640287.3646 | 1239319.9576 | 2640277.0615 | 1239319.2206 | 2640274.5774 | 1239319.1417
100 | 2640327.893 | 1239325.6249 | 2640325.6224 | 1239325.8763 | 2640321.729 | 1239325.672 | 2640307.2866 | 1239323.3034
101 | 2640330.5688 | 1239324.7203 | 2640327.893 | 1239325.6249
102 | 2640330.5688 | 1239324.7203 | 2640333.06 | 1239322.0466 | 2640335.8218 | 1239318.4964 | 2640347.9227 | 1239299.4423
103 | 2640347.9227 | 1239299.4423 | 2640348.6035 | 1239298.3703 | 2640359.6063 | 1239280.3844
104 | 2640346.5521 | 1239170.7037 | 2640355.9127 | 1239189.8838 | 2640356.6429 | 1239191.1239
105 | 2640363.3146 | 1239202.4532 | 2640356.6429 | 1239191.1239
106 | 2640346.5521 | 1239170.7037 | 2640344.6586 | 1239166.8237
107 | 2640372.1896 | 1239225.2725 | 2640370.1687 | 1239217.7318 | 2640369.044 | 1239214.0662 | 2640367.5484 | 1239210.4537 | 2640365.9374 | 1239207.1296 | 2640363.3146 | 1239202.4532
108 | 2640338.4806 | 1239154.1648 | 2640344.6586 | 1239166.8237
109 | 2640372.1896 | 1239225.2725 | 2640372.7149 | 1239226.9994
110 | 2640372.1896 | 1239225.2725 | 2640360.2776 | 1239228.5529
111 | 2640338.4806 | 1239154.1648 | 2640355.3955 | 1239142.3788
112 | 2640338.4806 | 1239154.1648 | 2640335.8406 | 1239148.495
113 | 2640377.8459 | 1239247.6364 | 2640374.9863 | 1239234.4196 | 2640372.7149 | 1239226.9994
114 | 2640372.7149 | 1239226.9994 | 2640381.0612 | 1239225.2328 | 2640384.3926 | 1239225.2994
115 | 2640357.9 | 1239229.2077 | 2640360.2776 | 1239228.5529
116 | 2640323.4981 | 1239128.3135 | 2640329.0193 | 1239135.2218 | 2640331.2723 | 1239138.6838 | 2640335.8406 | 1239148.495
117 | 2640377.8459 | 1239247.6364 | 2640378.178 | 1239248.8505
118 | 2640384.3926 | 1239225.2994 | 2640391.5459 | 1239225.4425
119 | 2640357.9 | 1239229.2077 | 2640351.5042 | 1239230.969 | 2640339.5006 | 1239234.5009 | 2640336.9537 | 1239235.2342
120 | 2640238.9101 | 1239267.6676 | 2640234.3821 | 1239268.2433 | 2640233.2615 | 1239268.3672
121 | 2640239.3907 | 1239267.6065 | 2640238.9101 | 1239267.6676
122 | 2640233.2615 | 1239268.3672 | 2640231.5913 | 1239268.5517
123 | 2640239.3907 | 1239267.6065 | 2640244.5099 | 1239266.9555
124 | 2640220.8463 | 1239268.2709 | 2640222.6801 | 1239268.5755 | 2640229.1674 | 1239268.8195 | 2640231.5913 | 1239268.5517
125 | 2640244.5099 | 1239266.9555 | 2640244.5099 | 1239266.9555 | 2640249.6467 | 1239266.7124 | 2640249.8101 | 1239266.7144
126 | 2640216.7297 | 1239267.5873 | 2640220.8463 | 1239268.2709
127 | 2640249.8101 | 1239266.7144 | 2640255.9029 | 1239266.7877
128 | 2640260.5925 | 1239267.11 | 2640255.9839 | 1239266.7887 | 2640255.9029 | 1239266.7877
129 | 2640638.0924 | 1239095.9334 | 2640655.9662 | 1239096.9914 | 2640663.7247 | 1239097.671
130 | 2640441.6143 | 1239251.1839 | 2640433.9162 | 1239250.9007
131 | 2640426.4832 | 1239250.6273 | 2640433.9162 | 1239250.9007
132 | 2640419.1119 | 1239250.3562 | 2640426.4832 | 1239250.6273
133 | 2640419.1119 | 1239250.3562 | 2640411.9037 | 1239250.091
134 | 2640404.4332 | 1239249.8162 | 2640411.9037 | 1239250.091
135 | 2640300.157 | 1239103.15 | 2640296.4196 | 1239093.3073 | 2640294.0778 | 1239086.2091 | 2640293.0091 | 1239078.7415 | 2640292.831 | 1239072.6697
136 | 2640300.157 | 1239103.15 | 2640280.0904 | 1239115.7362
137 | 2640252.6329 | 1239132.9582 | 2640270.3732 | 1239121.8311
138 | 2640270.3732 | 1239121.8311 | 2640280.0904 | 1239115.7362
139 | 2640404.4332 | 1239249.8162 | 2640397.036 | 1239249.5442
140 | 2640397.036 | 1239249.5442 | 2640389.5409 | 1239249.2685
141 | 2640378.178 | 1239248.8505 | 2640389.5409 | 1239249.2685
142 | 2640378.178 | 1239248.8505 | 2640385.2394 | 1239274.4709
143 | 2640386.8357 | 1239280.2628 | 2640385.2394 | 1239274.4709
144 | 2640386.8357 | 1239280.2628 | 2640398.8711 | 1239279.8332
145 | 2640398.8711 | 1239279.8332 | 2640398.8711 | 1239279.8332 | 2640403.9183 | 1239280.181
146 | 2640415.9952 | 1239281.7623 | 2640404.9564 | 1239280.2526 | 2640403.9183 | 1239280.181
147 | 2640415.9952 | 1239281.7623 | 2640423.6337 | 1239282.807
148 | 2640398.854 | 1239225.5888 | 2640391.5459 | 1239225.4425
149 | 2640398.854 | 1239225.5888 | 2640406.3848 | 1239225.7394
150 | 2640287.2744 | 1239271.3891 | 2640291.9953 | 1239271.6914 | 2640297.3395 | 1239270.9716 | 2640301.5843 | 1239269.3115
151 | 2640314.4486 | 1239241.7133 | 2640315.0441 | 1239245.353 | 2640315.117 | 1239247.9774 | 2640314.6775 | 1239251.4545 | 2640313.8149 | 1239254.8619 | 2640312.0306 | 1239259.2415 | 2640310.691 | 1239261.6006 | 2640309.0661 | 1239263.6687 | 2640306.4545 | 1239266.2526 | 2640302.3974 | 1239268.9935 | 2640301.5843 | 1239269.3115
152 | 2640287.2744 | 1239271.3891 | 2640285.7813 | 1239271.2935 | 2640270.3471 | 1239268.5166
153 | 2640314.4486 | 1239241.7133 | 2640313.6685 | 1239238.5394 | 2640312.5682 | 1239235.7412 | 2640310.998 | 1239233.0844 | 2640309.3485 | 1239230.9719 | 2640305.4555 | 1239227.3432
154 | 2640314.4486 | 1239241.7133 | 2640332.9756 | 1239236.3795
155 | 2640265.3947 | 1239267.6256 | 2640270.3471 | 1239268.5166
156 | 2640305.4555 | 1239227.3432 | 2640300.2401 | 1239223.2288
157 | 2640332.9756 | 1239236.3795 | 2640336.9537 | 1239235.2342
158 | 2640264.408 | 1239267.4481 | 2640265.3947 | 1239267.6256
159 | 2640293.8171 | 1239217.18 | 2640295.5813 | 1239219.1154 | 2640297.978 | 1239221.4442 | 2640300.2401 | 1239223.2288
160 | 2640264.408 | 1239267.4481 | 2640263.7549 | 1239267.3306 | 2640260.5925 | 1239267.11
161 | 2640286.1861 | 1239232.7938 | 2640268.2023 | 1239224.8669 | 2640263.5858 | 1239223.1843
162 | 2640286.1861 | 1239232.7938 | 2640286.7431 | 1239229.8401 | 2640287.9116 | 1239227.0463 | 2640293.8171 | 1239217.18
163 | 2640259.2133 | 1239221.5908 | 2640263.5858 | 1239223.1843
164 | 2640293.8171 | 1239217.18 | 2640286.0466 | 1239203.4093
165 | 2640275.4443 | 1239181.9838 | 2640268.7202 | 1239167.4447 | 2640266.6165 | 1239163.0457
166 | 2640275.4443 | 1239181.9838 | 2640282.2039 | 1239196.5992 | 2640286.0466 | 1239203.4093
167 | 2640259.2133 | 1239221.5908 | 2640254.416 | 1239219.8424
168 | 2640541.4771 | 1239144.7802 | 2640569.4333 | 1239158.067
169 | 2640569.4333 | 1239158.067 | 2640570.2047 | 1239158.4336 | 2640570.5554 | 1239158.603
170 | 2640598.2454 | 1239171.9791 | 2640570.5554 | 1239158.603
171 | 2640440.6735 | 1239285.1374 | 2640423.6337 | 1239282.807
172 | 2640440.6735 | 1239285.1374 | 2640444.8155 | 1239285.7039
173 | 2640254.416 | 1239219.8424 | 2640249.2703 | 1239217.967
174 | 2640235.0683 | 1239214.088 | 2640238.1345 | 1239214.4788 | 2640244.4227 | 1239216.2003 | 2640249.2703 | 1239217.967
175 | 2640235.0683 | 1239214.088 | 2640232.8828 | 1239213.8095 | 2640232.3411 | 1239213.8465
176 | 2640232.3411 | 1239213.8465 | 2640229.3341 | 1239214.0523
177 | 2640226.8604 | 1239215.1079 | 2640229.3341 | 1239214.0523 | 2640229.3341 | 1239214.0523
178 | 2640226.8604 | 1239215.1079 | 2640225.7692 | 1239215.5736 | 2640225.6945 | 1239215.6471
179 | 2640219.9448 | 1239221.3045 | 2640225.6945 | 1239215.6471
180 | 2640631.4747 | 1239188.0309 | 2640628.7737 | 1239186.7262
181 | 2640627.6292 | 1239186.1733 | 2640628.7737 | 1239186.7262
182 | 2640627.6292 | 1239186.1733 | 2640599.3953 | 1239172.5345
183 | 2640598.2454 | 1239171.9791 | 2640599.3953 | 1239172.5345

## bus_geodata
| x | y | coords
0 | 2640379.6757 | 1238778.3212
1 | 2640409.9002 | 1238772.0778
2 | 2640324.9827 | 1238987.8558
3 | 2640321.2875 | 1239026.3887
4 | 2640607.0231 | 1239431.4376
5 | 2640604.1105 | 1239426.0476
6 | 2640554.7089 | 1239314.2439
7 | 2640551.4377 | 1239304.9222
8 | 2640653.789 | 1239301.2739
9 | 2640598.327 | 1239216.5341
10 | 2640655.1539 | 1239302.2366
11 | 2640626.069 | 1239228.7598
12 | 2640545.0554 | 1239193.0579
13 | 2640563.4455 | 1239106.8934
14 | 2640547.4211 | 1239104.0429
15 | 2640584.2691 | 1239115.9723
16 | 2640515.7963 | 1239132.9573
17 | 2640593.3211 | 1239120.2448
18 | 2640579.1066 | 1239054.9562
19 | 2640585.9646 | 1239056.771
20 | 2640559.0552 | 1239049.6501
21 | 2640486.8537 | 1239162.7458
22 | 2640530.0507 | 1239139.3496
23 | 2640612.8445 | 1239104.2979
24 | 2640623.4613 | 1239133.6712
25 | 2640462.8088 | 1239138.8431
26 | 2640488.8531 | 1239164.5606
27 | 2640540.2012 | 1239144.1738
28 | 2640617.202 | 1239100.7387
29 | 2640633.234 | 1239138.0247
30 | 2640640.341 | 1239141.1906
31 | 2640619.1039 | 1239099.1852
32 | 2640113.3805 | 1239143.9749
33 | 2640099.772 | 1239135.8712
34 | 2640198.8581 | 1239195.2002
35 | 2640063.3199 | 1239129.3131
36 | 2640113.8077 | 1239109.9225
37 | 2640208.3875 | 1239175.6401
38 | 2640189.0912 | 1239215.2475
39 | 2640208.8394 | 1239334.2531
40 | 2640213.4748 | 1239333.3643
41 | 2640213.8459 | 1239333.2808
42 | 2640256.9408 | 1239319.9079
43 | 2640226.3272 | 1239149.9243
44 | 2640409.7831 | 1239129.4986
45 | 2640399.1628 | 1239119.4969
46 | 2640425.8801 | 1239144.6579
47 | 2640394.5157 | 1239115.1204
48 | 2640426.9761 | 1239159.614
49 | 2640367.3863 | 1239089.6309
50 | 2640377.4385 | 1239127.0195
51 | 2640437.4004 | 1239169.8885
52 | 2640363.5685 | 1239086.6436
53 | 2640352.3451 | 1239102.0488
54 | 2640366.2092 | 1239134.844
55 | 2640440.8782 | 1239172.7503
56 | 2640373.5618 | 1239356.7345
57 | 2640379.3685 | 1239338.9339
58 | 2640379.008 | 1239370.4006
59 | 2640384.2134 | 1239316.6794
60 | 2640378.2733 | 1239373.9812
61 | 2640395.4454 | 1239317.6119
62 | 2640362.1534 | 1239317.4362
63 | 2640411.0496 | 1239345.08
64 | 2640391.0659 | 1239294.4798
65 | 2640349.097 | 1239321.2516
66 | 2640643.3292 | 1239236.3661
67 | 2640659.9027 | 1239243.6699
68 | 2640628.9696 | 1239230.038
69 | 2640672.4918 | 1239248.268
70 | 2640665.6524 | 1239264.7931
71 | 2640664.1906 | 1239267.7924
72 | 2640464.3372 | 1239198.4931
73 | 2640443.0589 | 1239200.8618
74 | 2640467.0518 | 1239196.3436
75 | 2640480.8159 | 1239176.5271
76 | 2640454.9765 | 1239182.2028
77 | 2640416.721 | 1239199.0618
78 | 2640391.7596 | 1239197.9341
79 | 2640374.9013 | 1239197.9624
80 | 2640518.4305 | 1239180.9352
81 | 2640187.9112 | 1239239.8664
82 | 2640187.9567 | 1239240.0105
83 | 2640199.2938 | 1239258.275
84 | 2640252.2292 | 1239183.5989
85 | 2640239.0459 | 1239141.3868
86 | 2640214.232 | 1239266.7969
87 | 2640459.1131 | 1239357.4334
88 | 2640451.5348 | 1239358.7097
89 | 2640412.574 | 1239346.4227
90 | 2640656.0592 | 1239302.8751
91 | 2640260.9594 | 1239319.6379
92 | 2640274.5774 | 1239319.1417
93 | 2640327.893 | 1239325.6249
94 | 2640307.2866 | 1239323.3034
95 | 2640330.5688 | 1239324.7203
96 | 2640347.9227 | 1239299.4423
97 | 2640359.6063 | 1239280.3844
98 | 2640356.6429 | 1239191.1239
99 | 2640346.5521 | 1239170.7037
100 | 2640363.3146 | 1239202.4532
101 | 2640344.6586 | 1239166.8237
102 | 2640372.1896 | 1239225.2725
103 | 2640338.4806 | 1239154.1648
104 | 2640372.7149 | 1239226.9994
105 | 2640360.2776 | 1239228.5529
106 | 2640355.3955 | 1239142.3788
107 | 2640335.8406 | 1239148.495
108 | 2640377.8459 | 1239247.6364
109 | 2640384.3926 | 1239225.2994
110 | 2640357.9001 | 1239229.2077
111 | 2640238.9101 | 1239267.6676
112 | 2640233.2615 | 1239268.3672
113 | 2640239.3907 | 1239267.6065
114 | 2640231.5913 | 1239268.5517
115 | 2640244.5099 | 1239266.9555
116 | 2640220.8463 | 1239268.2709
117 | 2640249.8101 | 1239266.7144
118 | 2640216.7297 | 1239267.5873
119 | 2640255.9029 | 1239266.7877
120 | 2640638.0924 | 1239095.9334
121 | 2640663.7247 | 1239097.671
122 | 2640441.6143 | 1239251.1839
123 | 2640433.9162 | 1239250.9007
124 | 2640426.4832 | 1239250.6273
125 | 2640419.1119 | 1239250.3562
126 | 2640411.9037 | 1239250.091
127 | 2640339.6867 | 1239038.5556
128 | 2640292.831 | 1239072.6697
129 | 2640300.157 | 1239103.15
130 | 2640252.6329 | 1239132.9582
131 | 2640270.3732 | 1239121.8311
132 | 2640333.2111 | 1239114.904
133 | 2640324.4858 | 1239083.3357
134 | 2640404.4332 | 1239249.8162
135 | 2640397.036 | 1239249.5442
136 | 2640389.5409 | 1239249.2685
137 | 2640378.178 | 1239248.8505
138 | 2640385.2394 | 1239274.4709
139 | 2640386.8357 | 1239280.2628
140 | 2640398.8711 | 1239279.8332
141 | 2640403.9183 | 1239280.181
142 | 2640415.9952 | 1239281.7623
143 | 2640391.5459 | 1239225.4425
144 | 2640398.854 | 1239225.5888
145 | 2640406.3848 | 1239225.7394
146 | 2640323.4981 | 1239128.3135
147 | 2640280.0904 | 1239115.7362
148 | 2640301.5843 | 1239269.3115
149 | 2640287.2744 | 1239271.3891
150 | 2640314.4486 | 1239241.7133
151 | 2640270.3471 | 1239268.5166
152 | 2640305.4555 | 1239227.3432
153 | 2640332.9756 | 1239236.3795
154 | 2640265.3947 | 1239267.6256
155 | 2640300.2401 | 1239223.2288
156 | 2640336.9537 | 1239235.2342
157 | 2640264.408 | 1239267.4481
158 | 2640286.1861 | 1239232.7938
159 | 2640263.5858 | 1239223.1843
160 | 2640293.8171 | 1239217.18
161 | 2640275.4443 | 1239181.9838
162 | 2640266.6165 | 1239163.0457
163 | 2640286.0466 | 1239203.4093
164 | 2640260.5925 | 1239267.11
165 | 2640259.2133 | 1239221.5908
166 | 2640541.4771 | 1239144.7802
167 | 2640569.4333 | 1239158.067
168 | 2640570.5554 | 1239158.603
169 | 2640423.6337 | 1239282.807
170 | 2640440.6735 | 1239285.1374
171 | 2640254.416 | 1239219.8424
172 | 2640249.2703 | 1239217.967
173 | 2640235.0683 | 1239214.088
174 | 2640444.8155 | 1239285.7039
175 | 2640232.3411 | 1239213.8465
176 | 2640229.3341 | 1239214.0523
177 | 2640226.8604 | 1239215.1079
178 | 2640225.6945 | 1239215.6471
179 | 2640219.9448 | 1239221.3045
180 | 2640631.4747 | 1239188.0309
181 | 2640628.7737 | 1239186.7262
182 | 2640627.6292 | 1239186.1733
183 | 2640599.3953 | 1239172.5345
184 | 2640598.2454 | 1239171.9791
185 | 2640414.7214 | 1239225.5729

## line_std_types
| c_nf_per_km | r_ohm_per_km | x_ohm_per_km | max_i_ka | type | q_mm2 | alpha | voltage_rating
NAYY 4x50 SE | 210 | 0.642 | 0.083 | 0.142 | cs | 50 | 0.00403 | LV
NAYY 4x120 SE | 264 | 0.225 | 0.08 | 0.242 | cs | 120 | 0.00403 | LV
NAYY 4x150 SE | 261 | 0.208 | 0.08 | 0.27 | cs | 150 | 0.00403 | LV
NA2XS2Y 1x95 RM/25 12/20 kV | 216 | 0.313 | 0.132 | 0.252 | cs | 95 | 0.00403 | MV
NA2XS2Y 1x185 RM/25 12/20 kV | 273 | 0.161 | 0.117 | 0.362 | cs | 185 | 0.00403 | MV
NA2XS2Y 1x240 RM/25 12/20 kV | 304 | 0.122 | 0.112 | 0.421 | cs | 240 | 0.00403 | MV
NA2XS2Y 1x95 RM/25 6/10 kV | 315 | 0.313 | 0.123 | 0.249 | cs | 95 | 0.00403 | MV
NA2XS2Y 1x185 RM/25 6/10 kV | 406 | 0.161 | 0.11 | 0.358 | cs | 185 | 0.00403 | MV
NA2XS2Y 1x240 RM/25 6/10 kV | 456 | 0.122 | 0.105 | 0.416 | cs | 240 | 0.00403 | MV
NA2XS2Y 1x150 RM/25 12/20 kV | 250 | 0.206 | 0.116 | 0.319 | cs | 150 | 0.00403 | MV
NA2XS2Y 1x120 RM/25 12/20 kV | 230 | 0.253 | 0.119 | 0.283 | cs | 120 | 0.00403 | MV
NA2XS2Y 1x70 RM/25 12/20 kV | 190 | 0.443 | 0.132 | 0.22 | cs | 70 | 0.00403 | MV
NA2XS2Y 1x150 RM/25 6/10 kV | 360 | 0.206 | 0.11 | 0.315 | cs | 150 | 0.00403 | MV
NA2XS2Y 1x120 RM/25 6/10 kV | 340 | 0.253 | 0.113 | 0.28 | cs | 120 | 0.00403 | MV
NA2XS2Y 1x70 RM/25 6/10 kV | 280 | 0.443 | 0.123 | 0.217 | cs | 70 | 0.00403 | MV
N2XS(FL)2Y 1x120 RM/35 64/110 kV | 112 | 0.153 | 0.166 | 0.366 | cs | 120 | 0.00393 | HV
N2XS(FL)2Y 1x185 RM/35 64/110 kV | 125 | 0.099 | 0.156 | 0.457 | cs | 185 | 0.00393 | HV
N2XS(FL)2Y 1x240 RM/35 64/110 kV | 135 | 0.075 | 0.149 | 0.526 | cs | 240 | 0.00393 | HV
N2XS(FL)2Y 1x300 RM/35 64/110 kV | 144 | 0.06 | 0.144 | 0.588 | cs | 300 | 0.00393 | HV
15-AL1/3-ST1A 0.4 | 11 | 1.8769 | 0.35 | 0.105 | ol | 16 | 0.00403 | LV
24-AL1/4-ST1A 0.4 | 11.25 | 1.2012 | 0.335 | 0.14 | ol | 24 | 0.00403 | LV
48-AL1/8-ST1A 0.4 | 12.2 | 0.5939 | 0.3 | 0.21 | ol | 48 | 0.00403 | LV
94-AL1/15-ST1A 0.4 | 13.2 | 0.306 | 0.29 | 0.35 | ol | 94 | 0.00403 | LV
34-AL1/6-ST1A 10.0 | 9.7 | 0.8342 | 0.36 | 0.17 | ol | 34 | 0.00403 | MV
48-AL1/8-ST1A 10.0 | 10.1 | 0.5939 | 0.35 | 0.21 | ol | 48 | 0.00403 | MV
70-AL1/11-ST1A 10.0 | 10.4 | 0.4132 | 0.339 | 0.29 | ol | 70 | 0.00403 | MV
94-AL1/15-ST1A 10.0 | 10.75 | 0.306 | 0.33 | 0.35 | ol | 94 | 0.00403 | MV
122-AL1/20-ST1A 10.0 | 11.1 | 0.2376 | 0.323 | 0.41 | ol | 122 | 0.00403 | MV
149-AL1/24-ST1A 10.0 | 11.25 | 0.194 | 0.315 | 0.47 | ol | 149 | 0.00403 | MV
34-AL1/6-ST1A 20.0 | 9.15 | 0.8342 | 0.382 | 0.17 | ol | 34 | 0.00403 | MV
48-AL1/8-ST1A 20.0 | 9.5 | 0.5939 | 0.372 | 0.21 | ol | 48 | 0.00403 | MV
70-AL1/11-ST1A 20.0 | 9.7 | 0.4132 | 0.36 | 0.29 | ol | 70 | 0.00403 | MV
94-AL1/15-ST1A 20.0 | 10 | 0.306 | 0.35 | 0.35 | ol | 94 | 0.00403 | MV
122-AL1/20-ST1A 20.0 | 10.3 | 0.2376 | 0.344 | 0.41 | ol | 122 | 0.00403 | MV
149-AL1/24-ST1A 20.0 | 10.5 | 0.194 | 0.337 | 0.47 | ol | 149 | 0.00403 | MV
184-AL1/30-ST1A 20.0 | 10.75 | 0.1571 | 0.33 | 0.535 | ol | 184 | 0.00403 | MV
243-AL1/39-ST1A 20.0 | 11 | 0.1188 | 0.32 | 0.645 | ol | 243 | 0.00403 | MV
48-AL1/8-ST1A 110.0 | 8 | 0.5939 | 0.46 | 0.21 | ol | 48 | 0.00403 | HV
70-AL1/11-ST1A 110.0 | 8.4 | 0.4132 | 0.45 | 0.29 | ol | 70 | 0.00403 | HV
94-AL1/15-ST1A 110.0 | 8.65 | 0.306 | 0.44 | 0.35 | ol | 94 | 0.00403 | HV
122-AL1/20-ST1A 110.0 | 8.5 | 0.2376 | 0.43 | 0.41 | ol | 122 | 0.00403 | HV
149-AL1/24-ST1A 110.0 | 8.75 | 0.194 | 0.41 | 0.47 | ol | 149 | 0.00403 | HV
184-AL1/30-ST1A 110.0 | 8.8 | 0.1571 | 0.4 | 0.535 | ol | 184 | 0.00403 | HV
243-AL1/39-ST1A 110.0 | 9 | 0.1188 | 0.39 | 0.645 | ol | 243 | 0.00403 | HV
305-AL1/39-ST1A 110.0 | 9.2 | 0.0949 | 0.38 | 0.74 | ol | 305 | 0.00403 | HV
490-AL1/64-ST1A 110.0 | 9.75 | 0.059 | 0.37 | 0.96 | ol | 490 | 0.00403 | HV
679-AL1/86-ST1A 110.0 | 9.95 | 0.042 | 0.36 | 1.15 | ol | 679 | 0.00403 | HV
490-AL1/64-ST1A 220.0 | 10 | 0.059 | 0.285 | 0.96 | ol | 490 | 0.00403 | HV
679-AL1/86-ST1A 220.0 | 11.7 | 0.042 | 0.275 | 1.15 | ol | 679 | 0.00403 | HV
490-AL1/64-ST1A 380.0 | 11 | 0.059 | 0.253 | 0.96 | ol | 490 | 0.00403 | HV
679-AL1/86-ST1A 380.0 | 14.6 | 0.042 | 0.25 | 1.15 | ol | 679 | 0.00403 | HV

## trafo_std_types
| i0_percent | pfe_kw | vkr_percent | sn_mva | vn_lv_kv | vn_hv_kv | vk_percent | shift_degree | vector_group | tap_side | tap_neutral | tap_min | tap_max | tap_step_degree | tap_step_percent | tap_phase_shifter
160 MVA 380/110 kV | 0.06 | 60 | 0.25 | 160 | 110 | 380 | 12.2 | 0 | Yy0 | hv | 0 | -9 | 9 | 0 | 1.5 | FALSE
100 MVA 220/110 kV | 0.06 | 55 | 0.26 | 100 | 110 | 220 | 12 | 0 | Yy0 | hv | 0 | -9 | 9 | 0 | 1.5 | FALSE
63 MVA 110/20 kV | 0.04 | 22 | 0.32 | 63 | 20 | 110 | 18 | 150 | YNd5 | hv | 0 | -9 | 9 | 0 | 1.5 | FALSE
40 MVA 110/20 kV | 0.05 | 18 | 0.34 | 40 | 20 | 110 | 16.2 | 150 | YNd5 | hv | 0 | -9 | 9 | 0 | 1.5 | FALSE
25 MVA 110/20 kV | 0.07 | 14 | 0.41 | 25 | 20 | 110 | 12 | 150 | YNd5 | hv | 0 | -9 | 9 | 0 | 1.5 | FALSE
63 MVA 110/10 kV | 0.04 | 22 | 0.32 | 63 | 10 | 110 | 18 | 150 | YNd5 | hv | 0 | -9 | 9 | 0 | 1.5 | FALSE
40 MVA 110/10 kV | 0.05 | 18 | 0.34 | 40 | 10 | 110 | 16.2 | 150 | YNd5 | hv | 0 | -9 | 9 | 0 | 1.5 | FALSE
25 MVA 110/10 kV | 0.07 | 14 | 0.41 | 25 | 10 | 110 | 12 | 150 | YNd5 | hv | 0 | -9 | 9 | 0 | 1.5 | FALSE
0.25 MVA 20/0.4 kV | 0.32 | 0.8 | 1.44 | 0.25 | 0.4 | 20 | 6 | 150 | Yzn5 | hv | 0 | -2 | 2 | 0 | 2.5 | FALSE
0.4 MVA 20/0.4 kV | 0.3375 | 1.35 | 1.425 | 0.4 | 0.4 | 20 | 6 | 150 | Dyn5 | hv | 0 | -2 | 2 | 0 | 2.5 | FALSE
0.63 MVA 20/0.4 kV | 0.2619 | 1.65 | 1.206 | 0.63 | 0.4 | 20 | 6 | 150 | Dyn5 | hv | 0 | -2 | 2 | 0 | 2.5 | FALSE
0.25 MVA 10/0.4 kV | 0.24 | 0.6 | 1.2 | 0.25 | 0.4 | 10 | 4 | 150 | Dyn5 | hv | 0 | -2 | 2 | 0 | 2.5 | FALSE
0.4 MVA 10/0.4 kV | 0.2375 | 0.95 | 1.325 | 0.4 | 0.4 | 10 | 4 | 150 | Dyn5 | hv | 0 | -2 | 2 | 0 | 2.5 | FALSE
0.63 MVA 10/0.4 kV | 0.1873 | 1.18 | 1.0794 | 0.63 | 0.4 | 10 | 4 | 150 | Dyn5 | hv | 0 | -2 | 2 | 0 | 2.5 | FALSE

## trafo3w_std_types
| sn_hv_mva | sn_mv_mva | sn_lv_mva | vn_hv_kv | vn_mv_kv | vn_lv_kv | vk_hv_percent | vk_mv_percent | vk_lv_percent | vkr_hv_percent | vkr_mv_percent | vkr_lv_percent | pfe_kw | i0_percent | shift_mv_degree | shift_lv_degree | vector_group | tap_side | tap_neutral | tap_min | tap_max | tap_step_percent
63/25/38 MVA 110/20/10 kV | 63 | 25 | 38 | 110 | 20 | 10 | 10.4 | 10.4 | 10.4 | 0.28 | 0.32 | 0.35 | 35 | 0.89 | 0 | 0 | YN0yn0yn0 | hv | 0 | -10 | 10 | 1.2
63/25/38 MVA 110/10/10 kV | 63 | 25 | 38 | 110 | 10 | 10 | 10.4 | 10.4 | 10.4 | 0.28 | 0.32 | 0.35 | 35 | 0.89 | 0 | 0 | YN0yn0yn0 | hv | 0 | -10 | 10 | 1.2

## fuse_std_types
| fuse_type | i_rated_a | t_avg | t_min | t_total | x_avg | x_min | x_total
HV 100A | HV 100A | 100 | 0 | [10.0, 3.64, 0.854, 0.281, 0.1, 0.0531, 0.022, 0.01] | [10.0, 4.267, 1.21, 0.403, 0.1, 0.058, 0.022, 0.01] | 0 | [300.0, 350.0, 450.0, 550.0, 700.0, 850.0, 1200.0, 1752.0] | [600.0, 700.0, 900.0, 1150.0, 1665.0, 2000.0, 3000.0, 4313.0]
HV 10A | HV 10A | 10 | 0 | [10.0, 1675.0, 0.344, 0.156, 0.1, 0.0417, 0.0171, 0.01] | [10.0, 1.3, 0.3, 0.155, 0.1, 0.0555, 0.023, 0.01] | 0 | [30.0, 32.0, 35.0, 37.0, 39.0, 50.0, 70.0, 88.0] | [60.0, 70.0, 80.0, 87.0, 94.0, 110.0, 150.0, 216.0]
HV 125A | HV 125A | 125 | 0 | [10.0, 1.82, 0.344, 0.1, 0.0467, 0.0269, 0.01] | [10.0, 2.478, 0.426, 0.1, 0.0427, 0.0211, 0.01] | 0 | [375.0, 500.0, 700.0, 925.0, 1200.0, 1500.0, 2341.0] | [750.0, 1000.0, 1500.0, 2200.0, 3000.0, 4000.0, 5765.0]
HV 160A | HV 160A | 160 | 0 | [10.0, 4.15, 1.03, 0.198, 0.1, 0.051, 0.0172, 0.01] | [10.0, 2.3, 0.734, 0.274, 0.1, 0.046, 0.0177, 0.01] | 0 | [480.0, 550.0, 700.0, 1000.0, 1260.0, 1600.0, 2500.0, 3227.0] | [960.0, 1300.0, 1700.0, 2200.0, 2996.0, 4000.0, 6000.0, 7946.0]
HV 16A | HV 16A | 16 | 0 | [10.0, 0.352, 0.164, 0.1, 0.0649, 0.0342, 0.01] | [10.0, 2.34, 0.722, 0.181, 0.1, 0.055, 0.0296, 0.01] | 0 | [48.0, 60.0, 65.0, 71.0, 80.0, 100.0, 162.0] | [96.0, 110.0, 125.0, 150.0, 168.0, 200.0, 250.0, 398.0]
HV 200A | HV 200A | 200 | 0 | [10.0, 4.267, 1.21, 0.403, 0.1, 0.058, 0.022, 0.01] | [10.0, 3.73, 1.654, 0.328, 0.1, 0.0531, 0.019, 0.01] | 0 | [600.0, 700.0, 900.0, 1150.0, 1665.0, 2000.0, 3000.0, 4313.0] | [1200.0, 1500.0, 1800.0, 2700.0, 3960.0, 5000.0, 7500.0, 10620.0]
HV 20A | HV 20A | 20 | 0 | [10.0, 1.3, 0.3, 0.155, 0.1, 0.0555, 0.023, 0.01] | [10.0, 1.3, 0.161, 0.1, 0.0611, 0.0399, 0.0141, 0.01] | 0 | [60.0, 70.0, 80.0, 87.0, 94.0, 110.0, 150.0, 216.0] | [120.0, 150.0, 200.0, 223.0, 260.0, 300.0, 450.0, 532.0]
HV 25A | HV 25A | 25 | 0 | [10.0, 2.512, 0.833, 0.299, 0.1, 0.0372, 0.0223, 0.01] | [10.0, 3.125, 0.597, 0.198, 0.1, 0.0378, 0.022, 0.01] | 0 | [75.0, 82.0, 90.0, 100.0, 124.0, 170.0, 200.0, 289.0] | [150.0, 170.0, 210.0, 250.0, 294.0, 400.0, 500.0, 711.0]
HV 31.5A | HV 31.5A | 31.5 | 0 | [10.0, 2.34, 0.722, 0.181, 0.1, 0.055, 0.0296, 0.01] | [10.0, 2.84, 0.368, 0.164, 0.1, 0.0621, 0.0378, 0.0195, 0.01] | 0 | [95.0, 110.0, 125.0, 150.0, 165.0, 200.0, 250.0, 390.0] | [189.0, 220.0, 300.0, 350.0, 393.0, 450.0, 530.0, 700.0, 960.0]
HV 40A | HV 40A | 40 | 0 | [10.0, 1.3, 0.161, 0.1, 0.0611, 0.0399, 0.0141, 0.01] | [10.0, 2.05, 0.369, 0.198, 0.1, 0.051, 0.0298, 0.01] | 0 | [120.0, 150.0, 200.0, 223.0, 260.0, 300.0, 450.0, 532.0] | [240.0, 300.0, 400.0, 450.0, 530.0, 650.0, 800.0, 1311.0]
HV 50A | HV 50A | 50 | 0 | [10.0, 3.215, 0.597, 0.198, 0.1, 0.0378, 0.022, 0.01] | [10.0, 3.64, 0.854, 0.281, 0.1, 0.0531, 0.022, 0.01] | 0 | [150.0, 170.0, 210.0, 250.0, 294.0, 400.0, 500.0, 711.0] | [300.0, 350.0, 450.0, 550.0, 700.0, 850.0, 1200.0, 1752.0]
HV 6.3A | HV 6.3A | 6.3 | 0 | [10.0, 1.39, 0.344, 0.168, 0.1, 0.056, 0.0263, 0.01] | [10.0, 1.711, 0.516, 0.198, 0.1, 0.0634, 0.0303, 0.01] | 0 | [19.0, 19.5, 20.4, 20.8, 22.0, 25.0, 32.0, 48.0] | [38.0, 40.0, 43.0, 48.0, 53.0, 60.0, 75.0, 118.0]
HV 63A | HV 63A | 63 | 0 | [10.0, 2.84, 0.368, 0.164, 0.1, 0.0621, 0.0378, 0.0195, 0.01] | [10.0, 1.82, 0.344, 0.1, 0.0467, 0.0269, 0.01] | 0 | [189.0, 220.0, 300.0, 350.0, 393.0, 450.0, 530.0, 700.0, 961.0] | [378.0, 500.0, 700.0, 934.0, 1200.0, 1500.0, 2366.0]
HV 80A | HV 80A | 80 | 0 | [10.0, 2.05, 0.369, 0.198, 0.1, 0.051, 0.0298, 0.01] | [10.0, 4.15, 1.03, 0.198, 0.1, 0.051, 0.0172, 0.01] | 0 | [240.0, 300.0, 400.0, 450.0, 530.0, 650.0, 800.0, 1311.0] | [480.0, 550.0, 700.0, 1000.0, 1260.0, 1600.0, 2500.0, 3227.0]
Siemens NH-1-100 | Siemens NH-1-100 | 100 | [5400.0, 2000.0, 400.0, 20.0, 1.0, 0.2, 0.012, 0.004] | 0 | 0 | [150.0, 190.0, 250.0, 430.0, 900.0, 1250.0, 2700.0, 3600.0] | 0 | 0
Siemens NH-1-125 | Siemens NH-1-125 | 125 | [4800.0, 120.0, 7.0, 0.1, 0.004] | 0 | 0 | [180.0, 400.0, 740.0, 2000.0, 4250.0] | 0 | 0
Siemens NH-1-16 | Siemens NH-1-16 | 16 | [4000.0, 400.0, 2.0, 0.1, 0.04, 0.01] | 0 | 0 | [26.0, 35.0, 75.0, 150.0, 200.0, 300.0] | 0 | 0
Siemens NH-1-160 | Siemens NH-1-160 | 160 | [4800.0, 120.0, 7.0, 0.1, 0.004] | 0 | 0 | [210.0, 500.0, 900.0, 2300.0, 5000.0] | 0 | 0
Siemens NH-1-25 | Siemens NH-1-25 | 25 | [4000.0, 1000.0, 10.0, 0.2, 0.02, 0.01] | 0 | 0 | [40.0, 50.0, 100.0, 210.0, 400.0, 500.0] | 0 | 0
Siemens NH-1-50 | Siemens NH-1-50 | 50 | [4000.0, 40.0, 4.0, 1.0, 0.02, 0.01] | 0 | 0 | [86.0, 200.0, 300.0, 400.0, 1000.0, 1280.0] | 0 | 0
Siemens NH-1-63 | Siemens NH-1-63 | 63 | [4000.0, 100.0, 10.0, 2.0, 0.04, 0.01] | 0 | 0 | [100.0, 200.0, 300.0, 400.0, 1000.0, 1500.0] | 0 | 0
Siemens NH-1-80 | Siemens NH-1-80 | 80 | [4800.0, 120.0, 7.0, 0.1, 0.01] | 0 | 0 | [150.58, 250.0, 450.0, 1150.0, 2470.0] | 0 | 0
Siemens NH-2-1000 | Siemens NH-2-1000 | 1000 | [4800.0, 120.0, 7.0, 0.1, 0.004] | 0 | 0 | [1900.0, 3500.0, 8400.0, 24000.0, 52000.0] | 0 | 0
Siemens NH-2-200 | Siemens NH-2-200 | 200 | [4800.0, 120.0, 7.0, 0.1, 0.004] | 0 | 0 | [280.0, 650.0, 1200.0, 3000.0, 7000.0] | 0 | 0
Siemens NH-2-224 | Siemens NH-2-224 | 224 | [4800.0, 120.0, 7.0, 0.2, 0.04, 0.004] | 0 | 0 | [400.0, 750.0, 1453.0, 3025.0, 4315.0, 7600.0] | 0 | 0
Siemens NH-2-250 | Siemens NH-2-250 | 250 | [4800.0, 120.0, 7.0, 0.1, 0.004] | 0 | 0 | [450.0, 800.0, 1650.0, 4000.0, 8500.0] | 0 | 0
Siemens NH-2-315 | Siemens NH-2-315 | 315 | [4800.0, 120.0, 7.0, 0.1, 0.004] | 0 | 0 | [550.0, 920.0, 1900.0, 5000.0, 11000.0] | 0 | 0
Siemens NH-2-355 | Siemens NH-2-355 | 355 | [4800.0, 120.0, 6.0, 0.1, 0.004] | 0 | 0 | [650.0, 1116.27, 2350.0, 5840.0, 12790.0] | 0 | 0
Siemens NH-2-400 | Siemens NH-2-400 | 400 | [4800.0, 120.0, 7.0, 0.1, 0.004] | 0 | 0 | [720.0, 1350.0, 2800.0, 6500.0, 15000.0] | 0 | 0
Siemens NH-2-425 | Siemens NH-2-425 | 425 | [4800.0, 120.0, 7.0, 0.1, 0.004] | 0 | 0 | [850.0, 1500.0, 3050.0, 7500.0, 16500.0] | 0 | 0
Siemens NH-2-630 | Siemens NH-2-630 | 630 | [4800.0, 120.0, 7.0, 0.1, 0.004] | 0 | 0 | [1200.0, 2000.0, 4800.0, 12000.0, 26000.0] | 0 | 0

## dtypes
| element | column | dtype
0 | bus | name | object
1 | bus | vn_kv | float64
2 | bus | type | object
3 | bus | zone | object
4 | bus | in_service | bool
5 | load | name | object
6 | load | bus | uint32
7 | load | p_mw | float64
8 | load | q_mvar | float64
9 | load | const_z_percent | float64
10 | load | const_i_percent | float64
11 | load | sn_mva | float64
12 | load | scaling | float64
13 | load | in_service | bool
14 | load | type | object
15 | ext_grid | name | object
16 | ext_grid | bus | uint32
17 | ext_grid | vm_pu | float64
18 | ext_grid | va_degree | float64
19 | ext_grid | slack_weight | float64
20 | ext_grid | in_service | bool
21 | line | name | object
22 | line | std_type | object
23 | line | from_bus | uint32
24 | line | to_bus | uint32
25 | line | length_km | float64
26 | line | r_ohm_per_km | float64
27 | line | x_ohm_per_km | float64
28 | line | c_nf_per_km | float64
29 | line | g_us_per_km | float64
30 | line | max_i_ka | float64
31 | line | df | float64
32 | line | parallel | uint32
33 | line | type | object
34 | line | in_service | bool
35 | trafo | name | object
36 | trafo | std_type | object
37 | trafo | hv_bus | uint32
38 | trafo | lv_bus | uint32
39 | trafo | sn_mva | float64
40 | trafo | vn_hv_kv | float64
41 | trafo | vn_lv_kv | float64
42 | trafo | vk_percent | float64
43 | trafo | vkr_percent | float64
44 | trafo | pfe_kw | float64
45 | trafo | i0_percent | float64
46 | trafo | shift_degree | float64
47 | trafo | tap_side | object
48 | trafo | tap_neutral | int32
49 | trafo | tap_min | int32
50 | trafo | tap_max | int32
51 | trafo | tap_step_percent | float64
52 | trafo | tap_step_degree | float64
53 | trafo | tap_pos | int32
54 | trafo | tap_phase_shifter | bool
55 | trafo | parallel | uint32
56 | trafo | df | float64
57 | trafo | in_service | bool
58 | line_geodata | coords | object
59 | bus_geodata | x | float64
60 | bus_geodata | y | float64
61 | bus_geodata | coords | object

## parameters
| version | format_version | converged | OPF_converged | name | f_hz | sn_mva
0 | 2.14.6 | 2.14.0 | FALSE | FALSE |  | 50 | 1