## bus
| name | vn_kv | type | zone | in_service
0 | bus_LV_4303-1_0_4_node_0 | 0.4 | n |  | TRUE
1 | bus_LV_4303-1_0_4_node_1 | 0.4 | n |  | TRUE
2 | bus_LV_4303-1_0_4_node_2 | 0.4 | n |  | TRUE
3 | bus_LV_4303-1_0_4_node_3 | 0.4 | n |  | TRUE
4 | bus_LV_4303-1_0_4_node_4 | 0.4 | n |  | TRUE
5 | bus_LV_4303-1_0_4_node_5 | 0.4 | n |  | TRUE
6 | bus_LV_4303-1_0_4_node_6 | 0.4 | n |  | TRUE
7 | bus_LV_4303-1_0_4_node_7 | 0.4 | n |  | TRUE
8 | bus_LV_4303-1_0_4_node_40 | 0.4 | n |  | TRUE
9 | bus_LV_4303-1_0_4_node_38 | 0.4 | n |  | TRUE
10 | bus_LV_4303-1_0_4_node_29 | 0.4 | n |  | TRUE
11 | bus_LV_4303-1_0_4_node_54 | 0.4 | n |  | TRUE
12 | bus_LV_4303-1_0_4_node_39 | 0.4 | n |  | TRUE
13 | bus_LV_4303-1_0_4_node_30 | 0.4 | n |  | TRUE
14 | bus_LV_4303-1_0_4_node_8 | 0.4 | n |  | TRUE
15 | bus_LV_4303-1_0_4_node_9 | 0.4 | n |  | TRUE
16 | bus_LV_4303-1_0_4_node_10 | 0.4 | n |  | TRUE
17 | bus_LV_4303-1_0_4_node_11 | 0.4 | n |  | TRUE
18 | bus_LV_4303-1_0_4_node_12 | 0.4 | n |  | TRUE
19 | bus_LV_4303-1_0_4_node_14 | 0.4 | n |  | TRUE
20 | bus_LV_4303-1_0_4_node_16 | 0.4 | n |  | TRUE
21 | bus_LV_4303-1_0_4_node_13 | 0.4 | n |  | TRUE
22 | bus_LV_4303-1_0_4_node_17 | 0.4 | n |  | TRUE
23 | bus_LV_4303-1_0_4_node_185 | 0.4 | n |  | TRUE
24 | bus_LV_4303-1_0_4_node_26 | 0.4 | n |  | TRUE
25 | bus_LV_4303-1_0_4_node_15 | 0.4 | n |  | TRUE
26 | bus_LV_4303-1_0_4_node_52 | 0.4 | n |  | TRUE
27 | bus_LV_4303-1_0_4_node_50 | 0.4 | n |  | TRUE
28 | bus_LV_4303-1_0_4_node_76 | 0.4 | n |  | TRUE
29 | bus_LV_4303-1_0_4_node_96 | 0.4 | n |  | TRUE
30 | bus_LV_4303-1_0_4_node_22 | 0.4 | n |  | TRUE
31 | bus_LV_4303-1_0_4_node_53 | 0.4 | n |  | TRUE
32 | bus_LV_4303-1_0_4_node_51 | 0.4 | n |  | TRUE
33 | bus_LV_4303-1_0_4_node_77 | 0.4 | n |  | TRUE
34 | bus_LV_4303-1_0_4_node_97 | 0.4 | n |  | TRUE
35 | bus_LV_4303-1_0_4_node_18 | 0.4 | n |  | TRUE
36 | bus_LV_4303-1_0_4_node_19 | 0.4 | n |  | TRUE
37 | bus_LV_4303-1_0_4_node_20 | 0.4 | n |  | TRUE
38 | bus_LV_4303-1_0_4_node_21 | 0.4 | n |  | TRUE
39 | bus_LV_4303-1_0_4_node_23 | 0.4 | n |  | TRUE
40 | bus_LV_4303-1_0_4_node_24 | 0.4 | n |  | TRUE
41 | bus_LV_4303-1_0_4_node_25 | 0.4 | n |  | TRUE
42 | bus_LV_4303-1_0_4_node_27 | 0.4 | n |  | TRUE
43 | bus_LV_4303-1_0_4_node_28 | 0.4 | n |  | TRUE
44 | bus_LV_4303-1_0_4_node_37 | 0.4 | n |  | TRUE
45 | bus_LV_4303-1_0_4_node_108 | 0.4 | n |  | TRUE
46 | bus_LV_4303-1_0_4_node_111 | 0.4 | n |  | TRUE
47 | bus_LV_4303-1_0_4_node_35 | 0.4 | n |  | TRUE
48 | bus_LV_4303-1_0_4_node_110 | 0.4 | n |  | TRUE
49 | bus_LV_4303-1_0_4_node_64 | 0.4 | n |  | TRUE
50 | bus_LV_4303-1_0_4_node_65 | 0.4 | n |  | TRUE
51 | bus_LV_4303-1_0_4_node_31 | 0.4 | n |  | TRUE
52 | bus_LV_4303-1_0_4_node_32 | 0.4 | n |  | TRUE
53 | bus_LV_4303-1_0_4_node_33 | 0.4 | n |  | TRUE
54 | bus_LV_4303-1_0_4_node_34 | 0.4 | n |  | TRUE
55 | bus_LV_4303-1_0_4_node_36 | 0.4 | n |  | TRUE
56 | bus_LV_4303-1_0_4_node_41 | 0.4 | n |  | TRUE
57 | bus_LV_4303-1_0_4_node_78 | 0.4 | n |  | TRUE
58 | bus_LV_4303-1_0_4_node_180 | 0.4 | n |  | TRUE
59 | bus_LV_4303-1_0_4_node_181 | 0.4 | n |  | TRUE
60 | bus_LV_4303-1_0_4_node_42 | 0.4 | n |  | TRUE
61 | bus_LV_4303-1_0_4_node_43 | 0.4 | n |  | TRUE
62 | bus_LV_4303-1_0_4_node_44 | 0.4 | n |  | TRUE
63 | bus_LV_4303-1_0_4_node_45 | 0.4 | n |  | TRUE
64 | bus_LV_4303-1_0_4_node_46 | 0.4 | n |  | TRUE
65 | bus_LV_4303-1_0_4_node_47 | 0.4 | n |  | TRUE
66 | bus_LV_4303-1_0_4_node_48 | 0.4 | n |  | TRUE
67 | bus_LV_4303-1_0_4_node_49 | 0.4 | n |  | TRUE
68 | bus_LV_4303-1_0_4_node_63 | 0.4 | n |  | TRUE
69 | bus_LV_4303-1_0_4_node_81 | 0.4 | n |  | TRUE
70 | bus_LV_4303-1_0_4_node_104 | 0.4 | n |  | TRUE
71 | bus_LV_4303-1_0_4_node_74 | 0.4 | n |  | TRUE
72 | bus_LV_4303-1_0_4_node_59 | 0.4 | n |  | TRUE
73 | bus_LV_4303-1_0_4_node_102 | 0.4 | n |  | TRUE
74 | bus_LV_4303-1_0_4_node_98 | 0.4 | n |  | TRUE
75 | bus_LV_4303-1_0_4_node_82 | 0.4 | n |  | TRUE
76 | bus_LV_4303-1_0_4_node_55 | 0.4 | n |  | TRUE
77 | bus_LV_4303-1_0_4_node_56 | 0.4 | n |  | TRUE
78 | bus_LV_4303-1_0_4_node_57 | 0.4 | n |  | TRUE
79 | bus_LV_4303-1_0_4_node_58 | 0.4 | n |  | TRUE
80 | bus_LV_4303-1_0_4_node_60 | 0.4 | n |  | TRUE
81 | bus_LV_4303-1_0_4_node_62 | 0.4 | n |  | TRUE
82 | bus_LV_4303-1_0_4_node_83 | 0.4 | n |  | TRUE
83 | bus_LV_4303-1_0_4_node_61 | 0.4 | n |  | TRUE
84 | bus_LV_4303-1_0_4_node_93 | 0.4 | n |  | TRUE
85 | bus_LV_4303-1_0_4_node_95 | 0.4 | n |  | TRUE
86 | bus_LV_4303-1_0_4_node_92 | 0.4 | n |  | TRUE
87 | bus_LV_4303-1_0_4_node_89 | 0.4 | n |  | TRUE
88 | bus_LV_4303-1_0_4_node_87 | 0.4 | n |  | TRUE
89 | bus_LV_4303-1_0_4_node_88 | 0.4 | n |  | TRUE
90 | bus_LV_4303-1_0_4_node_75 | 0.4 | n |  | TRUE
91 | bus_LV_4303-1_0_4_node_66 | 0.4 | n |  | TRUE
92 | bus_LV_4303-1_0_4_node_99 | 0.4 | n |  | TRUE
93 | bus_LV_4303-1_0_4_node_69 | 0.4 | n |  | TRUE
94 | bus_LV_4303-1_0_4_node_70 | 0.4 | n |  | TRUE
95 | bus_LV_4303-1_0_4_node_71 | 0.4 | n |  | TRUE
96 | bus_LV_4303-1_0_4_node_72 | 0.4 | n |  | TRUE
97 | bus_LV_4303-1_0_4_node_85 | 0.4 | n |  | TRUE
98 | bus_LV_4303-1_0_4_node_84 | 0.4 | n |  | TRUE
99 | bus_LV_4303-1_0_4_node_91 | 0.4 | n |  | TRUE
100 | bus_LV_4303-1_0_4_node_90 | 0.4 | n |  | TRUE
101 | bus_LV_4303-1_0_4_node_73 | 0.4 | n |  | TRUE
102 | bus_LV_4303-1_0_4_node_94 | 0.4 | n |  | TRUE
103 | bus_LV_4303-1_0_4_node_109 | 0.4 | n |  | TRUE
104 | bus_LV_4303-1_0_4_node_184 | 0.4 | n |  | TRUE
105 | bus_LV_4303-1_0_4_node_186 | 0.4 | n |  | TRUE
106 | bus_LV_4303-1_0_4_node_80 | 0.4 | n |  | TRUE
107 | bus_LV_4303-1_0_4_node_182 | 0.4 | n |  | TRUE
108 | bus_LV_4303-1_0_4_node_183 | 0.4 | n |  | TRUE
109 | bus_LV_4303-1_0_4_node_100 | 0.4 | n |  | TRUE
110 | bus_LV_4303-1_0_4_node_101 | 0.4 | n |  | TRUE
111 | bus_LV_4303-1_0_4_node_103 | 0.4 | n |  | TRUE
112 | bus_LV_4303-1_0_4_node_106 | 0.4 | n |  | TRUE
113 | bus_LV_4303-1_0_4_node_105 | 0.4 | n |  | TRUE
114 | bus_LV_4303-1_0_4_node_107 | 0.4 | n |  | TRUE
115 | bus_LV_4303-1_0_4_node_120 | 0.4 | n |  | TRUE
116 | bus_LV_4303-1_0_4_node_112 | 0.4 | n |  | TRUE
117 | bus_LV_4303-1_0_4_node_113 | 0.4 | n |  | TRUE
118 | bus_LV_4303-1_0_4_node_128 | 0.4 | n |  | TRUE
119 | bus_LV_4303-1_0_4_node_119 | 0.4 | n |  | TRUE
120 | bus_LV_4303-1_0_4_node_114 | 0.4 | n |  | TRUE
121 | bus_LV_4303-1_0_4_node_115 | 0.4 | n |  | TRUE
122 | bus_LV_4303-1_0_4_node_124 | 0.4 | n |  | TRUE
123 | bus_LV_4303-1_0_4_node_118 | 0.4 | n |  | TRUE
124 | bus_LV_4303-1_0_4_node_126 | 0.4 | n |  | TRUE
125 | bus_LV_4303-1_0_4_node_122 | 0.4 | n |  | TRUE
126 | bus_LV_4303-1_0_4_node_116 | 0.4 | n |  | TRUE
127 | bus_LV_4303-1_0_4_node_117 | 0.4 | n |  | TRUE
128 | bus_LV_4303-1_0_4_node_153 | 0.4 | n |  | TRUE
129 | bus_LV_4303-1_0_4_node_121 | 0.4 | n |  | TRUE
130 | bus_LV_4303-1_0_4_node_123 | 0.4 | n |  | TRUE
131 | bus_LV_4303-1_0_4_node_125 | 0.4 | n |  | TRUE
132 | bus_LV_4303-1_0_4_node_127 | 0.4 | n |  | TRUE
133 | bus_LV_4303-1_0_4_node_131 | 0.4 | n |  | TRUE
134 | bus_LV_4303-1_0_4_node_142 | 0.4 | n |  | TRUE
135 | bus_LV_4303-1_0_4_node_135 | 0.4 | n |  | TRUE
136 | bus_LV_4303-1_0_4_node_133 | 0.4 | n |  | TRUE
137 | bus_LV_4303-1_0_4_node_129 | 0.4 | n |  | TRUE
138 | bus_LV_4303-1_0_4_node_143 | 0.4 | n |  | TRUE
139 | bus_LV_4303-1_0_4_node_152 | 0.4 | n |  | TRUE
140 | bus_LV_4303-1_0_4_node_130 | 0.4 | n |  | TRUE
141 | bus_LV_4303-1_0_4_node_132 | 0.4 | n |  | TRUE
142 | bus_LV_4303-1_0_4_node_134 | 0.4 | n |  | TRUE
143 | bus_LV_4303-1_0_4_node_144 | 0.4 | n |  | TRUE
144 | bus_LV_4303-1_0_4_node_140 | 0.4 | n |  | TRUE
145 | bus_LV_4303-1_0_4_node_136 | 0.4 | n |  | TRUE
146 | bus_LV_4303-1_0_4_node_157 | 0.4 | n |  | TRUE
147 | bus_LV_4303-1_0_4_node_145 | 0.4 | n |  | TRUE
148 | bus_LV_4303-1_0_4_node_138 | 0.4 | n |  | TRUE
149 | bus_LV_4303-1_0_4_node_167 | 0.4 | n |  | TRUE
150 | bus_LV_4303-1_0_4_node_137 | 0.4 | n |  | TRUE
151 | bus_LV_4303-1_0_4_node_139 | 0.4 | n |  | TRUE
152 | bus_LV_4303-1_0_4_node_141 | 0.4 | n |  | TRUE
153 | bus_LV_4303-1_0_4_node_155 | 0.4 | n |  | TRUE
154 | bus_LV_4303-1_0_4_node_156 | 0.4 | n |  | TRUE
155 | bus_LV_4303-1_0_4_node_147 | 0.4 | n |  | TRUE
156 | bus_LV_4303-1_0_4_node_146 | 0.4 | n |  | TRUE
157 | bus_LV_4303-1_0_4_node_149 | 0.4 | n |  | TRUE
158 | bus_LV_4303-1_0_4_node_150 | 0.4 | n |  | TRUE
159 | bus_LV_4303-1_0_4_node_151 | 0.4 | n |  | TRUE
160 | bus_LV_4303-1_0_4_node_154 | 0.4 | n |  | TRUE
161 | bus_LV_4303-1_0_4_node_171 | 0.4 | n |  | TRUE
162 | bus_LV_4303-1_0_4_node_169 | 0.4 | n |  | TRUE
163 | bus_LV_4303-1_0_4_node_165 | 0.4 | n |  | TRUE
164 | bus_LV_4303-1_0_4_node_158 | 0.4 | n |  | TRUE
165 | bus_LV_4303-1_0_4_node_159 | 0.4 | n |  | TRUE
166 | bus_LV_4303-1_0_4_node_160 | 0.4 | n |  | TRUE
167 | bus_LV_4303-1_0_4_node_179 | 0.4 | n |  | TRUE
168 | bus_LV_4303-1_0_4_node_163 | 0.4 | n |  | TRUE
169 | bus_LV_4303-1_0_4_node_177 | 0.4 | n |  | TRUE
170 | bus_LV_4303-1_0_4_node_175 | 0.4 | n |  | TRUE
171 | bus_LV_4303-1_0_4_node_173 | 0.4 | n |  | TRUE
172 | bus_LV_4303-1_0_4_node_164 | 0.4 | n |  | TRUE
173 | bus_LV_4303-1_0_4_node_174 | 0.4 | n |  | TRUE
174 | bus_LV_4303-1_0_4_node_166 | 0.4 | n |  | TRUE
175 | bus_LV_4303-1_0_4_node_168 | 0.4 | n |  | TRUE
176 | bus_LV_4303-1_0_4_node_170 | 0.4 | n |  | TRUE
177 | bus_LV_4303-1_0_4_node_172 | 0.4 | n |  | TRUE
178 | bus_LV_4303-1_0_4_node_178 | 0.4 | n |  | TRUE
179 | bus_LV_4303-1_0_4_node_176 | 0.4 | n |  | TRUE
180 | bus_MV_486_1_node_53 | 20 | n |  | TRUE

## load
| name | bus | p_mw | q_mvar | const_z_percent | const_i_percent | sn_mva | scaling | in_service | type
0 | LV_4303-1_0_4_load_0 | 0 | 0.00095005 | 0.00023811 | 0 | 0 |  | 1 | TRUE | wye
1 | LV_4303-1_0_4_load_1 | 1 | 0.0007912 | 0.00019829 | 0 | 0 |  | 1 | TRUE | wye
2 | LV_4303-1_0_4_load_2 | 2 | 0.0022326 | 0.00055953 | 0 | 0 |  | 1 | TRUE | wye
3 | LV_4303-1_0_4_load_4 | 4 | 0.0010679 | 0.00026764 | 0 | 0 |  | 1 | TRUE | wye
4 | LV_4303-1_0_4_load_5 | 5 | 0.0021569 | 0.00054057 | 0 | 0 |  | 1 | TRUE | wye
5 | LV_4303-1_0_4_load_6 | 6 | 0.0016575 | 0.00041541 | 0 | 0 |  | 1 | TRUE | wye
6 | LV_4303-1_0_4_load_7 | 7 | 0.00070971 | 0.00017787 | 0 | 0 |  | 1 | TRUE | wye
7 | LV_4303-1_0_4_load_40 | 8 | 0.0015954 | 0.00039985 | 0 | 0 |  | 1 | TRUE | wye
8 | LV_4303-1_0_4_load_29 | 10 | 0.00096382 | 0.00024156 | 0 | 0 |  | 1 | TRUE | wye
9 | LV_4303-1_0_4_load_54 | 11 | 0.003478 | 0.00087166 | 0 | 0 |  | 1 | TRUE | wye
10 | LV_4303-1_0_4_load_30 | 13 | 0.0028252 | 0.00070805 | 0 | 0 |  | 1 | TRUE | wye
11 | LV_4303-1_0_4_load_8 | 14 | 0.00069273 | 0.00017361 | 0 | 0 |  | 1 | TRUE | wye
12 | LV_4303-1_0_4_load_9 | 15 | 0.00072029 | 0.00018052 | 0 | 0 |  | 1 | TRUE | wye
13 | LV_4303-1_0_4_load_12 | 18 | 0.00075444 | 0.00018908 | 0 | 0 |  | 1 | TRUE | wye
14 | LV_4303-1_0_4_load_14 | 19 | 0.00056554 | 0.00014174 | 0 | 0 |  | 1 | TRUE | wye
15 | LV_4303-1_0_4_load_16 | 20 | 0.00028301 | 7.0928e-05 | 0 | 0 |  | 1 | TRUE | wye
16 | LV_4303-1_0_4_load_13 | 21 | 0.0023244 | 0.00058254 | 0 | 0 |  | 1 | TRUE | wye
17 | LV_4303-1_0_4_load_17 | 22 | 0.0017475 | 0.00043797 | 0 | 0 |  | 1 | TRUE | wye
18 | LV_4303-1_0_4_load_185 | 23 | 0.0028309 | 0.00070948 | 0 | 0 |  | 1 | TRUE | wye
19 | LV_4303-1_0_4_load_26 | 24 | 0.0008379 | 0.00021 | 0 | 0 |  | 1 | TRUE | wye
20 | LV_4303-1_0_4_load_52 | 26 | 0.0019619 | 0.0004917 | 0 | 0 |  | 1 | TRUE | wye
21 | LV_4303-1_0_4_load_50 | 27 | 0.0030505 | 0.00076452 | 0 | 0 |  | 1 | TRUE | wye
22 | LV_4303-1_0_4_load_76 | 28 | 0.00088667 | 0.00022222 | 0 | 0 |  | 1 | TRUE | wye
23 | LV_4303-1_0_4_load_96 | 29 | 0.00073801 | 0.00018496 | 0 | 0 |  | 1 | TRUE | wye
24 | LV_4303-1_0_4_load_22 | 30 | 0.00088479 | 0.00022175 | 0 | 0 |  | 1 | TRUE | wye
25 | LV_4303-1_0_4_load_53 | 31 | 0.0016156 | 0.0004049 | 0 | 0 |  | 1 | TRUE | wye
26 | LV_4303-1_0_4_load_51 | 32 | 0.0025555 | 0.00064047 | 0 | 0 |  | 1 | TRUE | wye
27 | LV_4303-1_0_4_load_97 | 34 | 0.0018681 | 0.00046818 | 0 | 0 |  | 1 | TRUE | wye
28 | LV_4303-1_0_4_load_18 | 35 | 0.00075055 | 0.00018811 | 0 | 0 |  | 1 | TRUE | wye
29 | LV_4303-1_0_4_load_19 | 36 | 0.0014788 | 0.00037061 | 0 | 0 |  | 1 | TRUE | wye
30 | LV_4303-1_0_4_load_21 | 38 | 0.0033501 | 0.00083961 | 0 | 0 |  | 1 | TRUE | wye
31 | LV_4303-1_0_4_load_23 | 39 | 0.00038226 | 9.5804e-05 | 0 | 0 |  | 1 | TRUE | wye
32 | LV_4303-1_0_4_load_24 | 40 | 0.0015147 | 0.00037963 | 0 | 0 |  | 1 | TRUE | wye
33 | LV_4303-1_0_4_load_25 | 41 | 0.0026932 | 0.00067497 | 0 | 0 |  | 1 | TRUE | wye
34 | LV_4303-1_0_4_load_27 | 42 | 0.0004009 | 0.00010047 | 0 | 0 |  | 1 | TRUE | wye
35 | LV_4303-1_0_4_load_28 | 43 | 0.0007553 | 0.0001893 | 0 | 0 |  | 1 | TRUE | wye
36 | LV_4303-1_0_4_load_108 | 45 | 0.00029064 | 7.2841e-05 | 0 | 0 |  | 1 | TRUE | wye
37 | LV_4303-1_0_4_load_111 | 46 | 0.00044236 | 0.00011087 | 0 | 0 |  | 1 | TRUE | wye
38 | LV_4303-1_0_4_load_35 | 47 | 0.0025135 | 0.00062995 | 0 | 0 |  | 1 | TRUE | wye
39 | LV_4303-1_0_4_load_110 | 48 | 0.0015121 | 0.00037897 | 0 | 0 |  | 1 | TRUE | wye
40 | LV_4303-1_0_4_load_64 | 49 | 0.0020852 | 0.00052261 | 0 | 0 |  | 1 | TRUE | wye
41 | LV_4303-1_0_4_load_65 | 50 | 0.0035866 | 0.00089889 | 0 | 0 |  | 1 | TRUE | wye
42 | LV_4303-1_0_4_load_31 | 51 | 0.00094403 | 0.0002366 | 0 | 0 |  | 1 | TRUE | wye
43 | LV_4303-1_0_4_load_32 | 52 | 0.0028883 | 0.00072388 | 0 | 0 |  | 1 | TRUE | wye
44 | LV_4303-1_0_4_load_33 | 53 | 0.004129 | 0.0010348 | 0 | 0 |  | 1 | TRUE | wye
45 | LV_4303-1_0_4_load_34 | 54 | 0.0034664 | 0.00086876 | 0 | 0 |  | 1 | TRUE | wye
46 | LV_4303-1_0_4_load_36 | 55 | 0.0034758 | 0.00087112 | 0 | 0 |  | 1 | TRUE | wye
47 | LV_4303-1_0_4_load_41 | 56 | 0.00067727 | 0.00016974 | 0 | 0 |  | 1 | TRUE | wye
48 | LV_4303-1_0_4_load_180 | 58 | 0.0018997 | 0.00047612 | 0 | 0 |  | 1 | TRUE | wye
49 | LV_4303-1_0_4_load_42 | 60 | 0.0019735 | 0.00049459 | 0 | 0 |  | 1 | TRUE | wye
50 | LV_4303-1_0_4_load_43 | 61 | 0.0036364 | 0.00091137 | 0 | 0 |  | 1 | TRUE | wye
51 | LV_4303-1_0_4_load_44 | 62 | 0.0037388 | 0.00093703 | 0 | 0 |  | 1 | TRUE | wye
52 | LV_4303-1_0_4_load_46 | 64 | 0.0031557 | 0.0007909 | 0 | 0 |  | 1 | TRUE | wye
53 | LV_4303-1_0_4_load_47 | 65 | 0.0023746 | 0.00059514 | 0 | 0 |  | 1 | TRUE | wye
54 | LV_4303-1_0_4_load_48 | 66 | 0.0010212 | 0.00025594 | 0 | 0 |  | 1 | TRUE | wye
55 | LV_4303-1_0_4_load_49 | 67 | 0.0087182 | 0.002185 | 0 | 0 |  | 1 | TRUE | wye
56 | LV_4303-1_0_4_load_81 | 69 | 0.0019373 | 0.00048553 | 0 | 0 |  | 1 | TRUE | wye
57 | LV_4303-1_0_4_load_104 | 70 | 0.0073247 | 0.0018357 | 0 | 0 |  | 1 | TRUE | wye
58 | LV_4303-1_0_4_load_74 | 71 | 0.0037541 | 0.00094087 | 0 | 0 |  | 1 | TRUE | wye
59 | LV_4303-1_0_4_load_59 | 72 | 0.0051837 | 0.0012992 | 0 | 0 |  | 1 | TRUE | wye
60 | LV_4303-1_0_4_load_98 | 74 | 0.00013841 | 3.469e-05 | 0 | 0 |  | 1 | TRUE | wye
61 | LV_4303-1_0_4_load_82 | 75 | 0.00098654 | 0.00024725 | 0 | 0 |  | 1 | TRUE | wye
62 | LV_4303-1_0_4_load_55 | 76 | 0.0015988 | 0.0004007 | 0 | 0 |  | 1 | TRUE | wye
63 | LV_4303-1_0_4_load_56 | 77 | 0.0021304 | 0.00053393 | 0 | 0 |  | 1 | TRUE | wye
64 | LV_4303-1_0_4_load_57 | 78 | 0.001696 | 0.00042506 | 0 | 0 |  | 1 | TRUE | wye
65 | LV_4303-1_0_4_load_60 | 80 | 0.00099364 | 0.00024903 | 0 | 0 |  | 1 | TRUE | wye
66 | LV_4303-1_0_4_load_83 | 82 | 0.0020708 | 0.00051899 | 0 | 0 |  | 1 | TRUE | wye
67 | LV_4303-1_0_4_load_93 | 84 | 0.0017744 | 0.00044472 | 0 | 0 |  | 1 | TRUE | wye
68 | LV_4303-1_0_4_load_95 | 85 | 0.0023195 | 0.00058132 | 0 | 0 |  | 1 | TRUE | wye
69 | LV_4303-1_0_4_load_92 | 86 | 0.0092283 | 0.0023128 | 0 | 0 |  | 1 | TRUE | wye
70 | LV_4303-1_0_4_load_89 | 87 | 0.0065339 | 0.0016375 | 0 | 0 |  | 1 | TRUE | wye
71 | LV_4303-1_0_4_load_87 | 88 | 0.0025747 | 0.00064529 | 0 | 0 |  | 1 | TRUE | wye
72 | LV_4303-1_0_4_load_75 | 90 | 0.015635 | 0.0039185 | 0 | 0 |  | 1 | TRUE | wye
73 | LV_4303-1_0_4_load_66 | 91 | 0.0030857 | 0.00077335 | 0 | 0 |  | 1 | TRUE | wye
74 | LV_4303-1_0_4_load_99 | 92 | 0.0005673 | 0.00014218 | 0 | 0 |  | 1 | TRUE | wye
75 | LV_4303-1_0_4_load_69 | 93 | 0.00094506 | 0.00023685 | 0 | 0 |  | 1 | TRUE | wye
76 | LV_4303-1_0_4_load_70 | 94 | 0.013367 | 0.0033501 | 0 | 0 |  | 1 | TRUE | wye
77 | LV_4303-1_0_4_load_85 | 97 | 0.00071301 | 0.0001787 | 0 | 0 |  | 1 | TRUE | wye
78 | LV_4303-1_0_4_load_84 | 98 | 0.00096172 | 0.00024103 | 0 | 0 |  | 1 | TRUE | wye
79 | LV_4303-1_0_4_load_90 | 100 | 0.0029867 | 0.00074854 | 0 | 0 |  | 1 | TRUE | wye
80 | LV_4303-1_0_4_load_94 | 102 | 0.0080891 | 0.0020273 | 0 | 0 |  | 1 | TRUE | wye
81 | LV_4303-1_0_4_load_109 | 103 | 0.0087822 | 0.002201 | 0 | 0 |  | 1 | TRUE | wye
82 | LV_4303-1_0_4_load_186 | 105 | 0.0017361 | 0.00043511 | 0 | 0 |  | 1 | TRUE | wye
83 | LV_4303-1_0_4_load_80 | 106 | 0.00042684 | 0.00010698 | 0 | 0 |  | 1 | TRUE | wye
84 | LV_4303-1_0_4_load_183 | 108 | 0.0082358 | 0.0020641 | 0 | 0 |  | 1 | TRUE | wye
85 | LV_4303-1_0_4_load_100 | 109 | 0.011673 | 0.0029256 | 0 | 0 |  | 1 | TRUE | wye
86 | LV_4303-1_0_4_load_101 | 110 | 0.0032867 | 0.00082372 | 0 | 0 |  | 1 | TRUE | wye
87 | LV_4303-1_0_4_load_103 | 111 | 0.007679 | 0.0019245 | 0 | 0 |  | 1 | TRUE | wye
88 | LV_4303-1_0_4_load_106 | 112 | 0.019126 | 0.0047933 | 0 | 0 |  | 1 | TRUE | wye
89 | LV_4303-1_0_4_load_105 | 113 | 0.0098079 | 0.0024581 | 0 | 0 |  | 1 | TRUE | wye
90 | LV_4303-1_0_4_load_112 | 116 | 0.0067195 | 0.0016841 | 0 | 0 |  | 1 | TRUE | wye
91 | LV_4303-1_0_4_load_113 | 117 | 0.0054954 | 0.0013773 | 0 | 0 |  | 1 | TRUE | wye
92 | LV_4303-1_0_4_load_128 | 118 | 0.0037304 | 0.00093493 | 0 | 0 |  | 1 | TRUE | wye
93 | LV_4303-1_0_4_load_119 | 119 | 0.002694 | 0.00067518 | 0 | 0 |  | 1 | TRUE | wye
94 | LV_4303-1_0_4_load_114 | 120 | 0.00094924 | 0.0002379 | 0 | 0 |  | 1 | TRUE | wye
95 | LV_4303-1_0_4_load_115 | 121 | 0.0020167 | 0.00050543 | 0 | 0 |  | 1 | TRUE | wye
96 | LV_4303-1_0_4_load_118 | 123 | 0.0016616 | 0.00041644 | 0 | 0 |  | 1 | TRUE | wye
97 | LV_4303-1_0_4_load_122 | 125 | 0.0039531 | 0.00099075 | 0 | 0 |  | 1 | TRUE | wye
98 | LV_4303-1_0_4_load_116 | 126 | 0.0026722 | 0.00066972 | 0 | 0 |  | 1 | TRUE | wye
99 | LV_4303-1_0_4_load_117 | 127 | 0.0014603 | 0.00036597 | 0 | 0 |  | 1 | TRUE | wye
100 | LV_4303-1_0_4_load_153 | 128 | 0.0021199 | 0.00053129 | 0 | 0 |  | 1 | TRUE | wye
101 | LV_4303-1_0_4_load_121 | 129 | 0.0063195 | 0.0015838 | 0 | 0 |  | 1 | TRUE | wye
102 | LV_4303-1_0_4_load_123 | 130 | 0.0015066 | 0.00037759 | 0 | 0 |  | 1 | TRUE | wye
103 | LV_4303-1_0_4_load_125 | 131 | 0.0023054 | 0.00057779 | 0 | 0 |  | 1 | TRUE | wye
104 | LV_4303-1_0_4_load_127 | 132 | 0.0019207 | 0.00048136 | 0 | 0 |  | 1 | TRUE | wye
105 | LV_4303-1_0_4_load_142 | 134 | 0.00074935 | 0.0001878 | 0 | 0 |  | 1 | TRUE | wye
106 | LV_4303-1_0_4_load_135 | 135 | 0.0023097 | 0.00057887 | 0 | 0 |  | 1 | TRUE | wye
107 | LV_4303-1_0_4_load_129 | 137 | 0.0020131 | 0.00050454 | 0 | 0 |  | 1 | TRUE | wye
108 | LV_4303-1_0_4_load_130 | 140 | 0.00067432 | 0.000169 | 0 | 0 |  | 1 | TRUE | wye
109 | LV_4303-1_0_4_load_132 | 141 | 0.0012973 | 0.00032513 | 0 | 0 |  | 1 | TRUE | wye
110 | LV_4303-1_0_4_load_144 | 143 | 0.00082565 | 0.00020693 | 0 | 0 |  | 1 | TRUE | wye
111 | LV_4303-1_0_4_load_140 | 144 | 0.0015433 | 0.00038678 | 0 | 0 |  | 1 | TRUE | wye
112 | LV_4303-1_0_4_load_136 | 145 | 0.0018559 | 0.00046513 | 0 | 0 |  | 1 | TRUE | wye
113 | LV_4303-1_0_4_load_157 | 146 | 0.00021142 | 5.2987e-05 | 0 | 0 |  | 1 | TRUE | wye
114 | LV_4303-1_0_4_load_145 | 147 | 0.0026183 | 0.00065621 | 0 | 0 |  | 1 | TRUE | wye
115 | LV_4303-1_0_4_load_138 | 148 | 0.00071739 | 0.00017979 | 0 | 0 |  | 1 | TRUE | wye
116 | LV_4303-1_0_4_load_137 | 150 | 0.00319 | 0.0007995 | 0 | 0 |  | 1 | TRUE | wye
117 | LV_4303-1_0_4_load_139 | 151 | 0.0014649 | 0.00036713 | 0 | 0 |  | 1 | TRUE | wye
118 | LV_4303-1_0_4_load_141 | 152 | 0.0020548 | 0.00051497 | 0 | 0 |  | 1 | TRUE | wye
119 | LV_4303-1_0_4_load_155 | 153 | 0.0017553 | 0.00043991 | 0 | 0 |  | 1 | TRUE | wye
120 | LV_4303-1_0_4_load_156 | 154 | 0.0031551 | 0.00079075 | 0 | 0 |  | 1 | TRUE | wye
121 | LV_4303-1_0_4_load_147 | 155 | 0.0029392 | 0.00073664 | 0 | 0 |  | 1 | TRUE | wye
122 | LV_4303-1_0_4_load_146 | 156 | 0.0018753 | 0.00046999 | 0 | 0 |  | 1 | TRUE | wye
123 | LV_4303-1_0_4_load_149 | 157 | 0.0011005 | 0.00027582 | 0 | 0 |  | 1 | TRUE | wye
124 | LV_4303-1_0_4_load_150 | 158 | 0.0010555 | 0.00026454 | 0 | 0 |  | 1 | TRUE | wye
125 | LV_4303-1_0_4_load_151 | 159 | 0.0032879 | 0.00082401 | 0 | 0 |  | 1 | TRUE | wye
126 | LV_4303-1_0_4_load_154 | 160 | 0.0064368 | 0.0016132 | 0 | 0 |  | 1 | TRUE | wye
127 | LV_4303-1_0_4_load_169 | 162 | 0.0015867 | 0.00039766 | 0 | 0 |  | 1 | TRUE | wye
128 | LV_4303-1_0_4_load_165 | 163 | 0.0014684 | 0.00036801 | 0 | 0 |  | 1 | TRUE | wye
129 | LV_4303-1_0_4_load_158 | 164 | 0.00016042 | 4.0206e-05 | 0 | 0 |  | 1 | TRUE | wye
130 | LV_4303-1_0_4_load_160 | 166 | 0.00011858 | 2.972e-05 | 0 | 0 |  | 1 | TRUE | wye
131 | LV_4303-1_0_4_load_179 | 167 | 0.0006079 | 0.00015235 | 0 | 0 |  | 1 | TRUE | wye
132 | LV_4303-1_0_4_load_163 | 168 | 0.00018816 | 4.7157e-05 | 0 | 0 |  | 1 | TRUE | wye
133 | LV_4303-1_0_4_load_175 | 170 | 0.00019827 | 4.969e-05 | 0 | 0 |  | 1 | TRUE | wye
134 | LV_4303-1_0_4_load_173 | 171 | 0.00013271 | 3.326e-05 | 0 | 0 |  | 1 | TRUE | wye
135 | LV_4303-1_0_4_load_164 | 172 | 9.5967e-05 | 2.4052e-05 | 0 | 0 |  | 1 | TRUE | wye
136 | LV_4303-1_0_4_load_166 | 174 | 0.0012871 | 0.00032257 | 0 | 0 |  | 1 | TRUE | wye
137 | LV_4303-1_0_4_load_170 | 176 | 0.0010811 | 0.00027094 | 0 | 0 |  | 1 | TRUE | wye
138 | LV_4303-1_0_4_load_176 | 179 | 0.0011485 | 0.00028785 | 0 | 0 |  | 1 | TRUE | wye

## ext_grid
| name | bus | vm_pu | va_degree | slack_weight | in_service
0 |  | 71 | 1 | 0 | 1 | TRUE

## line
| name | std_type | from_bus | to_bus | length_km | r_ohm_per_km | x_ohm_per_km | c_nf_per_km | g_us_per_km | max_i_ka | df | parallel | type | in_service
0 | LV_4303-1_0_4_line_0 |  | 0 | 1 | 0.029966 | 0.125 | 0.08 | 261 | 0 | 0.364 | 1 | 1 | cs | TRUE
1 | LV_4303-1_0_4_line_1 |  | 0 | 2 | 0.054903 | 0.125 | 0.08 | 261 | 0 | 0.364 | 1 | 1 | cs | TRUE
2 | LV_4303-1_0_4_line_2 |  | 1 | 3 | 0.03412 | 0.125 | 0.08 | 261 | 0 | 0.364 | 1 | 1 | cs | TRUE
3 | LV_4303-1_0_4_line_3 |  | 2 | 4 | 0.040296 | 0.125 | 0.08 | 261 | 0 | 0.364 | 1 | 1 | cs | TRUE
4 | LV_4303-1_0_4_line_4 |  | 3 | 5 | 0.021188 | 0.125 | 0.08 | 261 | 0 | 0.364 | 1 | 1 | cs | TRUE
5 | LV_4303-1_0_4_line_5 |  | 3 | 6 | 0.019272 | 0.125 | 0.08 | 261 | 0 | 0.364 | 1 | 1 | cs | TRUE
6 | LV_4303-1_0_4_line_6 |  | 4 | 7 | 0.02581 | 0.125 | 0.08 | 261 | 0 | 0.364 | 1 | 1 | cs | TRUE
7 | LV_4303-1_0_4_line_7 |  | 5 | 8 | 0.069639 | 0.125 | 0.08 | 261 | 0 | 0.364 | 1 | 1 | cs | TRUE
8 | LV_4303-1_0_4_line_8 |  | 6 | 9 | 0.10846 | 0.125 | 0.08 | 261 | 0 | 0.364 | 1 | 1 | cs | TRUE
9 | LV_4303-1_0_4_line_9 |  | 7 | 10 | 0.022678 | 0.125 | 0.08 | 261 | 0 | 0.364 | 1 | 1 | cs | TRUE
10 | LV_4303-1_0_4_line_10 |  | 8 | 11 | 0.046 | 0.125 | 0.08 | 261 | 0 | 0.364 | 1 | 1 | cs | TRUE
11 | LV_4303-1_0_4_line_11 |  | 9 | 12 | 0.10903 | 0.125 | 0.08 | 261 | 0 | 0.364 | 1 | 1 | cs | TRUE
12 | LV_4303-1_0_4_line_12 |  | 10 | 13 | 0.034527 | 0.125 | 0.08 | 261 | 0 | 0.364 | 1 | 1 | cs | TRUE
13 | LV_4303-1_0_4_line_13 |  | 11 | 26 | 0.022683 | 0.125 | 0.08 | 261 | 0 | 0.364 | 1 | 1 | cs | TRUE
14 | LV_4303-1_0_4_line_14 |  | 12 | 56 | 0.012975 | 0.125 | 0.08 | 261 | 0 | 0.364 | 1 | 1 | cs | TRUE
15 | LV_4303-1_0_4_line_15 |  | 13 | 49 | 0.019496 | 0.125 | 0.08 | 261 | 0 | 0.364 | 1 | 1 | cs | TRUE
16 | LV_4303-1_0_4_line_16 |  | 14 | 15 | 0.032301 | 0.125 | 0.08 | 261 | 0 | 0.364 | 1 | 3 | cs | TRUE
17 | LV_4303-1_0_4_line_17 |  | 14 | 16 | 0.018261 | 0.125 | 0.08 | 261 | 0 | 0.364 | 1 | 3 | cs | TRUE
18 | LV_4303-1_0_4_line_18 |  | 15 | 17 | 0.034553 | 0.125 | 0.08 | 261 | 0 | 0.364 | 1 | 3 | cs | TRUE
19 | LV_4303-1_0_4_line_19 |  | 16 | 18 | 0.0023009 | 0.125 | 0.08 | 261 | 0 | 0.364 | 1 | 3 | cs | TRUE
20 | LV_4303-1_0_4_line_20 |  | 17 | 19 | 0.020677 | 0.125 | 0.08 | 261 | 0 | 0.364 | 1 | 3 | cs | TRUE
21 | LV_4303-1_0_4_line_21 |  | 18 | 20 | 0.0023465 | 0.125 | 0.08 | 261 | 0 | 0.364 | 1 | 3 | cs | TRUE
22 | LV_4303-1_0_4_line_22 |  | 19 | 24 | 0.02834 | 0.125 | 0.08 | 261 | 0 | 0.364 | 1 | 3 | cs | TRUE
23 | LV_4303-1_0_4_line_23 |  | 20 | 28 | 0.02489 | 0.125 | 0.08 | 261 | 0 | 0.364 | 1 | 3 | cs | TRUE
24 | LV_4303-1_0_4_line_24 |  | 21 | 22 | 0.036021 | 0.125 | 0.08 | 261 | 0 | 0.364 | 1 | 1 | cs | TRUE
25 | LV_4303-1_0_4_line_25 |  | 21 | 23 | 0.04881 | 0.125 | 0.08 | 261 | 0 | 0.364 | 1 | 1 | cs | TRUE
26 | LV_4303-1_0_4_line_26 |  | 22 | 29 | 0.015901 | 0.125 | 0.08 | 261 | 0 | 0.364 | 1 | 1 | cs | TRUE
27 | LV_4303-1_0_4_line_27 |  | 24 | 30 | 0.02296 | 0.125 | 0.08 | 261 | 0 | 0.364 | 1 | 3 | cs | TRUE
28 | LV_4303-1_0_4_line_28 |  | 25 | 26 | 0.028447 | 0.125 | 0.08 | 261 | 0 | 0.364 | 1 | 1 | cs | TRUE
29 | LV_4303-1_0_4_line_29 |  | 25 | 27 | 0.032228 | 0.125 | 0.08 | 261 | 0 | 0.364 | 1 | 2 | cs | TRUE
30 | LV_4303-1_0_4_line_30 |  | 26 | 31 | 0.087516 | 0.125 | 0.08 | 261 | 0 | 0.364 | 1 | 1 | cs | TRUE
31 | LV_4303-1_0_4_line_31 |  | 27 | 32 | 0.010197 | 0.125 | 0.08 | 261 | 0 | 0.364 | 1 | 3 | cs | TRUE
32 | LV_4303-1_0_4_line_32 |  | 28 | 33 | 0.017223 | 0.125 | 0.08 | 261 | 0 | 0.364 | 1 | 3 | cs | TRUE
33 | LV_4303-1_0_4_line_33 |  | 29 | 34 | 0.018741 | 0.125 | 0.08 | 261 | 0 | 0.364 | 1 | 1 | cs | TRUE
34 | LV_4303-1_0_4_line_34 |  | 30 | 37 | 0.032559 | 0.125 | 0.08 | 261 | 0 | 0.364 | 1 | 3 | cs | TRUE
35 | LV_4303-1_0_4_line_35 |  | 32 | 44 | 0.022157 | 0.125 | 0.08 | 261 | 0 | 0.364 | 1 | 3 | cs | TRUE
36 | LV_4303-1_0_4_line_36 |  | 33 | 98 | 0.018658 | 0.125 | 0.08 | 261 | 0 | 0.364 | 1 | 1 | cs | TRUE
37 | LV_4303-1_0_4_line_37 |  | 33 | 82 | 0.033907 | 0.125 | 0.08 | 261 | 0 | 0.364 | 1 | 3 | cs | TRUE
38 | LV_4303-1_0_4_line_38 |  | 34 | 45 | 0.020424 | 0.125 | 0.08 | 261 | 0 | 0.364 | 1 | 1 | cs | TRUE
39 | LV_4303-1_0_4_line_39 |  | 35 | 36 | 0.015782 | 0.125 | 0.08 | 261 | 0 | 0.364 | 1 | 3 | cs | TRUE
40 | LV_4303-1_0_4_line_40 |  | 35 | 37 | 0.018164 | 0.125 | 0.08 | 261 | 0 | 0.364 | 1 | 3 | cs | TRUE
41 | LV_4303-1_0_4_line_41 |  | 36 | 38 | 0.021304 | 0.125 | 0.08 | 261 | 0 | 0.364 | 1 | 3 | cs | TRUE
42 | LV_4303-1_0_4_line_42 |  | 37 | 39 | 0.019282 | 0.125 | 0.08 | 261 | 0 | 0.364 | 1 | 1 | cs | TRUE
43 | LV_4303-1_0_4_line_43 |  | 37 | 40 | 0.025625 | 0.125 | 0.08 | 261 | 0 | 0.364 | 1 | 1 | cs | TRUE
44 | LV_4303-1_0_4_line_44 |  | 38 | 41 | 0.026568 | 0.125 | 0.08 | 261 | 0 | 0.364 | 1 | 3 | cs | TRUE
45 | LV_4303-1_0_4_line_45 |  | 39 | 42 | 0.0032263 | 0.125 | 0.08 | 261 | 0 | 0.364 | 1 | 1 | cs | TRUE
46 | LV_4303-1_0_4_line_46 |  | 40 | 43 | 0.0029254 | 0.125 | 0.08 | 261 | 0 | 0.364 | 1 | 1 | cs | TRUE
47 | LV_4303-1_0_4_line_47 |  | 41 | 44 | 0.025906 | 0.125 | 0.08 | 261 | 0 | 0.364 | 1 | 3 | cs | TRUE
48 | LV_4303-1_0_4_line_48 |  | 42 | 45 | 0.017644 | 0.125 | 0.08 | 261 | 0 | 0.364 | 1 | 1 | cs | TRUE
49 | LV_4303-1_0_4_line_49 |  | 43 | 46 | 0.02397 | 0.125 | 0.08 | 261 | 0 | 0.364 | 1 | 1 | cs | TRUE
50 | LV_4303-1_0_4_line_50 |  | 44 | 47 | 0.0047677 | 0.125 | 0.08 | 261 | 0 | 0.364 | 1 | 1 | cs | TRUE
51 | LV_4303-1_0_4_line_51 |  | 46 | 48 | 0.0069962 | 0.125 | 0.08 | 261 | 0 | 0.364 | 1 | 1 | cs | TRUE
52 | LV_4303-1_0_4_line_52 |  | 47 | 53 | 0.02048 | 0.125 | 0.08 | 261 | 0 | 0.364 | 1 | 1 | cs | TRUE
53 | LV_4303-1_0_4_line_53 |  | 48 | 92 | 0.018636 | 0.125 | 0.08 | 261 | 0 | 0.364 | 1 | 1 | cs | TRUE
54 | LV_4303-1_0_4_line_54 |  | 49 | 50 | 0.0275 | 0.125 | 0.08 | 261 | 0 | 0.364 | 1 | 1 | cs | TRUE
55 | LV_4303-1_0_4_line_55 |  | 50 | 91 | 0.022308 | 0.125 | 0.08 | 261 | 0 | 0.364 | 1 | 1 | cs | TRUE
56 | LV_4303-1_0_4_line_56 |  | 51 | 52 | 0.034959 | 0.125 | 0.08 | 261 | 0 | 0.364 | 1 | 1 | cs | TRUE
57 | LV_4303-1_0_4_line_57 |  | 51 | 53 | 0.029482 | 0.125 | 0.08 | 261 | 0 | 0.364 | 1 | 1 | cs | TRUE
58 | LV_4303-1_0_4_line_58 |  | 52 | 54 | 0.0017729 | 0.125 | 0.08 | 261 | 0 | 0.364 | 1 | 1 | cs | TRUE
59 | LV_4303-1_0_4_line_59 |  | 54 | 55 | 0.016067 | 0.125 | 0.08 | 261 | 0 | 0.364 | 1 | 1 | cs | TRUE
60 | LV_4303-1_0_4_line_60 |  | 56 | 57 | 0.050008 | 0.125 | 0.08 | 261 | 0 | 0.364 | 1 | 1 | cs | TRUE
61 | LV_4303-1_0_4_line_61 |  | 57 | 58 | 0.11957 | 0.125 | 0.08 | 261 | 0 | 0.364 | 1 | 1 | cs | TRUE
62 | LV_4303-1_0_4_line_62 |  | 57 | 59 | 0.13365 | 0.125 | 0.08 | 261 | 0 | 0.364 | 1 | 1 | cs | TRUE
63 | LV_4303-1_0_4_line_63 |  | 58 | 106 | 0.016108 | 0.125 | 0.08 | 261 | 0 | 0.364 | 1 | 1 | cs | TRUE
64 | LV_4303-1_0_4_line_64 |  | 59 | 107 | 0.06252 | 0.125 | 0.08 | 261 | 0 | 0.364 | 1 | 1 | cs | TRUE
65 | LV_4303-1_0_4_line_65 |  | 60 | 61 | 0.010509 | 0.125 | 0.08 | 261 | 0 | 0.364 | 1 | 3 | cs | TRUE
66 | LV_4303-1_0_4_line_66 |  | 60 | 62 | 0.0006659 | 0.125 | 0.08 | 261 | 0 | 0.364 | 1 | 3 | cs | TRUE
67 | LV_4303-1_0_4_line_67 |  | 61 | 63 | 0.0013951 | 0.125 | 0.08 | 261 | 0 | 0.364 | 1 | 3 | cs | TRUE
68 | LV_4303-1_0_4_line_68 |  | 62 | 64 | 0.048222 | 0.125 | 0.08 | 261 | 0 | 0.364 | 1 | 3 | cs | TRUE
69 | LV_4303-1_0_4_line_69 |  | 63 | 65 | 0.021747 | 0.125 | 0.08 | 261 | 0 | 0.364 | 1 | 3 | cs | TRUE
70 | LV_4303-1_0_4_line_70 |  | 63 | 66 | 0.03293 | 0.125 | 0.08 | 261 | 0 | 0.364 | 1 | 1 | cs | TRUE
71 | LV_4303-1_0_4_line_71 |  | 64 | 67 | 0.0069498 | 0.125 | 0.08 | 261 | 0 | 0.364 | 1 | 3 | cs | TRUE
72 | LV_4303-1_0_4_line_72 |  | 65 | 68 | 0.014973 | 0.125 | 0.08 | 261 | 0 | 0.364 | 1 | 3 | cs | TRUE
73 | LV_4303-1_0_4_line_73 |  | 66 | 69 | 0.0095092 | 0.125 | 0.08 | 261 | 0 | 0.364 | 1 | 1 | cs | TRUE
74 | LV_4303-1_0_4_line_74 |  | 67 | 70 | 0.020839 | 0.125 | 0.08 | 261 | 0 | 0.364 | 1 | 3 | cs | TRUE
75 | LV_4303-1_0_4_line_75 |  | 68 | 71 | 0.023559 | 0.125 | 0.08 | 261 | 0 | 0.364 | 1 | 3 | cs | TRUE
76 | LV_4303-1_0_4_line_76 |  | 68 | 72 | 0.012468 | 0.125 | 0.08 | 261 | 0 | 0.364 | 1 | 3 | cs | TRUE
77 | LV_4303-1_0_4_line_77 |  | 70 | 73 | 0.013796 | 0.125 | 0.08 | 261 | 0 | 0.364 | 1 | 3 | cs | TRUE
78 | LV_4303-1_0_4_line_78 |  | 71 | 90 | 0.057808 | 0.125 | 0.08 | 261 | 0 | 0.364 | 1 | 1 | cs | TRUE
79 | LV_4303-1_0_4_line_79 |  | 72 | 78 | 0.018446 | 0.125 | 0.08 | 261 | 0 | 0.364 | 1 | 3 | cs | TRUE
80 | LV_4303-1_0_4_line_80 |  | 73 | 109 | 0.011366 | 0.125 | 0.08 | 261 | 0 | 0.364 | 1 | 3 | cs | TRUE
81 | LV_4303-1_0_4_line_81 |  | 74 | 75 | 0.058335 | 0.125 | 0.08 | 261 | 0 | 0.364 | 1 | 1 | cs | TRUE
82 | LV_4303-1_0_4_line_82 |  | 75 | 101 | 0.085378 | 0.125 | 0.08 | 261 | 0 | 0.364 | 1 | 1 | cs | TRUE
83 | LV_4303-1_0_4_line_83 |  | 76 | 77 | 0.0086834 | 0.125 | 0.08 | 261 | 0 | 0.364 | 1 | 3 | cs | TRUE
84 | LV_4303-1_0_4_line_84 |  | 76 | 78 | 0.0035159 | 0.125 | 0.08 | 261 | 0 | 0.364 | 1 | 3 | cs | TRUE
85 | LV_4303-1_0_4_line_85 |  | 77 | 79 | 0.010805 | 0.125 | 0.08 | 261 | 0 | 0.364 | 1 | 3 | cs | TRUE
86 | LV_4303-1_0_4_line_86 |  | 79 | 80 | 0.0080687 | 0.125 | 0.08 | 261 | 0 | 0.364 | 1 | 3 | cs | TRUE
87 | LV_4303-1_0_4_line_87 |  | 79 | 81 | 0.062023 | 0.125 | 0.08 | 261 | 0 | 0.364 | 1 | 1 | cs | TRUE
88 | LV_4303-1_0_4_line_88 |  | 80 | 82 | 0.034853 | 0.125 | 0.08 | 261 | 0 | 0.364 | 1 | 3 | cs | TRUE
89 | LV_4303-1_0_4_line_89 |  | 81 | 85 | 0.012033 | 0.125 | 0.08 | 261 | 0 | 0.364 | 1 | 1 | cs | TRUE
90 | LV_4303-1_0_4_line_90 |  | 81 | 83 | 0.036837 | 0.125 | 0.08 | 261 | 0 | 0.364 | 1 | 1 | cs | TRUE
91 | LV_4303-1_0_4_line_91 |  | 83 | 84 | 0.04063 | 0.125 | 0.08 | 261 | 0 | 0.364 | 1 | 1 | cs | TRUE
92 | LV_4303-1_0_4_line_92 |  | 84 | 86 | 0.015724 | 0.125 | 0.08 | 261 | 0 | 0.364 | 1 | 1 | cs | TRUE
93 | LV_4303-1_0_4_line_93 |  | 84 | 87 | 0.037865 | 0.125 | 0.08 | 261 | 0 | 0.364 | 1 | 1 | cs | TRUE
94 | LV_4303-1_0_4_line_94 |  | 86 | 102 | 0.018894 | 0.125 | 0.08 | 261 | 0 | 0.364 | 1 | 1 | cs | TRUE
95 | LV_4303-1_0_4_line_95 |  | 87 | 89 | 0.0091672 | 0.125 | 0.08 | 261 | 0 | 0.364 | 1 | 1 | cs | TRUE
96 | LV_4303-1_0_4_line_96 |  | 88 | 89 | 0.0098301 | 0.125 | 0.08 | 261 | 0 | 0.364 | 1 | 1 | cs | TRUE
97 | LV_4303-1_0_4_line_97 |  | 89 | 100 | 0.012392 | 0.125 | 0.08 | 261 | 0 | 0.364 | 1 | 1 | cs | TRUE
98 | LV_4303-1_0_4_line_98 |  | 90 | 104 | 0.046968 | 0.125 | 0.08 | 261 | 0 | 0.364 | 1 | 1 | cs | TRUE
99 | LV_4303-1_0_4_line_99 |  | 93 | 94 | 0.0065498 | 0.125 | 0.08 | 261 | 0 | 0.364 | 1 | 1 | cs | TRUE
100 | LV_4303-1_0_4_line_100 |  | 93 | 95 | 0.029318 | 0.125 | 0.08 | 261 | 0 | 0.364 | 1 | 1 | cs | TRUE
101 | LV_4303-1_0_4_line_101 |  | 95 | 96 | 0.036971 | 0.125 | 0.08 | 261 | 0 | 0.364 | 1 | 1 | cs | TRUE
102 | LV_4303-1_0_4_line_102 |  | 96 | 99 | 0.01166 | 0.125 | 0.08 | 261 | 0 | 0.364 | 1 | 1 | cs | TRUE
103 | LV_4303-1_0_4_line_103 |  | 96 | 100 | 0.019045 | 0.125 | 0.08 | 261 | 0 | 0.364 | 1 | 1 | cs | TRUE
104 | LV_4303-1_0_4_line_104 |  | 97 | 98 | 0.038464 | 0.125 | 0.08 | 261 | 0 | 0.364 | 1 | 1 | cs | TRUE
105 | LV_4303-1_0_4_line_105 |  | 99 | 103 | 0.005034 | 0.125 | 0.08 | 261 | 0 | 0.364 | 1 | 1 | cs | TRUE
106 | LV_4303-1_0_4_line_106 |  | 101 | 102 | 0.11162 | 0.125 | 0.08 | 261 | 0 | 0.364 | 1 | 1 | cs | TRUE
107 | LV_4303-1_0_4_line_107 |  | 104 | 105 | 0.043116 | 0.125 | 0.08 | 261 | 0 | 0.364 | 1 | 1 | cs | TRUE
108 | LV_4303-1_0_4_line_108 |  | 107 | 108 | 0.049447 | 0.125 | 0.08 | 261 | 0 | 0.364 | 1 | 1 | cs | TRUE
109 | LV_4303-1_0_4_line_109 |  | 109 | 110 | 0.0019117 | 0.125 | 0.08 | 261 | 0 | 0.364 | 1 | 3 | cs | TRUE
110 | LV_4303-1_0_4_line_110 |  | 110 | 111 | 0.014495 | 0.125 | 0.08 | 261 | 0 | 0.364 | 1 | 3 | cs | TRUE
111 | LV_4303-1_0_4_line_111 |  | 111 | 112 | 0.029984 | 0.125 | 0.08 | 261 | 0 | 0.364 | 1 | 3 | cs | TRUE
112 | LV_4303-1_0_4_line_112 |  | 112 | 115 | 0.036881 | 0.125 | 0.08 | 261 | 0 | 0.364 | 1 | 3 | cs | TRUE
113 | LV_4303-1_0_4_line_113 |  | 113 | 114 | 0.0025904 | 0.125 | 0.08 | 261 | 0 | 0.364 | 1 | 1 | cs | TRUE
114 | LV_4303-1_0_4_line_114 |  | 114 | 116 | 0.014494 | 0.125 | 0.08 | 261 | 0 | 0.364 | 1 | 1 | cs | TRUE
115 | LV_4303-1_0_4_line_115 |  | 114 | 117 | 0.024907 | 0.125 | 0.08 | 261 | 0 | 0.364 | 1 | 1 | cs | TRUE
116 | LV_4303-1_0_4_line_116 |  | 115 | 118 | 0.0085914 | 0.125 | 0.08 | 261 | 0 | 0.364 | 1 | 1 | cs | TRUE
117 | LV_4303-1_0_4_line_117 |  | 115 | 119 | 0.0096568 | 0.125 | 0.08 | 261 | 0 | 0.364 | 1 | 3 | cs | TRUE
118 | LV_4303-1_0_4_line_118 |  | 116 | 120 | 0.0061699 | 0.125 | 0.08 | 261 | 0 | 0.364 | 1 | 1 | cs | TRUE
119 | LV_4303-1_0_4_line_119 |  | 117 | 121 | 0.0023682 | 0.125 | 0.08 | 261 | 0 | 0.364 | 1 | 1 | cs | TRUE
120 | LV_4303-1_0_4_line_120 |  | 118 | 128 | 0.014384 | 0.125 | 0.08 | 261 | 0 | 0.364 | 1 | 1 | cs | TRUE
121 | LV_4303-1_0_4_line_121 |  | 119 | 127 | 0.017429 | 0.125 | 0.08 | 261 | 0 | 0.364 | 1 | 3 | cs | TRUE
122 | LV_4303-1_0_4_line_122 |  | 120 | 122 | 0.011924 | 0.125 | 0.08 | 261 | 0 | 0.364 | 1 | 1 | cs | TRUE
123 | LV_4303-1_0_4_line_123 |  | 121 | 123 | 0.012748 | 0.125 | 0.08 | 261 | 0 | 0.364 | 1 | 3 | cs | TRUE
124 | LV_4303-1_0_4_line_124 |  | 122 | 124 | 0.026139 | 0.125 | 0.08 | 261 | 0 | 0.364 | 1 | 1 | cs | TRUE
125 | LV_4303-1_0_4_line_125 |  | 122 | 125 | 0.018849 | 0.125 | 0.08 | 261 | 0 | 0.364 | 1 | 1 | cs | TRUE
126 | LV_4303-1_0_4_line_126 |  | 123 | 126 | 0.016573 | 0.125 | 0.08 | 261 | 0 | 0.364 | 1 | 3 | cs | TRUE
127 | LV_4303-1_0_4_line_127 |  | 124 | 133 | 0.039563 | 0.125 | 0.08 | 261 | 0 | 0.364 | 1 | 1 | cs | TRUE
128 | LV_4303-1_0_4_line_128 |  | 125 | 129 | 0.033034 | 0.125 | 0.08 | 261 | 0 | 0.364 | 1 | 1 | cs | TRUE
129 | LV_4303-1_0_4_line_129 |  | 126 | 127 | 0.022378 | 0.125 | 0.08 | 261 | 0 | 0.364 | 1 | 3 | cs | TRUE
130 | LV_4303-1_0_4_line_130 |  | 128 | 139 | 0.023423 | 0.125 | 0.08 | 261 | 0 | 0.364 | 1 | 1 | cs | TRUE
131 | LV_4303-1_0_4_line_131 |  | 129 | 130 | 0.0042813 | 0.125 | 0.08 | 261 | 0 | 0.364 | 1 | 1 | cs | TRUE
132 | LV_4303-1_0_4_line_132 |  | 130 | 131 | 0.019026 | 0.125 | 0.08 | 261 | 0 | 0.364 | 1 | 1 | cs | TRUE
133 | LV_4303-1_0_4_line_133 |  | 131 | 132 | 0.009593 | 0.125 | 0.08 | 261 | 0 | 0.364 | 1 | 1 | cs | TRUE
134 | LV_4303-1_0_4_line_134 |  | 132 | 134 | 0.008125 | 0.125 | 0.08 | 261 | 0 | 0.364 | 1 | 1 | cs | TRUE
135 | LV_4303-1_0_4_line_135 |  | 133 | 136 | 0.049056 | 0.125 | 0.08 | 261 | 0 | 0.364 | 1 | 1 | cs | TRUE
136 | LV_4303-1_0_4_line_136 |  | 133 | 137 | 0.010927 | 0.125 | 0.08 | 261 | 0 | 0.364 | 1 | 1 | cs | TRUE
137 | LV_4303-1_0_4_line_137 |  | 134 | 138 | 0.10096 | 0.125 | 0.08 | 261 | 0 | 0.364 | 1 | 1 | cs | TRUE
138 | LV_4303-1_0_4_line_138 |  | 135 | 136 | 0.0076866 | 0.125 | 0.08 | 261 | 0 | 0.364 | 1 | 1 | cs | TRUE
139 | LV_4303-1_0_4_line_139 |  | 137 | 140 | 0.01461 | 0.125 | 0.08 | 261 | 0 | 0.364 | 1 | 1 | cs | TRUE
140 | LV_4303-1_0_4_line_140 |  | 138 | 153 | 0.088347 | 0.125 | 0.08 | 261 | 0 | 0.364 | 1 | 1 | cs | TRUE
141 | LV_4303-1_0_4_line_141 |  | 139 | 160 | 0.035244 | 0.125 | 0.08 | 261 | 0 | 0.364 | 1 | 1 | cs | TRUE
142 | LV_4303-1_0_4_line_142 |  | 139 | 159 | 0.0031183 | 0.125 | 0.08 | 261 | 0 | 0.364 | 1 | 1 | cs | TRUE
143 | LV_4303-1_0_4_line_143 |  | 140 | 141 | 0.0061518 | 0.125 | 0.08 | 261 | 0 | 0.364 | 1 | 1 | cs | TRUE
144 | LV_4303-1_0_4_line_144 |  | 141 | 142 | 0.014633 | 0.125 | 0.08 | 261 | 0 | 0.364 | 1 | 1 | cs | TRUE
145 | LV_4303-1_0_4_line_145 |  | 142 | 143 | 0.022139 | 0.125 | 0.08 | 261 | 0 | 0.364 | 1 | 1 | cs | TRUE
146 | LV_4303-1_0_4_line_146 |  | 142 | 144 | 0.012835 | 0.125 | 0.08 | 261 | 0 | 0.364 | 1 | 1 | cs | TRUE
147 | LV_4303-1_0_4_line_147 |  | 143 | 147 | 0.0538 | 0.125 | 0.08 | 261 | 0 | 0.364 | 1 | 1 | cs | TRUE
148 | LV_4303-1_0_4_line_148 |  | 144 | 148 | 0.01129 | 0.125 | 0.08 | 261 | 0 | 0.364 | 1 | 1 | cs | TRUE
149 | LV_4303-1_0_4_line_149 |  | 145 | 146 | 0.012271 | 0.125 | 0.08 | 261 | 0 | 0.364 | 1 | 1 | cs | TRUE
150 | LV_4303-1_0_4_line_150 |  | 146 | 149 | 0.024593 | 0.125 | 0.08 | 261 | 0 | 0.364 | 1 | 1 | cs | TRUE
151 | LV_4303-1_0_4_line_151 |  | 147 | 155 | 0.016131 | 0.125 | 0.08 | 261 | 0 | 0.364 | 1 | 1 | cs | TRUE
152 | LV_4303-1_0_4_line_152 |  | 148 | 150 | 0.019075 | 0.125 | 0.08 | 261 | 0 | 0.364 | 1 | 1 | cs | TRUE
153 | LV_4303-1_0_4_line_153 |  | 149 | 162 | 0.048836 | 0.125 | 0.08 | 261 | 0 | 0.364 | 1 | 1 | cs | TRUE
154 | LV_4303-1_0_4_line_154 |  | 149 | 163 | 0.016252 | 0.125 | 0.08 | 261 | 0 | 0.364 | 1 | 1 | cs | TRUE
155 | LV_4303-1_0_4_line_155 |  | 150 | 151 | 0.0027201 | 0.125 | 0.08 | 261 | 0 | 0.364 | 1 | 1 | cs | TRUE
156 | LV_4303-1_0_4_line_156 |  | 151 | 152 | 0.0085878 | 0.125 | 0.08 | 261 | 0 | 0.364 | 1 | 1 | cs | TRUE
157 | LV_4303-1_0_4_line_157 |  | 153 | 154 | 0.029635 | 0.125 | 0.08 | 261 | 0 | 0.364 | 1 | 1 | cs | TRUE
158 | LV_4303-1_0_4_line_158 |  | 154 | 161 | 0.10116 | 0.125 | 0.08 | 261 | 0 | 0.364 | 1 | 1 | cs | TRUE
159 | LV_4303-1_0_4_line_159 |  | 155 | 156 | 0.017245 | 0.125 | 0.08 | 261 | 0 | 0.364 | 1 | 1 | cs | TRUE
160 | LV_4303-1_0_4_line_160 |  | 157 | 158 | 1.3704e-05 | 0.125 | 0.08 | 261 | 0 | 0.364 | 1 | 1 | cs | TRUE
161 | LV_4303-1_0_4_line_161 |  | 158 | 159 | 0.027174 | 0.125 | 0.08 | 261 | 0 | 0.364 | 1 | 1 | cs | TRUE
162 | LV_4303-1_0_4_line_162 |  | 161 | 162 | 0.051487 | 0.125 | 0.08 | 261 | 0 | 0.364 | 1 | 1 | cs | TRUE
163 | LV_4303-1_0_4_line_163 |  | 163 | 174 | 0.017349 | 0.125 | 0.08 | 261 | 0 | 0.364 | 1 | 1 | cs | TRUE
164 | LV_4303-1_0_4_line_164 |  | 164 | 165 | 0.016575 | 0.125 | 0.08 | 261 | 0 | 0.364 | 1 | 1 | cs | TRUE
165 | LV_4303-1_0_4_line_165 |  | 165 | 166 | 0.049647 | 0.125 | 0.08 | 261 | 0 | 0.364 | 1 | 1 | cs | TRUE
166 | LV_4303-1_0_4_line_166 |  | 165 | 167 | 0.45899 | 0.125 | 0.08 | 261 | 0 | 0.364 | 1 | 1 | cs | TRUE
167 | LV_4303-1_0_4_line_167 |  | 166 | 168 | 0.0069513 | 0.125 | 0.08 | 261 | 0 | 0.364 | 1 | 1 | cs | TRUE
168 | LV_4303-1_0_4_line_168 |  | 167 | 169 | 0.032962 | 0.125 | 0.08 | 261 | 0 | 0.364 | 1 | 1 | cs | TRUE
169 | LV_4303-1_0_4_line_169 |  | 168 | 171 | 0.014358 | 0.125 | 0.08 | 261 | 0 | 0.364 | 1 | 1 | cs | TRUE
170 | LV_4303-1_0_4_line_170 |  | 169 | 170 | 0.046332 | 0.125 | 0.08 | 261 | 0 | 0.364 | 1 | 1 | cs | TRUE
171 | LV_4303-1_0_4_line_171 |  | 170 | 179 | 0.0052636 | 0.125 | 0.08 | 261 | 0 | 0.364 | 1 | 1 | cs | TRUE
172 | LV_4303-1_0_4_line_172 |  | 171 | 173 | 0.041096 | 0.125 | 0.08 | 261 | 0 | 0.364 | 1 | 1 | cs | TRUE
173 | LV_4303-1_0_4_line_173 |  | 172 | 173 | 0.045496 | 0.125 | 0.08 | 261 | 0 | 0.364 | 1 | 1 | cs | TRUE
174 | LV_4303-1_0_4_line_174 |  | 174 | 175 | 0.048242 | 0.125 | 0.08 | 261 | 0 | 0.364 | 1 | 1 | cs | TRUE
175 | LV_4303-1_0_4_line_175 |  | 175 | 176 | 0.033409 | 0.125 | 0.08 | 261 | 0 | 0.364 | 1 | 1 | cs | TRUE
176 | LV_4303-1_0_4_line_176 |  | 176 | 177 | 0.12482 | 0.125 | 0.08 | 261 | 0 | 0.364 | 1 | 1 | cs | TRUE
177 | LV_4303-1_0_4_line_177 |  | 177 | 178 | 0.43021 | 0.125 | 0.08 | 261 | 0 | 0.364 | 1 | 1 | cs | TRUE
178 | LV_4303-1_0_4_line_178 |  | 178 | 179 | 0.088536 | 0.125 | 0.08 | 261 | 0 | 0.364 | 1 | 1 | cs | TRUE

## trafo
| name | std_type | hv_bus | lv_bus | sn_mva | vn_hv_kv | vn_lv_kv | vk_percent | vkr_percent | pfe_kw | i0_percent | shift_degree | tap_side | tap_neutral | tap_min | tap_max | tap_step_percent | tap_step_degree | tap_pos | tap_phase_shifter | parallel | df | in_service
0 | LV_4303-1_0_4_trafo_74 | 0.63 MVA 20/0.4 kV | 180 | 71 | 0.63 | 20 | 0.4 | 6 | 1.206 | 1.65 | 0.2619 | 150 | hv | 0 | -2 | 2 | 2.5 | 0 | 0 | FALSE | 1 | 1 | TRUE

## line_geodata
| x0 | y0 | x1 | y1 | x2 | y2 | x3 | y3 | x4 | y4 | x5 | y5 | x6 | y6 | x7 | y7 | x8 | y8 | x9 | y9 | x10 | y10 | x11 | y11
0 | 2658948.7058 | 1267080.3948 | 2658957.5832 | 1267076.7078 | 2658967.946 | 1267072.4858 | 2658975.1834 | 1267072.925 | 2658977.022 | 1267073.4511
1 | 2658948.7058 | 1267080.3948 | 2658934.1576 | 1267086.4371 | 2658918.5875 | 1267095.7556 | 2658905.4742 | 1267104.0533 | 2658901.4151 | 1267107.744
2 | 2659009.9814 | 1267082.268 | 2658983.9208 | 1267075.4251 | 2658977.022 | 1267073.4511
3 | 2658875.7571 | 1267138.5681 | 2658880.9827 | 1267130.1066 | 2658894.3452 | 1267114.1722 | 2658901.4151 | 1267107.744
4 | 2659009.9814 | 1267082.268 | 2659008.3524 | 1267090.102 | 2659004.9185 | 1267102.8332
5 | 2659009.9814 | 1267082.268 | 2659012.2312 | 1267065.7893 | 2659012.5114 | 1267063.1636
6 | 2658863.3373 | 1267161.1761 | 2658871.5642 | 1267145.3575 | 2658875.7571 | 1267138.5681
7 | 2658973.4527 | 1267164.6754 | 2658975.6825 | 1267160.929 | 2658987.8954 | 1267141.0248 | 2658994.4721 | 1267129.2149 | 2659000.0473 | 1267116.6834 | 2659004.0452 | 1267106.071 | 2659004.9185 | 1267102.8332
8 | 2659031.9836 | 1266956.5938 | 2659025.2682 | 1266983.7693 | 2659019.5307 | 1267011.0212 | 2659013.9088 | 1267050.072 | 2659012.5114 | 1267063.1636
9 | 2658863.3373 | 1267161.1761 | 2658860.1672 | 1267167.2715 | 2658850.3529 | 1267179.6639
10 | 2658952.9308 | 1267205.7467 | 2658956.4918 | 1267196.6532 | 2658964.9717 | 1267178.9245 | 2658973.4527 | 1267164.6754
11 | 2659031.9836 | 1266956.5938 | 2659023.905 | 1266955.1899 | 2659016.8703 | 1266956.3094 | 2659000.4615 | 1266970.4229 | 2658988.9984 | 1266985.3085 | 2658978.5413 | 1266995.9454 | 2658950.3177 | 1267008.9292 | 2658943.4372 | 1267011.9407
12 | 2658837.2935 | 1267211.3063 | 2658838.7274 | 1267205.9204 | 2658846.6507 | 1267184.3386 | 2658850.3529 | 1267179.6639
13 | 2658947.0366 | 1267227.6376 | 2658949.9983 | 1267215.2245 | 2658952.9308 | 1267205.7467
14 | 2658943.4372 | 1267011.9407 | 2658931.5486 | 1267017.1381
15 | 2658837.2935 | 1267211.3063 | 2658832.9405 | 1267227.6568 | 2658831.6423 | 1267229.8821
16 | 2658994.5192 | 1267372.3261 | 2658991.0502 | 1267368.6486 | 2658974.2808 | 1267348.1104 | 2658973.8732 | 1267347.5039
17 | 2659007.0497 | 1267385.6098 | 2658994.5192 | 1267372.3261
18 | 2658956.5716 | 1267317.6554 | 2658966.0476 | 1267335.8635 | 2658973.8732 | 1267347.5039
19 | 2659007.0497 | 1267385.6098 | 2659008.5251 | 1267387.3754
20 | 2658956.5716 | 1267317.6554 | 2658937.2027 | 1267324.8938
21 | 2659010.0297 | 1267389.1759 | 2659008.5251 | 1267387.3754
22 | 2658937.2027 | 1267324.8938 | 2658910.6561 | 1267334.8146
23 | 2659010.0297 | 1267389.1759 | 2659025.9903 | 1267408.2756
24 | 2658966.9616 | 1267380.4304 | 2658958.8795 | 1267379.8138 | 2658948.7517 | 1267380.1575 | 2658937.9386 | 1267381.2839 | 2658931.2404 | 1267382.984
25 | 2658966.9616 | 1267380.4304 | 2658961.7011 | 1267428.9564
26 | 2658931.2404 | 1267382.984 | 2658928.5809 | 1267383.6591 | 2658915.9909 | 1267387.4801
27 | 2658889.1487 | 1267342.8522 | 2658910.6561 | 1267334.8146
28 | 2658947.0366 | 1267227.6376 | 2658944.9702 | 1267243.8624 | 2658944.2476 | 1267255.9309
29 | 2658944.2476 | 1267255.9309 | 2658934.3273 | 1267255.0758 | 2658912.1851 | 1267252.6862
30 | 2658947.0366 | 1267227.6376 | 2658951.6252 | 1267227.9613 | 2658959.0411 | 1267227.0791 | 2658967.8883 | 1267225.3438 | 2658973.3426 | 1267223.4078 | 2658978.4515 | 1267220.6234 | 2658986.2424 | 1267213.8516 | 2658997.7018 | 1267202.3129 | 2659002.7593 | 1267197.8934 | 2659007.7322 | 1267194.4182 | 2659013.4268 | 1267191.7842 | 2659022.7627 | 1267190.8655
31 | 2658902.0467 | 1267251.5921 | 2658912.1851 | 1267252.6862
32 | 2659037.0341 | 1267421.4915 | 2659025.9903 | 1267408.2756
33 | 2658897.9274 | 1267392.4737 | 2658915.066 | 1267387.7608 | 2658915.9909 | 1267387.4801
34 | 2658858.5775 | 1267354.0508 | 2658870.7019 | 1267349.746 | 2658889.1487 | 1267342.8522
35 | 2658880.0548 | 1267248.9083 | 2658892.2107 | 1267250.5306 | 2658902.0467 | 1267251.5921
36 | 2659037.0341 | 1267421.4915 | 2659041.8014 | 1267417.4805 | 2659052.4539 | 1267411.0794
37 | 2659037.0341 | 1267421.4915 | 2659044.0238 | 1267432.3583 | 2659047.4043 | 1267438.3076 | 2659052.785 | 1267448.9915 | 2659053.6427 | 1267450.9975
38 | 2658878.3948 | 1267387.6406 | 2658885.2022 | 1267391.0435 | 2658897.8186 | 1267392.5036 | 2658897.9274 | 1267392.4737
39 | 2658861.9247 | 1267320.4236 | 2658859.5662 | 1267329.609 | 2658859.3116 | 1267335.902
40 | 2658858.5775 | 1267354.0508 | 2658859.3116 | 1267335.902
41 | 2658861.9247 | 1267320.4236 | 2658865.7686 | 1267305.4527 | 2658867.2011 | 1267299.7829
42 | 2658858.5775 | 1267354.0508 | 2658866.0666 | 1267371.8185
43 | 2658858.5775 | 1267354.0508 | 2658840.6959 | 1267356.7081 | 2658833.1501 | 1267356.5781
44 | 2658867.2011 | 1267299.7829 | 2658873.7091 | 1267274.0246
45 | 2658866.0666 | 1267371.8185 | 2658867.3197 | 1267374.7914
46 | 2658830.2252 | 1267356.5277 | 2658833.1501 | 1267356.5781
47 | 2658880.0548 | 1267248.9083 | 2658873.7091 | 1267274.0246
48 | 2658878.3948 | 1267387.6406 | 2658873.1731 | 1267385.0303 | 2658867.8872 | 1267376.1377 | 2658867.3197 | 1267374.7914
49 | 2658830.2252 | 1267356.5277 | 2658820.8119 | 1267356.3656 | 2658808.2617 | 1267355.0509 | 2658806.3249 | 1267355.0644
50 | 2658880.0548 | 1267248.9083 | 2658881.2224 | 1267244.2858
51 | 2658806.3249 | 1267355.0644 | 2658799.3289 | 1267355.1134
52 | 2658881.2224 | 1267244.2858 | 2658886.238 | 1267224.4294 | 2658886.238 | 1267224.4294
53 | 2658799.3289 | 1267355.1134 | 2658790.5559 | 1267355.1749 | 2658780.7208 | 1267355.9097
54 | 2658817.7853 | 1267253.6358 | 2658831.6423 | 1267229.8821
55 | 2658817.7853 | 1267253.6358 | 2658806.5444 | 1267272.9051
56 | 2658916.1418 | 1267167.4717 | 2658900.0988 | 1267193.978 | 2658898.4517 | 1267197.5966
57 | 2658886.238 | 1267224.4294 | 2658898.4517 | 1267197.5966
58 | 2658916.1418 | 1267167.4717 | 2658917.0598 | 1267165.955
59 | 2658925.3791 | 1267152.2098 | 2658917.0598 | 1267165.955
60 | 2658885.8434 | 1267037.4303 | 2658922.524 | 1267021.0835 | 2658931.5486 | 1267017.1381
61 | 2658885.8434 | 1267037.4303 | 2658767.6642 | 1267055.6047
62 | 2658885.8434 | 1267037.4303 | 2658836.6064 | 1266913.1808
63 | 2658767.6642 | 1267055.6047 | 2658764.2675 | 1267060.2601 | 2658757.8808 | 1267068.3985
64 | 2658777.3141 | 1266897.4683 | 2658792.8153 | 1266905.6952 | 2658803.4526 | 1266907.936 | 2658809.0894 | 1266908.8594 | 2658825.9611 | 1266909.4721 | 2658833.6694 | 1266911.0278 | 2658836.6064 | 1266913.1808
65 | 2659023.395 | 1267570.8788 | 2659023.1195 | 1267572.5878 | 2659021.8091 | 1267576.422 | 2659019.5146 | 1267580.5538
66 | 2659019.1913 | 1267581.1359 | 2659019.5146 | 1267580.5538
67 | 2659023.617 | 1267569.5015 | 2659023.395 | 1267570.8788
68 | 2658995.5123 | 1267623.1419 | 2658997.3122 | 1267619.7433 | 2659013.3776 | 1267591.6048 | 2659019.1913 | 1267581.1359
69 | 2659023.617 | 1267569.5015 | 2659023.938 | 1267566.0021 | 2659023.5631 | 1267550.787 | 2659023.7704 | 1267547.7805
70 | 2659023.617 | 1267569.5015 | 2659038.448 | 1267567.7483 | 2659046.4524 | 1267567.4502 | 2659056.3563 | 1267568.7267
71 | 2658995.5123 | 1267623.1419 | 2658992.2596 | 1267629.2835
72 | 2659029.1118 | 1267534.0966 | 2659025.7789 | 1267539.2116 | 2659023.9944 | 1267544.5311 | 2659023.7704 | 1267547.7805
73 | 2659056.3563 | 1267568.7267 | 2659062.3518 | 1267569.4995 | 2659065.7876 | 1267569.9415
74 | 2658982.9447 | 1267647.9137 | 2658983.0788 | 1267647.5999 | 2658986.0884 | 1267640.936 | 2658992.2596 | 1267629.2835
75 | 2659029.1118 | 1267534.0966 | 2659024.7623 | 1267530.9619 | 2659006.6152 | 1267532.3222
76 | 2659029.1118 | 1267534.0966 | 2659034.3642 | 1267527.4774 | 2659037.0559 | 1267524.4948
77 | 2658979.2336 | 1267661.0605 | 2658980.0037 | 1267654.7968 | 2658982.9447 | 1267647.9137
78 | 2658948.9041 | 1267533.6111 | 2658958.9912 | 1267533.0517 | 2658984.1828 | 1267534.0037 | 2659006.6152 | 1267532.3222
79 | 2659037.0559 | 1267524.4948 | 2659041.9224 | 1267519.1022 | 2659049.4568 | 1267510.8395
80 | 2658979.2336 | 1267661.0605 | 2658968.0507 | 1267663.0949
81 | 2659153.8288 | 1267238.0217 | 2659169.2656 | 1267275.0816 | 2659177.0479 | 1267291.5209
82 | 2659214.5135 | 1267368.2376 | 2659182.9693 | 1267304.0293 | 2659177.0479 | 1267291.5209
83 | 2659051.8258 | 1267508.2415 | 2659052.6535 | 1267507.3339 | 2659057.3137 | 1267501.9764 | 2659057.5105 | 1267501.6817
84 | 2659051.8258 | 1267508.2415 | 2659049.4568 | 1267510.8395
85 | 2659062.6501 | 1267492.2335 | 2659060.6913 | 1267496.9175 | 2659057.5105 | 1267501.6817
86 | 2659062.6501 | 1267492.2335 | 2659063.6603 | 1267486.0501 | 2659063.5056 | 1267484.2535
87 | 2659062.6501 | 1267492.2335 | 2659067.2954 | 1267493.6365 | 2659071.8177 | 1267493.048 | 2659089.14 | 1267484.5591 | 2659096.6965 | 1267495.1871 | 2659104.5334 | 1267513.8905
88 | 2659053.6427 | 1267450.9975 | 2659056.0655 | 1267456.6634 | 2659057.4238 | 1267460.0906 | 2659061.7013 | 1267473.4433 | 2659063.1208 | 1267479.7845 | 2659063.5056 | 1267484.2535
89 | 2659104.5334 | 1267513.8905 | 2659109.1772 | 1267524.9913
90 | 2659138.7704 | 1267500.0447 | 2659104.5334 | 1267513.8905
91 | 2659138.7704 | 1267500.0447 | 2659153.9386 | 1267496.2047 | 2659170.2458 | 1267497.4021 | 2659178.1263 | 1267493.8791
92 | 2659192.4812 | 1267487.4618 | 2659178.1263 | 1267493.8791
93 | 2659178.1263 | 1267493.8791 | 2659163.4782 | 1267458.962
94 | 2659209.73 | 1267479.7508 | 2659192.4812 | 1267487.4618
95 | 2659156.6978 | 1267452.9333 | 2659160.7184 | 1267457.3435 | 2659163.4782 | 1267458.962
96 | 2659156.6978 | 1267452.9333 | 2659151.0178 | 1267454.8779 | 2659147.398 | 1267456.118
97 | 2659156.6978 | 1267452.9333 | 2659156.1402 | 1267446.2338 | 2659158.2253 | 1267440.9618
98 | 2658948.9041 | 1267533.6111 | 2658936.4417 | 1267488.3268
99 | 2659155.4224 | 1267374.3284 | 2659149.7589 | 1267377.6186
100 | 2659162.5028 | 1267403.9325 | 2659159.4924 | 1267399.3656 | 2659154.5348 | 1267387.0401 | 2659149.7589 | 1267377.6186
101 | 2659162.5028 | 1267403.9325 | 2659168.3773 | 1267410.385 | 2659168.7972 | 1267415.0593 | 2659170.3186 | 1267421.7351 | 2659175.3675 | 1267429.447 | 2659175.9172 | 1267436.9358
102 | 2659182.5465 | 1267446.1869 | 2659180.8681 | 1267441.6556 | 2659175.9172 | 1267436.9358
103 | 2659175.9172 | 1267436.9358 | 2659168.7447 | 1267436.0856 | 2659163.1008 | 1267437.4302 | 2659158.2253 | 1267440.9618
104 | 2659052.4539 | 1267411.0794 | 2659053.0319 | 1267410.7321 | 2659065.4481 | 1267406.6086 | 2659087.2231 | 1267404.5246 | 2659090.0539 | 1267404.4378
105 | 2659187.3348 | 1267444.5892 | 2659182.5465 | 1267446.1869
106 | 2659209.73 | 1267479.7508 | 2659214.5135 | 1267368.2376
107 | 2658936.4417 | 1267488.3268 | 2658928.7128 | 1267445.9069
108 | 2658777.3141 | 1266897.4683 | 2658775.8083 | 1266888.4133 | 2658774.1607 | 1266879.9795 | 2658775.12 | 1266872.0831 | 2658775.6495 | 1266848.3707
109 | 2658968.0507 | 1267663.0949 | 2658968.0507 | 1267663.0949 | 2658966.3342 | 1267663.9364
110 | 2658953.2316 | 1267670.0928 | 2658954.6018 | 1267669.6879 | 2658966.3342 | 1267663.9364
111 | 2658953.2316 | 1267670.0928 | 2658935.638 | 1267675.2919 | 2658924.0251 | 1267674.5247
112 | 2658889.8512 | 1267680.5619 | 2658899.5621 | 1267672.9084 | 2658924.0251 | 1267674.5247
113 | 2658993.7979 | 1267699.5568 | 2658992.503 | 1267697.3132
114 | 2658993.7979 | 1267699.5568 | 2659001.0183 | 1267712.1238
115 | 2658993.7979 | 1267699.5568 | 2658990.7037 | 1267700.371 | 2658981.2103 | 1267698.2969 | 2658969.6232 | 1267695.2153
116 | 2658889.8512 | 1267680.5619 | 2658881.2634 | 1267680.8098
117 | 2658889.8512 | 1267680.5619 | 2658899.4011 | 1267681.9946
118 | 2659004.0921 | 1267717.4735 | 2659001.0183 | 1267712.1238
119 | 2658967.3346 | 1267694.6067 | 2658969.6232 | 1267695.2153
120 | 2658881.2634 | 1267680.8098 | 2658866.8849 | 1267681.225
121 | 2658916.6373 | 1267684.5805 | 2658899.4011 | 1267681.9946
122 | 2659010.1359 | 1267727.7521 | 2659006.3086 | 1267721.3313 | 2659004.0921 | 1267717.4735
123 | 2658967.3346 | 1267694.6067 | 2658966.9619 | 1267694.5075 | 2658954.8755 | 1267691.908
124 | 2659023.7927 | 1267750.0606 | 2659018.6592 | 1267741.7921 | 2659014.5769 | 1267735.2798 | 2659012.4147 | 1267731.7111 | 2659010.1359 | 1267727.7521
125 | 2659010.1359 | 1267727.7521 | 2659026.3653 | 1267718.1666
126 | 2658938.6729 | 1267688.4232 | 2658954.8755 | 1267691.908
127 | 2659024.744 | 1267788.1987 | 2659026.8641 | 1267780.9144 | 2659026.916 | 1267774.966 | 2659024.8595 | 1267767.5955 | 2659021.809 | 1267758.0135 | 2659021.7677 | 1267755.3666 | 2659023.7927 | 1267750.0606
128 | 2659054.8084 | 1267701.3673 | 2659026.3653 | 1267718.1666
129 | 2658938.6729 | 1267688.4232 | 2658930.4214 | 1267686.6484 | 2658916.6373 | 1267684.5805
130 | 2658843.4714 | 1267681.9011 | 2658866.8849 | 1267681.225
131 | 2659058.4948 | 1267699.1901 | 2659054.8084 | 1267701.3673
132 | 2659058.4948 | 1267699.1901 | 2659074.8766 | 1267689.5146
133 | 2659074.8766 | 1267689.5146 | 2659083.1365 | 1267684.6361
134 | 2659090.1324 | 1267680.5041 | 2659083.1365 | 1267684.6361
135 | 2659024.744 | 1267788.1987 | 2659033.3657 | 1267787.8512 | 2659036.4021 | 1267789.0491 | 2659039.3034 | 1267790.9684 | 2659043.7687 | 1267795.3051 | 2659051.0262 | 1267804.9292 | 2659054.4465 | 1267808.3882 | 2659057.5005 | 1267810.8317 | 2659060.2921 | 1267811.6713 | 2659063.946 | 1267810.5847
136 | 2659024.744 | 1267788.1987 | 2659017.4656 | 1267791.9511 | 2659014.8753 | 1267792.8376
137 | 2659186.0329 | 1267657.9469 | 2659182.864 | 1267657.9485 | 2659176.7649 | 1267658.9215 | 2659158.1071 | 1267660.9919 | 2659141.6539 | 1267660.905 | 2659131.9911 | 1267660.7082 | 2659123.4859 | 1267662.1798 | 2659112.3843 | 1267667.3616 | 2659090.1324 | 1267680.5041
138 | 2659063.946 | 1267810.5847 | 2659059.4015 | 1267804.3855
139 | 2659001.0759 | 1267797.6295 | 2659001.9977 | 1267797.2451 | 2659014.8753 | 1267792.8376
140 | 2659186.0329 | 1267657.9469 | 2659188.2249 | 1267658.536 | 2659190.8405 | 1267660.4191 | 2659192.9863 | 1267663.365 | 2659196.0002 | 1267669.8223 | 2659225.9085 | 1267735.4088
141 | 2658843.4714 | 1267681.9011 | 2658853.2503 | 1267715.7682
142 | 2658843.4714 | 1267681.9011 | 2658840.3682 | 1267682.2078
143 | 2659001.0759 | 1267797.6295 | 2658995.398 | 1267799.9974
144 | 2658981.4479 | 1267804.1675 | 2658988.952 | 1267802.6857 | 2658995.398 | 1267799.9974
145 | 2658981.4479 | 1267804.1675 | 2658971.4144 | 1267803.4335 | 2658963.9091 | 1267801.2792 | 2658961.0433 | 1267798.1132
146 | 2658981.4479 | 1267804.1675 | 2658975.7035 | 1267814.1176 | 2658974.714 | 1267815.0291
147 | 2658926.4915 | 1267756.9063 | 2658926.4915 | 1267756.9063 | 2658947.1508 | 1267782.7649 | 2658961.0433 | 1267798.1132
148 | 2658974.714 | 1267815.0291 | 2658968.3119 | 1267820.9267 | 2658967.2452 | 1267823.2816
149 | 2659168.265 | 1267877.443 | 2659165.2314 | 1267875.5795 | 2659157.329 | 1267871.9137
150 | 2659188.7485 | 1267891.0154 | 2659180.5594 | 1267884.9955 | 2659168.265 | 1267877.443
151 | 2658926.4915 | 1267756.9063 | 2658914.4653 | 1267746.1562
152 | 2658959.3748 | 1267840.6572 | 2658967.2452 | 1267823.2816
153 | 2659188.7485 | 1267891.0154 | 2659197.1922 | 1267883.6277 | 2659232.6586 | 1267871.093
154 | 2659188.7485 | 1267891.0154 | 2659193.889 | 1267894.7919 | 2659200.7487 | 1267901.8934
155 | 2658958.2525 | 1267843.1349 | 2658959.3748 | 1267840.6572
156 | 2658958.2525 | 1267843.1349 | 2658954.7092 | 1267850.9577
157 | 2659225.9085 | 1267735.4088 | 2659228.1121 | 1267740.2411 | 2659238.5126 | 1267762.23
158 | 2659281.203 | 1267853.9361 | 2659273.8541 | 1267836.9497 | 2659238.5126 | 1267762.23
159 | 2658898.1168 | 1267741.9892 | 2658905.7218 | 1267742.0994 | 2658914.4653 | 1267746.1562 | 2658914.4653 | 1267746.1562
160 | 2658813.4932 | 1267686.1518 | 2658813.5066 | 1267686.1493
161 | 2658813.5066 | 1267686.1493 | 2658828.2443 | 1267683.4062 | 2658840.3682 | 1267682.2078
162 | 2659281.203 | 1267853.9361 | 2659232.6586 | 1267871.093
163 | 2659200.7487 | 1267901.8934 | 2659210.6131 | 1267912.1057 | 2659212.8189 | 1267914.3552
164 | 2659844.8855 | 1268102.1793 | 2659859.8005 | 1268109.4096
165 | 2659844.8855 | 1268102.1793 | 2659848.1908 | 1268095.3854 | 2659856.7815 | 1268080.2388 | 2659868.838 | 1268067.707 | 2659871.7022 | 1268063.5885 | 2659872.6416 | 1268061.5195
166 | 2659844.8855 | 1268102.1793 | 2659535.8312 | 1268441.5259
167 | 2659872.6416 | 1268061.5195 | 2659873.8732 | 1268058.8069 | 2659874.1896 | 1268054.8473
168 | 2659538.5235 | 1268474.3655 | 2659536.2191 | 1268451.3584 | 2659535.8312 | 1268441.5259
169 | 2659871.1601 | 1268040.9929 | 2659872.2671 | 1268043.5013 | 2659874.4076 | 1268052.1184 | 2659874.1896 | 1268054.8473
170 | 2659538.5235 | 1268474.3655 | 2659492.4804 | 1268479.5333
171 | 2659492.4804 | 1268479.5333 | 2659491.6134 | 1268479.6306 | 2659487.2382 | 1268480.0052
172 | 2659859.6542 | 1268001.7422 | 2659863.7812 | 1268022.2995 | 2659865.7703 | 1268028.78 | 2659871.1601 | 1268040.9929
173 | 2659859.6542 | 1268001.7422 | 2659869.1334 | 1268003.6619 | 2659881.2789 | 1268009.1001 | 2659902.2134 | 1268017.3916
174 | 2659242.4175 | 1267952.2432 | 2659224.5978 | 1267926.3675 | 2659212.8189 | 1267914.3552
175 | 2659242.4175 | 1267952.2432 | 2659235.5696 | 1267958.1124 | 2659223.6617 | 1267973.1933 | 2659221.6089 | 1267977.9437
176 | 2659217.4898 | 1268099.3371 | 2659211.3106 | 1268080.5612 | 2659207.2153 | 1268066.3762 | 2659207.0809 | 1268052.7535 | 2659208.0071 | 1268039.9421 | 2659212.2189 | 1268016.9781 | 2659215.9255 | 1267991.0959 | 2659221.6089 | 1267977.9437
177 | 2659217.4898 | 1268099.3371 | 2659399.3534 | 1268489.2211
178 | 2659399.3534 | 1268489.2211 | 2659417.7734 | 1268485.092 | 2659444.4373 | 1268483.6701 | 2659487.2382 | 1268480.0052

## bus_geodata
| x | y | coords
0 | 2658948.7058 | 1267080.3948
1 | 2658977.022 | 1267073.4511
2 | 2658901.4151 | 1267107.744
3 | 2659009.9814 | 1267082.268
4 | 2658875.7571 | 1267138.5681
5 | 2659004.9185 | 1267102.8332
6 | 2659012.5114 | 1267063.1636
7 | 2658863.3373 | 1267161.1761
8 | 2658973.4527 | 1267164.6754
9 | 2659031.9836 | 1266956.5938
10 | 2658850.3529 | 1267179.6639
11 | 2658952.9308 | 1267205.7467
12 | 2658943.4372 | 1267011.9407
13 | 2658837.2935 | 1267211.3063
14 | 2658994.5192 | 1267372.3261
15 | 2658973.8732 | 1267347.5039
16 | 2659007.0497 | 1267385.6098
17 | 2658956.5716 | 1267317.6554
18 | 2659008.5251 | 1267387.3754
19 | 2658937.2027 | 1267324.8938
20 | 2659010.0297 | 1267389.1759
21 | 2658966.9616 | 1267380.4304
22 | 2658931.2404 | 1267382.984
23 | 2658961.7011 | 1267428.9564
24 | 2658910.6561 | 1267334.8146
25 | 2658944.2476 | 1267255.9309
26 | 2658947.0366 | 1267227.6376
27 | 2658912.1851 | 1267252.6862
28 | 2659025.9903 | 1267408.2756
29 | 2658915.9909 | 1267387.4801
30 | 2658889.1487 | 1267342.8522
31 | 2659022.7627 | 1267190.8655
32 | 2658902.0467 | 1267251.5921
33 | 2659037.0341 | 1267421.4915
34 | 2658897.9274 | 1267392.4737
35 | 2658859.3116 | 1267335.902
36 | 2658861.9247 | 1267320.4236
37 | 2658858.5775 | 1267354.0508
38 | 2658867.2011 | 1267299.7829
39 | 2658866.0666 | 1267371.8185
40 | 2658833.1501 | 1267356.5781
41 | 2658873.709 | 1267274.0246
42 | 2658867.3197 | 1267374.7914
43 | 2658830.2252 | 1267356.5277
44 | 2658880.0548 | 1267248.9083
45 | 2658878.3948 | 1267387.6406
46 | 2658806.3249 | 1267355.0644
47 | 2658881.2224 | 1267244.2858
48 | 2658799.3289 | 1267355.1134
49 | 2658831.6423 | 1267229.8821
50 | 2658817.7853 | 1267253.6358
51 | 2658898.4517 | 1267197.5966
52 | 2658916.1418 | 1267167.4717
53 | 2658886.238 | 1267224.4294
54 | 2658917.0598 | 1267165.955
55 | 2658925.3791 | 1267152.2098
56 | 2658931.5486 | 1267017.1381
57 | 2658885.8434 | 1267037.4303
58 | 2658767.6642 | 1267055.6047
59 | 2658836.6064 | 1266913.1808
60 | 2659019.5146 | 1267580.5538
61 | 2659023.395 | 1267570.8788
62 | 2659019.1913 | 1267581.1359
63 | 2659023.617 | 1267569.5015
64 | 2658995.5123 | 1267623.1419
65 | 2659023.7704 | 1267547.7805
66 | 2659056.3563 | 1267568.7267
67 | 2658992.2596 | 1267629.2835
68 | 2659029.1118 | 1267534.0966
69 | 2659065.7876 | 1267569.9415
70 | 2658982.9447 | 1267647.9137
71 | 2659006.6152 | 1267532.3222
72 | 2659037.0559 | 1267524.4948
73 | 2658979.2336 | 1267661.0605
74 | 2659153.8288 | 1267238.0217
75 | 2659177.0479 | 1267291.5209
76 | 2659051.8258 | 1267508.2415
77 | 2659057.5105 | 1267501.6817
78 | 2659049.4568 | 1267510.8395
79 | 2659062.6501 | 1267492.2335
80 | 2659063.5056 | 1267484.2535
81 | 2659104.5334 | 1267513.8905
82 | 2659053.6427 | 1267450.9975
83 | 2659138.7704 | 1267500.0447
84 | 2659178.1263 | 1267493.8791
85 | 2659109.1772 | 1267524.9913
86 | 2659192.4812 | 1267487.4618
87 | 2659163.4782 | 1267458.962
88 | 2659147.398 | 1267456.118
89 | 2659156.6978 | 1267452.9333
90 | 2658948.9041 | 1267533.6111
91 | 2658806.5444 | 1267272.9051
92 | 2658780.7208 | 1267355.9097
93 | 2659149.7589 | 1267377.6186
94 | 2659155.4224 | 1267374.3284
95 | 2659162.5028 | 1267403.9325
96 | 2659175.9172 | 1267436.9358
97 | 2659090.0539 | 1267404.4378
98 | 2659052.4539 | 1267411.0794
99 | 2659182.5465 | 1267446.1869
100 | 2659158.2253 | 1267440.9618
101 | 2659214.5135 | 1267368.2376
102 | 2659209.73 | 1267479.7508
103 | 2659187.3348 | 1267444.5892
104 | 2658936.4417 | 1267488.3268
105 | 2658928.7128 | 1267445.9069
106 | 2658757.8808 | 1267068.3985
107 | 2658777.3141 | 1266897.4683
108 | 2658775.6495 | 1266848.3707
109 | 2658968.0507 | 1267663.0949
110 | 2658966.3342 | 1267663.9364
111 | 2658953.2316 | 1267670.0928
112 | 2658924.0251 | 1267674.5247
113 | 2658992.503 | 1267697.3132
114 | 2658993.7979 | 1267699.5568
115 | 2658889.8512 | 1267680.5619
116 | 2659001.0183 | 1267712.1238
117 | 2658969.6232 | 1267695.2153
118 | 2658881.2634 | 1267680.8098
119 | 2658899.4011 | 1267681.9946
120 | 2659004.0921 | 1267717.4735
121 | 2658967.3346 | 1267694.6067
122 | 2659010.1359 | 1267727.7521
123 | 2658954.8755 | 1267691.908
124 | 2659023.7927 | 1267750.0606
125 | 2659026.3653 | 1267718.1666
126 | 2658938.6729 | 1267688.4232
127 | 2658916.6373 | 1267684.5805
128 | 2658866.8849 | 1267681.225
129 | 2659054.8084 | 1267701.3674
130 | 2659058.4948 | 1267699.1901
131 | 2659074.8766 | 1267689.5146
132 | 2659083.1365 | 1267684.6361
133 | 2659024.744 | 1267788.1987
134 | 2659090.1324 | 1267680.5041
135 | 2659059.4015 | 1267804.3855
136 | 2659063.946 | 1267810.5847
137 | 2659014.8753 | 1267792.8376
138 | 2659186.0329 | 1267657.9469
139 | 2658843.4714 | 1267681.9011
140 | 2659001.0759 | 1267797.6295
141 | 2658995.398 | 1267799.9974
142 | 2658981.4479 | 1267804.1675
143 | 2658961.0433 | 1267798.1132
144 | 2658974.714 | 1267815.0291
145 | 2659157.329 | 1267871.9137
146 | 2659168.265 | 1267877.443
147 | 2658926.4915 | 1267756.9063
148 | 2658967.2452 | 1267823.2816
149 | 2659188.7485 | 1267891.0154
150 | 2658959.3748 | 1267840.6572
151 | 2658958.2525 | 1267843.1349
152 | 2658954.7092 | 1267850.9577
153 | 2659225.9085 | 1267735.4088
154 | 2659238.5126 | 1267762.23
155 | 2658914.4653 | 1267746.1562
156 | 2658898.1168 | 1267741.9892
157 | 2658813.4932 | 1267686.1518
158 | 2658813.5066 | 1267686.1493
159 | 2658840.3682 | 1267682.2078
160 | 2658853.2503 | 1267715.7682
161 | 2659281.203 | 1267853.9361
162 | 2659232.6586 | 1267871.093
163 | 2659200.7487 | 1267901.8934
164 | 2659859.8005 | 1268109.4096
165 | 2659844.8855 | 1268102.1793
166 | 2659872.6416 | 1268061.5195
167 | 2659535.8312 | 1268441.5259
168 | 2659874.1896 | 1268054.8474
169 | 2659538.5235 | 1268474.3655
170 | 2659492.4804 | 1268479.5333
171 | 2659871.1601 | 1268040.9929
172 | 2659902.2134 | 1268017.3916
173 | 2659859.6542 | 1268001.7422
174 | 2659212.8189 | 1267914.3552
175 | 2659242.4175 | 1267952.2432
176 | 2659221.6089 | 1267977.9437
177 | 2659217.4898 | 1268099.3371
178 | 2659399.3534 | 1268489.2211
179 | 2659487.2382 | 1268480.0052
180 | 2659029.1118 | 1267534.0966

## line_std_types
| c_nf_per_km | r_ohm_per_km | x_ohm_per_km | max_i_ka | type | q_mm2 | alpha | voltage_rating
NAYY 4x50 SE | 210 | 0.642 | 0.083 | 0.142 | cs | 50 | 0.00403 | LV
NAYY 4x120 SE | 264 | 0.225 | 0.08 | 0.242 | cs | 120 | 0.00403 | LV
NAYY 4x150 SE | 261 | 0.208 | 0.08 | 0.27 | cs | 150 | 0.00403 | LV
NA2XS2Y 1x95 RM/25 12/20 kV | 216 | 0.313 | 0.132 | 0.252 | cs | 95 | 0.00403 | MV
NA2XS2Y 1x185 RM/25 12/20 kV | 273 | 0.161 | 0.117 | 0.362 | cs | 185 | 0.00403 | MV
NA2XS2Y 1x240 RM/25 12/20 kV | 304 | 0.122 | 0.112 | 0.421 | cs | 240 | 0.00403 | MV
NA2XS2Y 1x95 RM/25 6/10 kV | 315 | 0.313 | 0.123 | 0.249 | cs | 95 | 0.00403 | MV
NA2XS2Y 1x185 RM/25 6/10 kV | 406 | 0.161 | 0.11 | 0.358 | cs | 185 | 0.00403 | MV
NA2XS2Y 1x240 RM/25 6/10 kV | 456 | 0.122 | 0.105 | 0.416 | cs | 240 | 0.00403 | MV
NA2XS2Y 1x150 RM/25 12/20 kV | 250 | 0.206 | 0.116 | 0.319 | cs | 150 | 0.00403 | MV
NA2XS2Y 1x120 RM/25 12/20 kV | 230 | 0.253 | 0.119 | 0.283 | cs | 120 | 0.00403 | MV
NA2XS2Y 1x70 RM/25 12/20 kV | 190 | 0.443 | 0.132 | 0.22 | cs | 70 | 0.00403 | MV
NA2XS2Y 1x150 RM/25 6/10 kV | 360 | 0.206 | 0.11 | 0.315 | cs | 150 | 0.00403 | MV
NA2XS2Y 1x120 RM/25 6/10 kV | 340 | 0.253 | 0.113 | 0.28 | cs | 120 | 0.00403 | MV
NA2XS2Y 1x70 RM/25 6/10 kV | 280 | 0.443 | 0.123 | 0.217 | cs | 70 | 0.00403 | MV
N2XS(FL)2Y 1x120 RM/35 64/110 kV | 112 | 0.153 | 0.166 | 0.366 | cs | 120 | 0.00393 | HV
N2XS(FL)2Y 1x185 RM/35 64/110 kV | 125 | 0.099 | 0.156 | 0.457 | cs | 185 | 0.00393 | HV
N2XS(FL)2Y 1x240 RM/35 64/110 kV | 135 | 0.075 | 0.149 | 0.526 | cs | 240 | 0.00393 | HV
N2XS(FL)2Y 1x300 RM/35 64/110 kV | 144 | 0.06 | 0.144 | 0.588 | cs | 300 | 0.00393 | HV
15-AL1/3-ST1A 0.4 | 11 | 1.8769 | 0.35 | 0.105 | ol | 16 | 0.00403 | LV
24-AL1/4-ST1A 0.4 | 11.25 | 1.2012 | 0.335 | 0.14 | ol | 24 | 0.00403 | LV
48-AL1/8-ST1A 0.4 | 12.2 | 0.5939 | 0.3 | 0.21 | ol | 48 | 0.00403 | LV
94-AL1/15-ST1A 0.4 | 13.2 | 0.306 | 0.29 | 0.35 | ol | 94 | 0.00403 | LV
34-AL1/6-ST1A 10.0 | 9.7 | 0.8342 | 0.36 | 0.17 | ol | 34 | 0.00403 | MV
48-AL1/8-ST1A 10.0 | 10.1 | 0.5939 | 0.35 | 0.21 | ol | 48 | 0.00403 | MV
70-AL1/11-ST1A 10.0 | 10.4 | 0.4132 | 0.339 | 0.29 | ol | 70 | 0.00403 | MV
94-AL1/15-ST1A 10.0 | 10.75 | 0.306 | 0.33 | 0.35 | ol | 94 | 0.00403 | MV
122-AL1/20-ST1A 10.0 | 11.1 | 0.2376 | 0.323 | 0.41 | ol | 122 | 0.00403 | MV
149-AL1/24-ST1A 10.0 | 11.25 | 0.194 | 0.315 | 0.47 | ol | 149 | 0.00403 | MV
34-AL1/6-ST1A 20.0 | 9.15 | 0.8342 | 0.382 | 0.17 | ol | 34 | 0.00403 | MV
48-AL1/8-ST1A 20.0 | 9.5 | 0.5939 | 0.372 | 0.21 | ol | 48 | 0.00403 | MV
70-AL1/11-ST1A 20.0 | 9.7 | 0.4132 | 0.36 | 0.29 | ol | 70 | 0.00403 | MV
94-AL1/15-ST1A 20.0 | 10 | 0.306 | 0.35 | 0.35 | ol | 94 | 0.00403 | MV
122-AL1/20-ST1A 20.0 | 10.3 | 0.2376 | 0.344 | 0.41 | ol | 122 | 0.00403 | MV
149-AL1/24-ST1A 20.0 | 10.5 | 0.194 | 0.337 | 0.47 | ol | 149 | 0.00403 | MV
184-AL1/30-ST1A 20.0 | 10.75 | 0.1571 | 0.33 | 0.535 | ol | 184 | 0.00403 | MV
243-AL1/39-ST1A 20.0 | 11 | 0.1188 | 0.32 | 0.645 | ol | 243 | 0.00403 | MV
48-AL1/8-ST1A 110.0 | 8 | 0.5939 | 0.46 | 0.21 | ol | 48 | 0.00403 | HV
70-AL1/11-ST1A 110.0 | 8.4 | 0.4132 | 0.45 | 0.29 | ol | 70 | 0.00403 | HV
94-AL1/15-ST1A 110.0 | 8.65 | 0.306 | 0.44 | 0.35 | ol | 94 | 0.00403 | HV
122-AL1/20-ST1A 110.0 | 8.5 | 0.2376 | 0.43 | 0.41 | ol | 122 | 0.00403 | HV
149-AL1/24-ST1A 110.0 | 8.75 | 0.194 | 0.41 | 0.47 | ol | 149 | 0.00403 | HV
184-AL1/30-ST1A 110.0 | 8.8 | 0.1571 | 0.4 | 0.535 | ol | 184 | 0.00403 | HV
243-AL1/39-ST1A 110.0 | 9 | 0.1188 | 0.39 | 0.645 | ol | 243 | 0.00403 | HV
305-AL1/39-ST1A 110.0 | 9.2 | 0.0949 | 0.38 | 0.74 | ol | 305 | 0.00403 | HV
490-AL1/64-ST1A 110.0 | 9.75 | 0.059 | 0.37 | 0.96 | ol | 490 | 0.00403 | HV
679-AL1/86-ST1A 110.0 | 9.95 | 0.042 | 0.36 | 1.15 | ol | 679 | 0.00403 | HV
490-AL1/64-ST1A 220.0 | 10 | 0.059 | 0.285 | 0.96 | ol | 490 | 0.00403 | HV
679-AL1/86-ST1A 220.0 | 11.7 | 0.042 | 0.275 | 1.15 | ol | 679 | 0.00403 | HV
490-AL1/64-ST1A 380.0 | 11 | 0.059 | 0.253 | 0.96 | ol | 490 | 0.00403 | HV
679-AL1/86-ST1A 380.0 | 14.6 | 0.042 | 0.25 | 1.15 | ol | 679 | 0.00403 | HV

## trafo_std_types
| i0_percent | pfe_kw | vkr_percent | sn_mva | vn_lv_kv | vn_hv_kv | vk_percent | shift_degree | vector_group | tap_side | tap_neutral | tap_min | tap_max | tap_step_degree | tap_step_percent | tap_phase_shifter
160 MVA 380/110 kV | 0.06 | 60 | 0.25 | 160 | 110 | 380 | 12.2 | 0 | Yy0 | hv | 0 | -9 | 9 | 0 | 1.5 | FALSE
100 MVA 220/110 kV | 0.06 | 55 | 0.26 | 100 | 110 | 220 | 12 | 0 | Yy0 | hv | 0 | -9 | 9 | 0 | 1.5 | FALSE
63 MVA 110/20 kV | 0.04 | 22 | 0.32 | 63 | 20 | 110 | 18 | 150 | YNd5 | hv | 0 | -9 | 9 | 0 | 1.5 | FALSE
40 MVA 110/20 kV | 0.05 | 18 | 0.34 | 40 | 20 | 110 | 16.2 | 150 | YNd5 | hv | 0 | -9 | 9 | 0 | 1.5 | FALSE
25 MVA 110/20 kV | 0.07 | 14 | 0.41 | 25 | 20 | 110 | 12 | 150 | YNd5 | hv | 0 | -9 | 9 | 0 | 1.5 | FALSE
63 MVA 110/10 kV | 0.04 | 22 | 0.32 | 63 | 10 | 110 | 18 | 150 | YNd5 | hv | 0 | -9 | 9 | 0 | 1.5 | FALSE
40 MVA 110/10 kV | 0.05 | 18 | 0.34 | 40 | 10 | 110 | 16.2 | 150 | YNd5 | hv | 0 | -9 | 9 | 0 | 1.5 | FALSE
25 MVA 110/10 kV | 0.07 | 14 | 0.41 | 25 | 10 | 110 | 12 | 150 | YNd5 | hv | 0 | -9 | 9 | 0 | 1.5 | FALSE
0.25 MVA 20/0.4 kV | 0.32 | 0.8 | 1.44 | 0.25 | 0.4 | 20 | 6 | 150 | Yzn5 | hv | 0 | -2 | 2 | 0 | 2.5 | FALSE
0.4 MVA 20/0.4 kV | 0.3375 | 1.35 | 1.425 | 0.4 | 0.4 | 20 | 6 | 150 | Dyn5 | hv | 0 | -2 | 2 | 0 | 2.5 | FALSE
0.63 MVA 20/0.4 kV | 0.2619 | 1.65 | 1.206 | 0.63 | 0.4 | 20 | 6 | 150 | Dyn5 | hv | 0 | -2 | 2 | 0 | 2.5 | FALSE
0.25 MVA 10/0.4 kV | 0.24 | 0.6 | 1.2 | 0.25 | 0.4 | 10 | 4 | 150 | Dyn5 | hv | 0 | -2 | 2 | 0 | 2.5 | FALSE
0.4 MVA 10/0.4 kV | 0.2375 | 0.95 | 1.325 | 0.4 | 0.4 | 10 | 4 | 150 | Dyn5 | hv | 0 | -2 | 2 | 0 | 2.5 | FALSE
0.63 MVA 10/0.4 kV | 0.1873 | 1.18 | 1.0794 | 0.63 | 0.4 | 10 | 4 | 150 | Dyn5 | hv | 0 | -2 | 2 | 0 | 2.5 | FALSE

## trafo3w_std_types
| sn_hv_mva | sn_mv_mva | sn_lv_mva | vn_hv_kv | vn_mv_kv | vn_lv_kv | vk_hv_percent | vk_mv_percent | vk_lv_percent | vkr_hv_percent | vkr_mv_percent | vkr_lv_percent | pfe_kw | i0_percent | shift_mv_degree | shift_lv_degree | vector_group | tap_side | tap_neutral | tap_min | tap_max | tap_step_percent
63/25/38 MVA 110/20/10 kV | 63 | 25 | 38 | 110 | 20 | 10 | 10.4 | 10.4 | 10.4 | 0.28 | 0.32 | 0.35 | 35 | 0.89 | 0 | 0 | YN0yn0yn0 | hv | 0 | -10 | 10 | 1.2
63/25/38 MVA 110/10/10 kV | 63 | 25 | 38 | 110 | 10 | 10 | 10.4 | 10.4 | 10.4 | 0.28 | 0.32 | 0.35 | 35 | 0.89 | 0 | 0 | YN0yn0yn0 | hv | 0 | -10 | 10 | 1.2

## fuse_std_types
| fuse_type | i_rated_a | t_avg | t_min | t_total | x_avg | x_min | x_total
HV 100A | HV 100A | 100 | 0 | [10.0, 3.64, 0.854, 0.281, 0.1, 0.0531, 0.022, 0.01] | [10.0, 4.267, 1.21, 0.403, 0.1, 0.058, 0.022, 0.01] | 0 | [300.0, 350.0, 450.0, 550.0, 700.0, 850.0, 1200.0, 1752.0] | [600.0, 700.0, 900.0, 1150.0, 1665.0, 2000.0, 3000.0, 4313.0]
HV 10A | HV 10A | 10 | 0 | [10.0, 1675.0, 0.344, 0.156, 0.1, 0.0417, 0.0171, 0.01] | [10.0, 1.3, 0.3, 0.155, 0.1, 0.0555, 0.023, 0.01] | 0 | [30.0, 32.0, 35.0, 37.0, 39.0, 50.0, 70.0, 88.0] | [60.0, 70.0, 80.0, 87.0, 94.0, 110.0, 150.0, 216.0]
HV 125A | HV 125A | 125 | 0 | [10.0, 1.82, 0.344, 0.1, 0.0467, 0.0269, 0.01] | [10.0, 2.478, 0.426, 0.1, 0.0427, 0.0211, 0.01] | 0 | [375.0, 500.0, 700.0, 925.0, 1200.0, 1500.0, 2341.0] | [750.0, 1000.0, 1500.0, 2200.0, 3000.0, 4000.0, 5765.0]
HV 160A | HV 160A | 160 | 0 | [10.0, 4.15, 1.03, 0.198, 0.1, 0.051, 0.0172, 0.01] | [10.0, 2.3, 0.734, 0.274, 0.1, 0.046, 0.0177, 0.01] | 0 | [480.0, 550.0, 700.0, 1000.0, 1260.0, 1600.0, 2500.0, 3227.0] | [960.0, 1300.0, 1700.0, 2200.0, 2996.0, 4000.0, 6000.0, 7946.0]
HV 16A | HV 16A | 16 | 0 | [10.0, 0.352, 0.164, 0.1, 0.0649, 0.0342, 0.01] | [10.0, 2.34, 0.722, 0.181, 0.1, 0.055, 0.0296, 0.01] | 0 | [48.0, 60.0, 65.0, 71.0, 80.0, 100.0, 162.0] | [96.0, 110.0, 125.0, 150.0, 168.0, 200.0, 250.0, 398.0]
HV 200A | HV 200A | 200 | 0 | [10.0, 4.267, 1.21, 0.403, 0.1, 0.058, 0.022, 0.01] | [10.0, 3.73, 1.654, 0.328, 0.1, 0.0531, 0.019, 0.01] | 0 | [600.0, 700.0, 900.0, 1150.0, 1665.0, 2000.0, 3000.0, 4313.0] | [1200.0, 1500.0, 1800.0, 2700.0, 3960.0, 5000.0, 7500.0, 10620.0]
HV 20A | HV 20A | 20 | 0 | [10.0, 1.3, 0.3, 0.155, 0.1, 0.0555, 0.023, 0.01] | [10.0, 1.3, 0.161, 0.1, 0.0611, 0.0399, 0.0141, 0.01] | 0 | [60.0, 70.0, 80.0, 87.0, 94.0, 110.0, 150.0, 216.0] | [120.0, 150.0, 200.0, 223.0, 260.0, 300.0, 450.0, 532.0]
HV 25A | HV 25A | 25 | 0 | [10.0, 2.512, 0.833, 0.299, 0.1, 0.0372, 0.0223, 0.01] | [10.0, 3.125, 0.597, 0.198, 0.1, 0.0378, 0.022, 0.01] | 0 | [75.0, 82.0, 90.0, 100.0, 124.0, 170.0, 200.0, 289.0] | [150.0, 170.0, 210.0, 250.0, 294.0, 400.0, 500.0, 711.0]
HV 31.5A | HV 31.5A | 31.5 | 0 | [10.0, 2.34, 0.722, 0.181, 0.1, 0.055, 0.0296, 0.01] | [10.0, 2.84, 0.368, 0.164, 0.1, 0.0621, 0.0378, 0.0195, 0.01] | 0 | [95.0, 110.0, 125.0, 150.0, 165.0, 200.0, 250.0, 390.0] | [189.0, 220.0, 300.0, 350.0, 393.0, 450.0, 530.0, 700.0, 960.0]
HV 40A | HV 40A | 40 | 0 | [10.0, 1.3, 0.161, 0.1, 0.0611, 0.0399, 0.0141, 0.01] | [10.0, 2.05, 0.369, 0.198, 0.1, 0.051, 0.0298, 0.01] | 0 | [120.0, 150.0, 200.0, 223.0, 260.0, 300.0, 450.0, 532.0] | [240.0, 300.0, 400.0, 450.0, 530.0, 650.0, 800.0, 1311.0]
HV 50A | HV 50A | 50 | 0 | [10.0, 3.215, 0.597, 0.198, 0.1, 0.0378, 0.022, 0.01] | [10.0, 3.64, 0.854, 0.281, 0.1, 0.0531, 0.022, 0.01] | 0 | [150.0, 170.0, 210.0, 250.0, 294.0, 400.0, 500.0, 711.0] | [300.0, 350.0, 450.0, 550.0, 700.0, 850.0, 1200.0, 1752.0]
HV 6.3A | HV 6.3A | 6.3 | 0 | [10.0, 1.39, 0.344, 0.168, 0.1, 0.056, 0.0263, 0.01] | [10.0, 1.711, 0.516, 0.198, 0.1, 0.0634, 0.0303, 0.01] | 0 | [19.0, 19.5, 20.4, 20.8, 22.0, 25.0, 32.0, 48.0] | [38.0, 40.0, 43.0, 48.0, 53.0, 60.0, 75.0, 118.0]
HV 63A | HV 63A | 63 | 0 | [10.0, 2.84, 0.368, 0.164, 0.1, 0.0621, 0.0378, 0.0195, 0.01] | [10.0, 1.82, 0.344, 0.1, 0.0467, 0.0269, 0.01] | 0 | [189.0, 220.0, 300.0, 350.0, 393.0, 450.0, 530.0, 700.0, 961.0] | [378.0, 500.0, 700.0, 934.0, 1200.0, 1500.0, 2366.0]
HV 80A | HV 80A | 80 | 0 | [10.0, 2.05, 0.369, 0.198, 0.1, 0.051, 0.0298, 0.01] | [10.0, 4.15, 1.03, 0.198, 0.1, 0.051, 0.0172, 0.01] | 0 | [240.0, 300.0, 400.0, 450.0, 530.0, 650.0, 800.0, 1311.0] | [480.0, 550.0, 700.0, 1000.0, 1260.0, 1600.0, 2500.0, 3227.0]
Siemens NH-1-100 | Siemens NH-1-100 | 100 | [5400.0, 2000.0, 400.0, 20.0, 1.0, 0.2, 0.012, 0.004] | 0 | 0 | [150.0, 190.0, 250.0, 430.0, 900.0, 1250.0, 2700.0, 3600.0] | 0 | 0
Siemens NH-1-125 | Siemens NH-1-125 | 125 | [4800.0, 120.0, 7.0, 0.1, 0.004] | 0 | 0 | [180.0, 400.0, 740.0, 2000.0, 4250.0] | 0 | 0
Siemens NH-1-16 | Siemens NH-1-16 | 16 | [4000.0, 400.0, 2.0, 0.1, 0.04, 0.01] | 0 | 0 | [26.0, 35.0, 75.0, 150.0, 200.0, 300.0] | 0 | 0
Siemens NH-1-160 | Siemens NH-1-160 | 160 | [4800.0, 120.0, 7.0, 0.1, 0.004] | 0 | 0 | [210.0, 500.0, 900.0, 2300.0, 5000.0] | 0 | 0
Siemens NH-1-25 | Siemens NH-1-25 | 25 | [4000.0, 1000.0, 10.0, 0.2, 0.02, 0.01] | 0 | 0 | [40.0, 50.0, 100.0, 210.0, 400.0, 500.0] | 0 | 0
Siemens NH-1-50 | Siemens NH-1-50 | 50 | [4000.0, 40.0, 4.0, 1.0, 0.02, 0.01] | 0 | 0 | [86.0, 200.0, 300.0, 400.0, 1000.0, 1280.0] | 0 | 0
Siemens NH-1-63 | Siemens NH-1-63 | 63 | [4000.0, 100.0, 10.0, 2.0, 0.04, 0.01] | 0 | 0 | [100.0, 200.0, 300.0, 400.0, 1000.0, 1500.0] | 0 | 0
Siemens NH-1-80 | Siemens NH-1-80 | 80 | [4800.0, 120.0, 7.0, 0.1, 0.01] | 0 | 0 | [150.58, 250.0, 450.0, 1150.0, 2470.0] | 0 | 0
Siemens NH-2-1000 | Siemens NH-2-1000 | 1000 | [4800.0, 120.0, 7.0, 0.1, 0.004] | 0 | 0 | [1900.0, 3500.0, 8400.0, 24000.0, 52000.0] | 0 | 0
Siemens NH-2-200 | Siemens NH-2-200 | 200 | [4800.0, 120.0, 7.0, 0.1, 0.004] | 0 | 0 | [280.0, 650.0, 1200.0, 3000.0, 7000.0] | 0 | 0
Siemens NH-2-224 | Siemens NH-2-224 | 224 | [4800.0, 120.0, 7.0, 0.2, 0.04, 0.004] | 0 | 0 | [400.0, 750.0, 1453.0, 3025.0, 4315.0, 7600.0] | 0 | 0
Siemens NH-2-250 | Siemens NH-2-250 | 250 | [4800.0, 120.0, 7.0, 0.1, 0.004] | 0 | 0 | [450.0, 800.0, 1650.0, 4000.0, 8500.0] | 0 | 0
Siemens NH-2-315 | Siemens NH-2-315 | 315 | [4800.0, 120.0, 7.0, 0.1, 0.004] | 0 | 0 | [550.0, 920.0, 1900.0, 5000.0, 11000.0] | 0 | 0
Siemens NH-2-355 | Siemens NH-2-355 | 355 | [4800.0, 120.0, 6.0, 0.1, 0.004] | 0 | 0 | [650.0, 1116.27, 2350.0, 5840.0, 12790.0] | 0 | 0
Siemens NH-2-400 | Siemens NH-2-400 | 400 | [4800.0, 120.0, 7.0, 0.1, 0.004] | 0 | 0 | [720.0, 1350.0, 2800.0, 6500.0, 15000.0] | 0 | 0
Siemens NH-2-425 | Siemens NH-2-425 | 425 | [4800.0, 120.0, 7.0, 0.1, 0.004] | 0 | 0 | [850.0, 1500.0, 3050.0, 7500.0, 16500.0] | 0 | 0
Siemens NH-2-630 | Siemens NH-2-630 | 630 | [4800.0, 120.0, 7.0, 0.1, 0.004] | 0 | 0 | [1200.0, 2000.0, 4800.0, 12000.0, 26000.0] | 0 | 0

## dtypes
| element | column | dtype
0 | bus | name | object
1 | bus | vn_kv | float64
2 | bus | type | object
3 | bus | zone | object
4 | bus | in_service | bool
5 | load | name | object
6 | load | bus | uint32
7 | load | p_mw | float64
8 | load | q_mvar | float64
9 | load | const_z_percent | float64
10 | load | const_i_percent | float64
11 | load | sn_mva | float64
12 | load | scaling | float64
13 | load | in_service | bool
14 | load | type | object
15 | ext_grid | name | object
16 | ext_grid | bus | uint32
17 | ext_grid | vm_pu | float64
18 | ext_grid | va_degree | float64
19 | ext_grid | slack_weight | float64
20 | ext_grid | in_service | bool
21 | line | name | object
22 | line | std_type | object
23 | line | from_bus | uint32
24 | line | to_bus | uint32
25 | line | length_km | float64
26 | line | r_ohm_per_km | float64
27 | line | x_ohm_per_km | float64
28 | line | c_nf_per_km | float64
29 | line | g_us_per_km | float64
30 | line | max_i_ka | float64
31 | line | df | float64
32 | line | parallel | uint32
33 | line | type | object
34 | line | in_service | bool
35 | trafo | name | object
36 | trafo | std_type | object
37 | trafo | hv_bus | uint32
38 | trafo | lv_bus | uint32
39 | trafo | sn_mva | float64
40 | trafo | vn_hv_kv | float64
41 | trafo | vn_lv_kv | float64
42 | trafo | vk_percent | float64
43 | trafo | vkr_percent | float64
44 | trafo | pfe_kw | float64
45 | trafo | i0_percent | float64
46 | trafo | shift_degree | float64
47 | trafo | tap_side | object
48 | trafo | tap_neutral | int32
49 | trafo | tap_min | int32
50 | trafo | tap_max | int32
51 | trafo | tap_step_percent | float64
52 | trafo | tap_step_degree | float64
53 | trafo | tap_pos | int32
54 | trafo | tap_phase_shifter | bool
55 | trafo | parallel | uint32
56 | trafo | df | float64
57 | trafo | in_service | bool
58 | line_geodata | coords | object
59 | bus_geodata | x | float64
60 | bus_geodata | y | float64
61 | bus_geodata | coords | object

## parameters
| version | format_version | converged | OPF_converged | name | f_hz | sn_mva
0 | 2.14.6 | 2.14.0 | FALSE | FALSE |  | 50 | 1