## bus
| name | vn_kv | type | zone | in_service
0 | bus_LV_4304-7_0_6_node_0 | 0.4 | n |  | TRUE
1 | bus_LV_4304-7_0_6_node_1 | 0.4 | n |  | TRUE
2 | bus_LV_4304-7_0_6_node_2 | 0.4 | n |  | TRUE
3 | bus_LV_4304-7_0_6_node_3 | 0.4 | n |  | TRUE
4 | bus_LV_4304-7_0_6_node_4 | 0.4 | n |  | TRUE
5 | bus_LV_4304-7_0_6_node_21 | 0.4 | n |  | TRUE
6 | bus_LV_4304-7_0_6_node_13 | 0.4 | n |  | TRUE
7 | bus_LV_4304-7_0_6_node_10 | 0.4 | n |  | TRUE
8 | bus_LV_4304-7_0_6_node_22 | 0.4 | n |  | TRUE
9 | bus_LV_4304-7_0_6_node_14 | 0.4 | n |  | TRUE
10 | bus_LV_4304-7_0_6_node_11 | 0.4 | n |  | TRUE
11 | bus_LV_4304-7_0_6_node_5 | 0.4 | n |  | TRUE
12 | bus_LV_4304-7_0_6_node_6 | 0.4 | n |  | TRUE
13 | bus_LV_4304-7_0_6_node_7 | 0.4 | n |  | TRUE
14 | bus_LV_4304-7_0_6_node_8 | 0.4 | n |  | TRUE
15 | bus_LV_4304-7_0_6_node_9 | 0.4 | n |  | TRUE
16 | bus_LV_4304-7_0_6_node_18 | 0.4 | n |  | TRUE
17 | bus_LV_4304-7_0_6_node_47 | 0.4 | n |  | TRUE
18 | bus_LV_4304-7_0_6_node_17 | 0.4 | n |  | TRUE
19 | bus_LV_4304-7_0_6_node_19 | 0.4 | n |  | TRUE
20 | bus_LV_4304-7_0_6_node_20 | 0.4 | n |  | TRUE
21 | bus_LV_4304-7_0_6_node_46 | 0.4 | n |  | TRUE
22 | bus_LV_4304-7_0_6_node_44 | 0.4 | n |  | TRUE
23 | bus_LV_4304-7_0_6_node_30 | 0.4 | n |  | TRUE
24 | bus_LV_4304-7_0_6_node_40 | 0.4 | n |  | TRUE
25 | bus_LV_4304-7_0_6_node_12 | 0.4 | n |  | TRUE
26 | bus_LV_4304-7_0_6_node_15 | 0.4 | n |  | TRUE
27 | bus_LV_4304-7_0_6_node_59 | 0.4 | n |  | TRUE
28 | bus_LV_4304-7_0_6_node_57 | 0.4 | n |  | TRUE
29 | bus_LV_4304-7_0_6_node_54 | 0.4 | n |  | TRUE
30 | bus_LV_4304-7_0_6_node_73 | 0.4 | n |  | TRUE
31 | bus_LV_4304-7_0_6_node_102 | 0.4 | n |  | TRUE
32 | bus_LV_4304-7_0_6_node_55 | 0.4 | n |  | TRUE
33 | bus_LV_4304-7_0_6_node_45 | 0.4 | n |  | TRUE
34 | bus_LV_4304-7_0_6_node_29 | 0.4 | n |  | TRUE
35 | bus_LV_4304-7_0_6_node_23 | 0.4 | n |  | TRUE
36 | bus_LV_4304-7_0_6_node_32 | 0.4 | n |  | TRUE
37 | bus_LV_4304-7_0_6_node_35 | 0.4 | n |  | TRUE
38 | bus_LV_4304-7_0_6_node_48 | 0.4 | n |  | TRUE
39 | bus_LV_4304-7_0_6_node_28 | 0.4 | n |  | TRUE
40 | bus_LV_4304-7_0_6_node_24 | 0.4 | n |  | TRUE
41 | bus_LV_4304-7_0_6_node_25 | 0.4 | n |  | TRUE
42 | bus_LV_4304-7_0_6_node_26 | 0.4 | n |  | TRUE
43 | bus_LV_4304-7_0_6_node_27 | 0.4 | n |  | TRUE
44 | bus_LV_4304-7_0_6_node_41 | 0.4 | n |  | TRUE
45 | bus_LV_4304-7_0_6_node_42 | 0.4 | n |  | TRUE
46 | bus_LV_4304-7_0_6_node_43 | 0.4 | n |  | TRUE
47 | bus_LV_4304-7_0_6_node_33 | 0.4 | n |  | TRUE
48 | bus_LV_4304-7_0_6_node_186 | 0.4 | n |  | TRUE
49 | bus_LV_4304-7_0_6_node_80 | 0.4 | n |  | TRUE
50 | bus_LV_4304-7_0_6_node_37 | 0.4 | n |  | TRUE
51 | bus_LV_4304-7_0_6_node_38 | 0.4 | n |  | TRUE
52 | bus_LV_4304-7_0_6_node_39 | 0.4 | n |  | TRUE
53 | bus_LV_4304-7_0_6_node_34 | 0.4 | n |  | TRUE
54 | bus_LV_4304-7_0_6_node_49 | 0.4 | n |  | TRUE
55 | bus_LV_4304-7_0_6_node_188 | 0.4 | n |  | TRUE
56 | bus_LV_4304-7_0_6_node_101 | 0.4 | n |  | TRUE
57 | bus_LV_4304-7_0_6_node_50 | 0.4 | n |  | TRUE
58 | bus_LV_4304-7_0_6_node_51 | 0.4 | n |  | TRUE
59 | bus_LV_4304-7_0_6_node_52 | 0.4 | n |  | TRUE
60 | bus_LV_4304-7_0_6_node_53 | 0.4 | n |  | TRUE
61 | bus_LV_4304-7_0_6_node_166 | 0.4 | n |  | TRUE
62 | bus_LV_4304-7_0_6_node_182 | 0.4 | n |  | TRUE
63 | bus_LV_4304-7_0_6_node_70 | 0.4 | n |  | TRUE
64 | bus_LV_4304-7_0_6_node_56 | 0.4 | n |  | TRUE
65 | bus_LV_4304-7_0_6_node_58 | 0.4 | n |  | TRUE
66 | bus_LV_4304-7_0_6_node_61 | 0.4 | n |  | TRUE
67 | bus_LV_4304-7_0_6_node_62 | 0.4 | n |  | TRUE
68 | bus_LV_4304-7_0_6_node_63 | 0.4 | n |  | TRUE
69 | bus_LV_4304-7_0_6_node_74 | 0.4 | n |  | TRUE
70 | bus_LV_4304-7_0_6_node_189 | 0.4 | n |  | TRUE
71 | bus_LV_4304-7_0_6_node_64 | 0.4 | n |  | TRUE
72 | bus_LV_4304-7_0_6_node_65 | 0.4 | n |  | TRUE
73 | bus_LV_4304-7_0_6_node_66 | 0.4 | n |  | TRUE
74 | bus_LV_4304-7_0_6_node_67 | 0.4 | n |  | TRUE
75 | bus_LV_4304-7_0_6_node_136 | 0.4 | n |  | TRUE
76 | bus_LV_4304-7_0_6_node_129 | 0.4 | n |  | TRUE
77 | bus_LV_4304-7_0_6_node_68 | 0.4 | n |  | TRUE
78 | bus_LV_4304-7_0_6_node_69 | 0.4 | n |  | TRUE
79 | bus_LV_4304-7_0_6_node_71 | 0.4 | n |  | TRUE
80 | bus_LV_4304-7_0_6_node_72 | 0.4 | n |  | TRUE
81 | bus_LV_4304-7_0_6_node_184 | 0.4 | n |  | TRUE
82 | bus_LV_4304-7_0_6_node_192 | 0.4 | n |  | TRUE
83 | bus_LV_4304-7_0_6_node_198 | 0.4 | n |  | TRUE
84 | bus_LV_4304-7_0_6_node_183 | 0.4 | n |  | TRUE
85 | bus_LV_4304-7_0_6_node_191 | 0.4 | n |  | TRUE
86 | bus_LV_4304-7_0_6_node_181 | 0.4 | n |  | TRUE
87 | bus_LV_4304-7_0_6_node_190 | 0.4 | n |  | TRUE
88 | bus_LV_4304-7_0_6_node_75 | 0.4 | n |  | TRUE
89 | bus_LV_4304-7_0_6_node_76 | 0.4 | n |  | TRUE
90 | bus_LV_4304-7_0_6_node_77 | 0.4 | n |  | TRUE
91 | bus_LV_4304-7_0_6_node_78 | 0.4 | n |  | TRUE
92 | bus_LV_4304-7_0_6_node_79 | 0.4 | n |  | TRUE
93 | bus_LV_4304-7_0_6_node_99 | 0.4 | n |  | TRUE
94 | bus_LV_4304-7_0_6_node_105 | 0.4 | n |  | TRUE
95 | bus_LV_4304-7_0_6_node_168 | 0.4 | n |  | TRUE
96 | bus_LV_4304-7_0_6_node_97 | 0.4 | n |  | TRUE
97 | bus_LV_4304-7_0_6_node_103 | 0.4 | n |  | TRUE
98 | bus_LV_4304-7_0_6_node_143 | 0.4 | n |  | TRUE
99 | bus_LV_4304-7_0_6_node_81 | 0.4 | n |  | TRUE
100 | bus_LV_4304-7_0_6_node_82 | 0.4 | n |  | TRUE
101 | bus_LV_4304-7_0_6_node_83 | 0.4 | n |  | TRUE
102 | bus_LV_4304-7_0_6_node_84 | 0.4 | n |  | TRUE
103 | bus_LV_4304-7_0_6_node_85 | 0.4 | n |  | TRUE
104 | bus_LV_4304-7_0_6_node_109 | 0.4 | n |  | TRUE
105 | bus_LV_4304-7_0_6_node_107 | 0.4 | n |  | TRUE
106 | bus_LV_4304-7_0_6_node_149 | 0.4 | n |  | TRUE
107 | bus_LV_4304-7_0_6_node_108 | 0.4 | n |  | TRUE
108 | bus_LV_4304-7_0_6_node_86 | 0.4 | n |  | TRUE
109 | bus_LV_4304-7_0_6_node_87 | 0.4 | n |  | TRUE
110 | bus_LV_4304-7_0_6_node_88 | 0.4 | n |  | TRUE
111 | bus_LV_4304-7_0_6_node_89 | 0.4 | n |  | TRUE
112 | bus_LV_4304-7_0_6_node_187 | 0.4 | n |  | TRUE
113 | bus_LV_4304-7_0_6_node_90 | 0.4 | n |  | TRUE
114 | bus_LV_4304-7_0_6_node_91 | 0.4 | n |  | TRUE
115 | bus_LV_4304-7_0_6_node_92 | 0.4 | n |  | TRUE
116 | bus_LV_4304-7_0_6_node_93 | 0.4 | n |  | TRUE
117 | bus_LV_4304-7_0_6_node_94 | 0.4 | n |  | TRUE
118 | bus_LV_4304-7_0_6_node_95 | 0.4 | n |  | TRUE
119 | bus_LV_4304-7_0_6_node_123 | 0.4 | n |  | TRUE
120 | bus_LV_4304-7_0_6_node_134 | 0.4 | n |  | TRUE
121 | bus_LV_4304-7_0_6_node_173 | 0.4 | n |  | TRUE
122 | bus_LV_4304-7_0_6_node_121 | 0.4 | n |  | TRUE
123 | bus_LV_4304-7_0_6_node_132 | 0.4 | n |  | TRUE
124 | bus_LV_4304-7_0_6_node_171 | 0.4 | n |  | TRUE
125 | bus_LV_4304-7_0_6_node_96 | 0.4 | n |  | TRUE
126 | bus_LV_4304-7_0_6_node_98 | 0.4 | n |  | TRUE
127 | bus_LV_4304-7_0_6_node_100 | 0.4 | n |  | TRUE
128 | bus_LV_4304-7_0_6_node_118 | 0.4 | n |  | TRUE
129 | bus_LV_4304-7_0_6_node_116 | 0.4 | n |  | TRUE
130 | bus_LV_4304-7_0_6_node_104 | 0.4 | n |  | TRUE
131 | bus_LV_4304-7_0_6_node_106 | 0.4 | n |  | TRUE
132 | bus_LV_4304-7_0_6_node_174 | 0.4 | n |  | TRUE
133 | bus_LV_4304-7_0_6_node_175 | 0.4 | n |  | TRUE
134 | bus_LV_4304-7_0_6_node_176 | 0.4 | n |  | TRUE
135 | bus_LV_4304-7_0_6_node_150 | 0.4 | n |  | TRUE
136 | bus_LV_4304-7_0_6_node_110 | 0.4 | n |  | TRUE
137 | bus_LV_4304-7_0_6_node_111 | 0.4 | n |  | TRUE
138 | bus_LV_4304-7_0_6_node_112 | 0.4 | n |  | TRUE
139 | bus_LV_4304-7_0_6_node_113 | 0.4 | n |  | TRUE
140 | bus_LV_4304-7_0_6_node_114 | 0.4 | n |  | TRUE
141 | bus_LV_4304-7_0_6_node_199 | 0.4 | n |  | TRUE
142 | bus_LV_4304-7_0_6_node_124 | 0.4 | n |  | TRUE
143 | bus_LV_4304-7_0_6_node_115 | 0.4 | n |  | TRUE
144 | bus_LV_4304-7_0_6_node_117 | 0.4 | n |  | TRUE
145 | bus_LV_4304-7_0_6_node_119 | 0.4 | n |  | TRUE
146 | bus_LV_4304-7_0_6_node_138 | 0.4 | n |  | TRUE
147 | bus_LV_4304-7_0_6_node_154 | 0.4 | n |  | TRUE
148 | bus_LV_4304-7_0_6_node_137 | 0.4 | n |  | TRUE
149 | bus_LV_4304-7_0_6_node_152 | 0.4 | n |  | TRUE
150 | bus_LV_4304-7_0_6_node_120 | 0.4 | n |  | TRUE
151 | bus_LV_4304-7_0_6_node_122 | 0.4 | n |  | TRUE
152 | bus_LV_4304-7_0_6_node_125 | 0.4 | n |  | TRUE
153 | bus_LV_4304-7_0_6_node_194 | 0.4 | n |  | TRUE
154 | bus_LV_4304-7_0_6_node_179 | 0.4 | n |  | TRUE
155 | bus_LV_4304-7_0_6_node_193 | 0.4 | n |  | TRUE
156 | bus_LV_4304-7_0_6_node_178 | 0.4 | n |  | TRUE
157 | bus_LV_4304-7_0_6_node_126 | 0.4 | n |  | TRUE
158 | bus_LV_4304-7_0_6_node_127 | 0.4 | n |  | TRUE
159 | bus_LV_4304-7_0_6_node_128 | 0.4 | n |  | TRUE
160 | bus_LV_4304-7_0_6_node_130 | 0.4 | n |  | TRUE
161 | bus_LV_4304-7_0_6_node_159 | 0.4 | n |  | TRUE
162 | bus_LV_4304-7_0_6_node_160 | 0.4 | n |  | TRUE
163 | bus_LV_4304-7_0_6_node_158 | 0.4 | n |  | TRUE
164 | bus_LV_4304-7_0_6_node_156 | 0.4 | n |  | TRUE
165 | bus_LV_4304-7_0_6_node_131 | 0.4 | n |  | TRUE
166 | bus_LV_4304-7_0_6_node_133 | 0.4 | n |  | TRUE
167 | bus_LV_4304-7_0_6_node_135 | 0.4 | n |  | TRUE
168 | bus_LV_4304-7_0_6_node_141 | 0.4 | n |  | TRUE
169 | bus_LV_4304-7_0_6_node_139 | 0.4 | n |  | TRUE
170 | bus_LV_4304-7_0_6_node_140 | 0.4 | n |  | TRUE
171 | bus_LV_4304-7_0_6_node_142 | 0.4 | n |  | TRUE
172 | bus_LV_4304-7_0_6_node_151 | 0.4 | n |  | TRUE
173 | bus_LV_4304-7_0_6_node_144 | 0.4 | n |  | TRUE
174 | bus_LV_4304-7_0_6_node_145 | 0.4 | n |  | TRUE
175 | bus_LV_4304-7_0_6_node_146 | 0.4 | n |  | TRUE
176 | bus_LV_4304-7_0_6_node_147 | 0.4 | n |  | TRUE
177 | bus_LV_4304-7_0_6_node_148 | 0.4 | n |  | TRUE
178 | bus_LV_4304-7_0_6_node_167 | 0.4 | n |  | TRUE
179 | bus_LV_4304-7_0_6_node_203 | 0.4 | n |  | TRUE
180 | bus_LV_4304-7_0_6_node_177 | 0.4 | n |  | TRUE
181 | bus_LV_4304-7_0_6_node_153 | 0.4 | n |  | TRUE
182 | bus_LV_4304-7_0_6_node_155 | 0.4 | n |  | TRUE
183 | bus_LV_4304-7_0_6_node_161 | 0.4 | n |  | TRUE
184 | bus_LV_4304-7_0_6_node_162 | 0.4 | n |  | TRUE
185 | bus_LV_4304-7_0_6_node_163 | 0.4 | n |  | TRUE
186 | bus_LV_4304-7_0_6_node_164 | 0.4 | n |  | TRUE
187 | bus_LV_4304-7_0_6_node_165 | 0.4 | n |  | TRUE
188 | bus_LV_4304-7_0_6_node_169 | 0.4 | n |  | TRUE
189 | bus_LV_4304-7_0_6_node_170 | 0.4 | n |  | TRUE
190 | bus_LV_4304-7_0_6_node_172 | 0.4 | n |  | TRUE
191 | bus_LV_4304-7_0_6_node_200 | 0.4 | n |  | TRUE
192 | bus_LV_4304-7_0_6_node_196 | 0.4 | n |  | TRUE
193 | bus_LV_4304-7_0_6_node_197 | 0.4 | n |  | TRUE
194 | bus_LV_4304-7_0_6_node_180 | 0.4 | n |  | TRUE
195 | bus_LV_4304-7_0_6_node_185 | 0.4 | n |  | TRUE
196 | bus_LV_4304-7_0_6_node_195 | 0.4 | n |  | TRUE
197 | bus_MV_486_1_node_101 | 20 | n |  | TRUE

## load
| name | bus | p_mw | q_mvar | const_z_percent | const_i_percent | sn_mva | scaling | in_service | type
0 | LV_4304-7_0_6_load_0 | 0 | 0.0019457 | 0.00048763 | 0 | 0 |  | 1 | TRUE | wye
1 | LV_4304-7_0_6_load_1 | 1 | 0.0017595 | 0.00044097 | 0 | 0 |  | 1 | TRUE | wye
2 | LV_4304-7_0_6_load_2 | 2 | 0.0015707 | 0.00039367 | 0 | 0 |  | 1 | TRUE | wye
3 | LV_4304-7_0_6_load_3 | 3 | 0.0029978 | 0.00075131 | 0 | 0 |  | 1 | TRUE | wye
4 | LV_4304-7_0_6_load_21 | 5 | 0.0016087 | 0.00040317 | 0 | 0 |  | 1 | TRUE | wye
5 | LV_4304-7_0_6_load_13 | 6 | 0.0049858 | 0.0012496 | 0 | 0 |  | 1 | TRUE | wye
6 | LV_4304-7_0_6_load_10 | 7 | 0.0022297 | 0.00055882 | 0 | 0 |  | 1 | TRUE | wye
7 | LV_4304-7_0_6_load_22 | 8 | 0.0028518 | 0.00071474 | 0 | 0 |  | 1 | TRUE | wye
8 | LV_4304-7_0_6_load_11 | 10 | 0.0017987 | 0.00045079 | 0 | 0 |  | 1 | TRUE | wye
9 | LV_4304-7_0_6_load_5 | 11 | 0.0015622 | 0.00039153 | 0 | 0 |  | 1 | TRUE | wye
10 | LV_4304-7_0_6_load_6 | 12 | 0.0016985 | 0.00042567 | 0 | 0 |  | 1 | TRUE | wye
11 | LV_4304-7_0_6_load_7 | 13 | 0.001529 | 0.00038321 | 0 | 0 |  | 1 | TRUE | wye
12 | LV_4304-7_0_6_load_8 | 14 | 0.0033456 | 0.00083849 | 0 | 0 |  | 1 | TRUE | wye
13 | LV_4304-7_0_6_load_9 | 15 | 0.0012899 | 0.00032327 | 0 | 0 |  | 1 | TRUE | wye
14 | LV_4304-7_0_6_load_17 | 18 | 0.00103 | 0.00025815 | 0 | 0 |  | 1 | TRUE | wye
15 | LV_4304-7_0_6_load_20 | 20 | 0.00062848 | 0.00015751 | 0 | 0 |  | 1 | TRUE | wye
16 | LV_4304-7_0_6_load_46 | 21 | 0.0007094 | 0.00017779 | 0 | 0 |  | 1 | TRUE | wye
17 | LV_4304-7_0_6_load_44 | 22 | 0.0015806 | 0.00039614 | 0 | 0 |  | 1 | TRUE | wye
18 | LV_4304-7_0_6_load_30 | 23 | 0.009043 | 0.0022664 | 0 | 0 |  | 1 | TRUE | wye
19 | LV_4304-7_0_6_load_40 | 24 | 0.0016047 | 0.00040217 | 0 | 0 |  | 1 | TRUE | wye
20 | LV_4304-7_0_6_load_12 | 25 | 0.0012229 | 0.00030649 | 0 | 0 |  | 1 | TRUE | wye
21 | LV_4304-7_0_6_load_59 | 27 | 0.0058746 | 0.0014723 | 0 | 0 |  | 1 | TRUE | wye
22 | LV_4304-7_0_6_load_57 | 28 | 0.0052362 | 0.0013123 | 0 | 0 |  | 1 | TRUE | wye
23 | LV_4304-7_0_6_load_73 | 30 | 0.0020748 | 0.00051999 | 0 | 0 |  | 1 | TRUE | wye
24 | LV_4304-7_0_6_load_55 | 32 | 0.00057727 | 0.00014468 | 0 | 0 |  | 1 | TRUE | wye
25 | LV_4304-7_0_6_load_45 | 33 | 0.00056059 | 0.0001405 | 0 | 0 |  | 1 | TRUE | wye
26 | LV_4304-7_0_6_load_29 | 34 | 0.0007624 | 0.00019107 | 0 | 0 |  | 1 | TRUE | wye
27 | LV_4304-7_0_6_load_35 | 37 | 0.0029103 | 0.00072938 | 0 | 0 |  | 1 | TRUE | wye
28 | LV_4304-7_0_6_load_48 | 38 | 0.00083337 | 0.00020886 | 0 | 0 |  | 1 | TRUE | wye
29 | LV_4304-7_0_6_load_24 | 40 | 0.00065653 | 0.00016454 | 0 | 0 |  | 1 | TRUE | wye
30 | LV_4304-7_0_6_load_25 | 41 | 0.0012239 | 0.00030673 | 0 | 0 |  | 1 | TRUE | wye
31 | LV_4304-7_0_6_load_26 | 42 | 0.0012654 | 0.00031715 | 0 | 0 |  | 1 | TRUE | wye
32 | LV_4304-7_0_6_load_27 | 43 | 0.00094368 | 0.00023651 | 0 | 0 |  | 1 | TRUE | wye
33 | LV_4304-7_0_6_load_43 | 46 | 0.0022061 | 0.0005529 | 0 | 0 |  | 1 | TRUE | wye
34 | LV_4304-7_0_6_load_186 | 48 | 0.001146 | 0.00028722 | 0 | 0 |  | 1 | TRUE | wye
35 | LV_4304-7_0_6_load_80 | 49 | 0.011368 | 0.002849 | 0 | 0 |  | 1 | TRUE | wye
36 | LV_4304-7_0_6_load_37 | 50 | 0.00071268 | 0.00017861 | 0 | 0 |  | 1 | TRUE | wye
37 | LV_4304-7_0_6_load_38 | 51 | 0.00058457 | 0.00014651 | 0 | 0 |  | 1 | TRUE | wye
38 | LV_4304-7_0_6_load_39 | 52 | 0.00069968 | 0.00017536 | 0 | 0 |  | 1 | TRUE | wye
39 | LV_4304-7_0_6_load_34 | 53 | 0.0022823 | 0.00057199 | 0 | 0 |  | 1 | TRUE | wye
40 | LV_4304-7_0_6_load_49 | 54 | 0.0016589 | 0.00041577 | 0 | 0 |  | 1 | TRUE | wye
41 | LV_4304-7_0_6_load_188 | 55 | 0.00066345 | 0.00016628 | 0 | 0 |  | 1 | TRUE | wye
42 | LV_4304-7_0_6_load_101 | 56 | 0.001156 | 0.00028973 | 0 | 0 |  | 1 | TRUE | wye
43 | LV_4304-7_0_6_load_50 | 57 | 0.00092303 | 0.00023133 | 0 | 0 |  | 1 | TRUE | wye
44 | LV_4304-7_0_6_load_51 | 58 | 0.0055158 | 0.0013824 | 0 | 0 |  | 1 | TRUE | wye
45 | LV_4304-7_0_6_load_52 | 59 | 0.0051383 | 0.0012878 | 0 | 0 |  | 1 | TRUE | wye
46 | LV_4304-7_0_6_load_182 | 62 | 0.0018403 | 0.00046122 | 0 | 0 |  | 1 | TRUE | wye
47 | LV_4304-7_0_6_load_56 | 64 | 0.0042772 | 0.001072 | 0 | 0 |  | 1 | TRUE | wye
48 | LV_4304-7_0_6_load_58 | 65 | 0.0043154 | 0.0010815 | 0 | 0 |  | 1 | TRUE | wye
49 | LV_4304-7_0_6_load_61 | 66 | 0.0010045 | 0.00025176 | 0 | 0 |  | 1 | TRUE | wye
50 | LV_4304-7_0_6_load_62 | 67 | 0.001617 | 0.00040526 | 0 | 0 |  | 1 | TRUE | wye
51 | LV_4304-7_0_6_load_63 | 68 | 0.0046806 | 0.0011731 | 0 | 0 |  | 1 | TRUE | wye
52 | LV_4304-7_0_6_load_74 | 69 | 0.0029226 | 0.00073248 | 0 | 0 |  | 1 | TRUE | wye
53 | LV_4304-7_0_6_load_64 | 71 | 0.0015062 | 0.0003775 | 0 | 0 |  | 1 | TRUE | wye
54 | LV_4304-7_0_6_load_65 | 72 | 0.001978 | 0.00049573 | 0 | 0 |  | 1 | TRUE | wye
55 | LV_4304-7_0_6_load_66 | 73 | 0.0020554 | 0.00051513 | 0 | 0 |  | 1 | TRUE | wye
56 | LV_4304-7_0_6_load_67 | 74 | 0.0022105 | 0.00055401 | 0 | 0 |  | 1 | TRUE | wye
57 | LV_4304-7_0_6_load_136 | 75 | 0.0010722 | 0.00026871 | 0 | 0 |  | 1 | TRUE | wye
58 | LV_4304-7_0_6_load_129 | 76 | 0.001379 | 0.0003456 | 0 | 0 |  | 1 | TRUE | wye
59 | LV_4304-7_0_6_load_68 | 77 | 0.0030463 | 0.00076348 | 0 | 0 |  | 1 | TRUE | wye
60 | LV_4304-7_0_6_load_69 | 78 | 0.0060588 | 0.0015185 | 0 | 0 |  | 1 | TRUE | wye
61 | LV_4304-7_0_6_load_72 | 80 | 0.0032388 | 0.00081171 | 0 | 0 |  | 1 | TRUE | wye
62 | LV_4304-7_0_6_load_192 | 82 | 0.0066214 | 0.0016595 | 0 | 0 |  | 1 | TRUE | wye
63 | LV_4304-7_0_6_load_198 | 83 | 0.0059569 | 0.0014929 | 0 | 0 |  | 1 | TRUE | wye
64 | LV_4304-7_0_6_load_183 | 84 | 0.0044058 | 0.0011042 | 0 | 0 |  | 1 | TRUE | wye
65 | LV_4304-7_0_6_load_191 | 85 | 0.0030279 | 0.00075885 | 0 | 0 |  | 1 | TRUE | wye
66 | LV_4304-7_0_6_load_181 | 86 | 0.0043022 | 0.0010782 | 0 | 0 |  | 1 | TRUE | wye
67 | LV_4304-7_0_6_load_190 | 87 | 0.0042607 | 0.0010678 | 0 | 0 |  | 1 | TRUE | wye
68 | LV_4304-7_0_6_load_75 | 88 | 0.0014663 | 0.00036748 | 0 | 0 |  | 1 | TRUE | wye
69 | LV_4304-7_0_6_load_76 | 89 | 0.0019737 | 0.00049465 | 0 | 0 |  | 1 | TRUE | wye
70 | LV_4304-7_0_6_load_77 | 90 | 0.0055233 | 0.0013843 | 0 | 0 |  | 1 | TRUE | wye
71 | LV_4304-7_0_6_load_78 | 91 | 0.0021212 | 0.00053163 | 0 | 0 |  | 1 | TRUE | wye
72 | LV_4304-7_0_6_load_99 | 93 | 0.0013122 | 0.00032888 | 0 | 0 |  | 1 | TRUE | wye
73 | LV_4304-7_0_6_load_105 | 94 | 0.004666 | 0.0011694 | 0 | 0 |  | 1 | TRUE | wye
74 | LV_4304-7_0_6_load_168 | 95 | 0.00095919 | 0.0002404 | 0 | 0 |  | 1 | TRUE | wye
75 | LV_4304-7_0_6_load_97 | 96 | 0.0018557 | 0.00046508 | 0 | 0 |  | 1 | TRUE | wye
76 | LV_4304-7_0_6_load_103 | 97 | 0.0022728 | 0.00056961 | 0 | 0 |  | 1 | TRUE | wye
77 | LV_4304-7_0_6_load_81 | 99 | 0.0023865 | 0.00059811 | 0 | 0 |  | 1 | TRUE | wye
78 | LV_4304-7_0_6_load_82 | 100 | 0.00482 | 0.001208 | 0 | 0 |  | 1 | TRUE | wye
79 | LV_4304-7_0_6_load_83 | 101 | 0.0048816 | 0.0012234 | 0 | 0 |  | 1 | TRUE | wye
80 | LV_4304-7_0_6_load_84 | 102 | 0.0020475 | 0.00051316 | 0 | 0 |  | 1 | TRUE | wye
81 | LV_4304-7_0_6_load_85 | 103 | 0.0047482 | 0.00119 | 0 | 0 |  | 1 | TRUE | wye
82 | LV_4304-7_0_6_load_109 | 104 | 0.0043085 | 0.0010798 | 0 | 0 |  | 1 | TRUE | wye
83 | LV_4304-7_0_6_load_107 | 105 | 0.00088775 | 0.00022249 | 0 | 0 |  | 1 | TRUE | wye
84 | LV_4304-7_0_6_load_149 | 106 | 0.0047306 | 0.0011856 | 0 | 0 |  | 1 | TRUE | wye
85 | LV_4304-7_0_6_load_108 | 107 | 0.001915 | 0.00047994 | 0 | 0 |  | 1 | TRUE | wye
86 | LV_4304-7_0_6_load_86 | 108 | 0.00088797 | 0.00022255 | 0 | 0 |  | 1 | TRUE | wye
87 | LV_4304-7_0_6_load_88 | 110 | 0.017123 | 0.0042914 | 0 | 0 |  | 1 | TRUE | wye
88 | LV_4304-7_0_6_load_89 | 111 | 0.00074881 | 0.00018767 | 0 | 0 |  | 1 | TRUE | wye
89 | LV_4304-7_0_6_load_187 | 112 | 0.00079977 | 0.00020044 | 0 | 0 |  | 1 | TRUE | wye
90 | LV_4304-7_0_6_load_90 | 113 | 0.0015768 | 0.00039518 | 0 | 0 |  | 1 | TRUE | wye
91 | LV_4304-7_0_6_load_91 | 114 | 0.0013944 | 0.00034946 | 0 | 0 |  | 1 | TRUE | wye
92 | LV_4304-7_0_6_load_93 | 116 | 0.0010419 | 0.00026113 | 0 | 0 |  | 1 | TRUE | wye
93 | LV_4304-7_0_6_load_95 | 118 | 0.0011048 | 0.0002769 | 0 | 0 |  | 1 | TRUE | wye
94 | LV_4304-7_0_6_load_123 | 119 | 0.0022735 | 0.00056979 | 0 | 0 |  | 1 | TRUE | wye
95 | LV_4304-7_0_6_load_134 | 120 | 0.0018777 | 0.00047059 | 0 | 0 |  | 1 | TRUE | wye
96 | LV_4304-7_0_6_load_173 | 121 | 0.0022878 | 0.00057338 | 0 | 0 |  | 1 | TRUE | wye
97 | LV_4304-7_0_6_load_121 | 122 | 0.0016598 | 0.00041598 | 0 | 0 |  | 1 | TRUE | wye
98 | LV_4304-7_0_6_load_132 | 123 | 0.0045115 | 0.0011307 | 0 | 0 |  | 1 | TRUE | wye
99 | LV_4304-7_0_6_load_171 | 124 | 0.0018266 | 0.00045778 | 0 | 0 |  | 1 | TRUE | wye
100 | LV_4304-7_0_6_load_96 | 125 | 0.002955 | 0.0007406 | 0 | 0 |  | 1 | TRUE | wye
101 | LV_4304-7_0_6_load_98 | 126 | 0.00046024 | 0.00011535 | 0 | 0 |  | 1 | TRUE | wye
102 | LV_4304-7_0_6_load_100 | 127 | 0.0018684 | 0.00046825 | 0 | 0 |  | 1 | TRUE | wye
103 | LV_4304-7_0_6_load_118 | 128 | 0.00088645 | 0.00022217 | 0 | 0 |  | 1 | TRUE | wye
104 | LV_4304-7_0_6_load_116 | 129 | 0.0010704 | 0.00026826 | 0 | 0 |  | 1 | TRUE | wye
105 | LV_4304-7_0_6_load_104 | 130 | 0.0016107 | 0.00040368 | 0 | 0 |  | 1 | TRUE | wye
106 | LV_4304-7_0_6_load_106 | 131 | 0.00087543 | 0.0002194 | 0 | 0 |  | 1 | TRUE | wye
107 | LV_4304-7_0_6_load_176 | 134 | 0.0033881 | 0.00084914 | 0 | 0 |  | 1 | TRUE | wye
108 | LV_4304-7_0_6_load_150 | 135 | 0.0033187 | 0.00083175 | 0 | 0 |  | 1 | TRUE | wye
109 | LV_4304-7_0_6_load_110 | 136 | 0.0013628 | 0.00034155 | 0 | 0 |  | 1 | TRUE | wye
110 | LV_4304-7_0_6_load_111 | 137 | 0.0015917 | 0.00039891 | 0 | 0 |  | 1 | TRUE | wye
111 | LV_4304-7_0_6_load_112 | 138 | 0.0010334 | 0.00025899 | 0 | 0 |  | 1 | TRUE | wye
112 | LV_4304-7_0_6_load_113 | 139 | 0.0013119 | 0.00032878 | 0 | 0 |  | 1 | TRUE | wye
113 | LV_4304-7_0_6_load_114 | 140 | 0.00099465 | 0.00024928 | 0 | 0 |  | 1 | TRUE | wye
114 | LV_4304-7_0_6_load_199 | 141 | 0.0020964 | 0.00052542 | 0 | 0 |  | 1 | TRUE | wye
115 | LV_4304-7_0_6_load_115 | 143 | 0.0024847 | 0.00062272 | 0 | 0 |  | 1 | TRUE | wye
116 | LV_4304-7_0_6_load_117 | 144 | 0.00096444 | 0.00024171 | 0 | 0 |  | 1 | TRUE | wye
117 | LV_4304-7_0_6_load_138 | 146 | 0.00066329 | 0.00016624 | 0 | 0 |  | 1 | TRUE | wye
118 | LV_4304-7_0_6_load_154 | 147 | 0.00208 | 0.00052129 | 0 | 0 |  | 1 | TRUE | wye
119 | LV_4304-7_0_6_load_137 | 148 | 0.0011526 | 0.00028886 | 0 | 0 |  | 1 | TRUE | wye
120 | LV_4304-7_0_6_load_152 | 149 | 0.00074917 | 0.00018776 | 0 | 0 |  | 1 | TRUE | wye
121 | LV_4304-7_0_6_load_120 | 150 | 0.001805 | 0.00045237 | 0 | 0 |  | 1 | TRUE | wye
122 | LV_4304-7_0_6_load_125 | 152 | 0.0017924 | 0.00044921 | 0 | 0 |  | 1 | TRUE | wye
123 | LV_4304-7_0_6_load_194 | 153 | 0.0023857 | 0.00059791 | 0 | 0 |  | 1 | TRUE | wye
124 | LV_4304-7_0_6_load_179 | 154 | 0.00099541 | 0.00024947 | 0 | 0 |  | 1 | TRUE | wye
125 | LV_4304-7_0_6_load_193 | 155 | 0.0055842 | 0.0013995 | 0 | 0 |  | 1 | TRUE | wye
126 | LV_4304-7_0_6_load_178 | 156 | 0.0019274 | 0.00048304 | 0 | 0 |  | 1 | TRUE | wye
127 | LV_4304-7_0_6_load_126 | 157 | 0.0018517 | 0.00046407 | 0 | 0 |  | 1 | TRUE | wye
128 | LV_4304-7_0_6_load_127 | 158 | 0.0025809 | 0.00064683 | 0 | 0 |  | 1 | TRUE | wye
129 | LV_4304-7_0_6_load_128 | 159 | 0.0026495 | 0.00066403 | 0 | 0 |  | 1 | TRUE | wye
130 | LV_4304-7_0_6_load_130 | 160 | 0.0027161 | 0.00068073 | 0 | 0 |  | 1 | TRUE | wye
131 | LV_4304-7_0_6_load_160 | 162 | 0.0014798 | 0.00037086 | 0 | 0 |  | 1 | TRUE | wye
132 | LV_4304-7_0_6_load_158 | 163 | 0.0032633 | 0.00081787 | 0 | 0 |  | 1 | TRUE | wye
133 | LV_4304-7_0_6_load_156 | 164 | 0.0014196 | 0.0003558 | 0 | 0 |  | 1 | TRUE | wye
134 | LV_4304-7_0_6_load_131 | 165 | 0.00099921 | 0.00025043 | 0 | 0 |  | 1 | TRUE | wye
135 | LV_4304-7_0_6_load_133 | 166 | 0.0058736 | 0.0014721 | 0 | 0 |  | 1 | TRUE | wye
136 | LV_4304-7_0_6_load_135 | 167 | 0.0021919 | 0.00054934 | 0 | 0 |  | 1 | TRUE | wye
137 | LV_4304-7_0_6_load_139 | 169 | 0.002277 | 0.00057067 | 0 | 0 |  | 1 | TRUE | wye
138 | LV_4304-7_0_6_load_140 | 170 | 0.004133 | 0.0010358 | 0 | 0 |  | 1 | TRUE | wye
139 | LV_4304-7_0_6_load_142 | 171 | 0.0041118 | 0.0010305 | 0 | 0 |  | 1 | TRUE | wye
140 | LV_4304-7_0_6_load_151 | 172 | 0.0019657 | 0.00049265 | 0 | 0 |  | 1 | TRUE | wye
141 | LV_4304-7_0_6_load_144 | 173 | 0.0012607 | 0.00031597 | 0 | 0 |  | 1 | TRUE | wye
142 | LV_4304-7_0_6_load_145 | 174 | 0.0013466 | 0.00033748 | 0 | 0 |  | 1 | TRUE | wye
143 | LV_4304-7_0_6_load_146 | 175 | 0.0011491 | 0.00028799 | 0 | 0 |  | 1 | TRUE | wye
144 | LV_4304-7_0_6_load_148 | 177 | 0.0019024 | 0.00047679 | 0 | 0 |  | 1 | TRUE | wye
145 | LV_4304-7_0_6_load_203 | 179 | 0.0074591 | 0.0018694 | 0 | 0 |  | 1 | TRUE | wye
146 | LV_4304-7_0_6_load_177 | 180 | 0.0054659 | 0.0013699 | 0 | 0 |  | 1 | TRUE | wye
147 | LV_4304-7_0_6_load_153 | 181 | 0.0011639 | 0.0002917 | 0 | 0 |  | 1 | TRUE | wye
148 | LV_4304-7_0_6_load_155 | 182 | 0.0010459 | 0.00026213 | 0 | 0 |  | 1 | TRUE | wye
149 | LV_4304-7_0_6_load_161 | 183 | 0.0013959 | 0.00034984 | 0 | 0 |  | 1 | TRUE | wye
150 | LV_4304-7_0_6_load_162 | 184 | 0.0026978 | 0.00067614 | 0 | 0 |  | 1 | TRUE | wye
151 | LV_4304-7_0_6_load_163 | 185 | 0.00132 | 0.00033082 | 0 | 0 |  | 1 | TRUE | wye
152 | LV_4304-7_0_6_load_164 | 186 | 0.0016693 | 0.00041836 | 0 | 0 |  | 1 | TRUE | wye
153 | LV_4304-7_0_6_load_165 | 187 | 0.0018982 | 0.00047572 | 0 | 0 |  | 1 | TRUE | wye
154 | LV_4304-7_0_6_load_169 | 188 | 0.0012903 | 0.00032338 | 0 | 0 |  | 1 | TRUE | wye
155 | LV_4304-7_0_6_load_170 | 189 | 0.0017358 | 0.00043504 | 0 | 0 |  | 1 | TRUE | wye
156 | LV_4304-7_0_6_load_172 | 190 | 0.00129 | 0.00032331 | 0 | 0 |  | 1 | TRUE | wye
157 | LV_4304-7_0_6_load_200 | 191 | 0.0011464 | 0.00028731 | 0 | 0 |  | 1 | TRUE | wye
158 | LV_4304-7_0_6_load_197 | 193 | 0.0039806 | 0.00099764 | 0 | 0 |  | 1 | TRUE | wye
159 | LV_4304-7_0_6_load_180 | 194 | 0.0016429 | 0.00041175 | 0 | 0 |  | 1 | TRUE | wye
160 | LV_4304-7_0_6_load_185 | 195 | 0.0049231 | 0.0012338 | 0 | 0 |  | 1 | TRUE | wye
161 | LV_4304-7_0_6_load_195 | 196 | 0.0045163 | 0.0011319 | 0 | 0 |  | 1 | TRUE | wye

## ext_grid
| name | bus | vm_pu | va_degree | slack_weight | in_service
0 |  | 139 | 1 | 0 | 1 | TRUE

## line
| name | std_type | from_bus | to_bus | length_km | r_ohm_per_km | x_ohm_per_km | c_nf_per_km | g_us_per_km | max_i_ka | df | parallel | type | in_service
0 | LV_4304-7_0_6_line_0 |  | 0 | 1 | 0.014211 | 0.125 | 0.08 | 261 | 0 | 0.364 | 1 | 5 | cs | TRUE
1 | LV_4304-7_0_6_line_1 |  | 0 | 2 | 0.0059629 | 0.125 | 0.08 | 261 | 0 | 0.364 | 1 | 5 | cs | TRUE
2 | LV_4304-7_0_6_line_2 |  | 1 | 3 | 0.003828 | 0.125 | 0.08 | 261 | 0 | 0.364 | 1 | 5 | cs | TRUE
3 | LV_4304-7_0_6_line_3 |  | 2 | 4 | 0.017592 | 0.125 | 0.08 | 261 | 0 | 0.364 | 1 | 5 | cs | TRUE
4 | LV_4304-7_0_6_line_4 |  | 3 | 5 | 0.01801 | 0.125 | 0.08 | 261 | 0 | 0.364 | 1 | 5 | cs | TRUE
5 | LV_4304-7_0_6_line_5 |  | 4 | 6 | 0.026553 | 0.125 | 0.08 | 261 | 0 | 0.364 | 1 | 3 | cs | TRUE
6 | LV_4304-7_0_6_line_6 |  | 4 | 7 | 0.018693 | 0.125 | 0.08 | 261 | 0 | 0.364 | 1 | 1 | cs | TRUE
7 | LV_4304-7_0_6_line_7 |  | 5 | 8 | 0.0010435 | 0.125 | 0.08 | 261 | 0 | 0.364 | 1 | 5 | cs | TRUE
8 | LV_4304-7_0_6_line_8 |  | 6 | 9 | 0.025291 | 0.125 | 0.08 | 261 | 0 | 0.364 | 1 | 1 | cs | TRUE
9 | LV_4304-7_0_6_line_9 |  | 7 | 10 | 0.00022372 | 0.125 | 0.08 | 261 | 0 | 0.364 | 1 | 1 | cs | TRUE
10 | LV_4304-7_0_6_line_10 |  | 8 | 35 | 0.050253 | 0.125 | 0.08 | 261 | 0 | 0.364 | 1 | 5 | cs | TRUE
11 | LV_4304-7_0_6_line_11 |  | 9 | 26 | 0.02127 | 0.125 | 0.08 | 261 | 0 | 0.364 | 1 | 1 | cs | TRUE
12 | LV_4304-7_0_6_line_12 |  | 10 | 25 | 0.0046132 | 0.125 | 0.08 | 261 | 0 | 0.364 | 1 | 1 | cs | TRUE
13 | LV_4304-7_0_6_line_13 |  | 11 | 12 | 0.010495 | 0.125 | 0.08 | 261 | 0 | 0.364 | 1 | 1 | cs | TRUE
14 | LV_4304-7_0_6_line_14 |  | 11 | 13 | 0.011157 | 0.125 | 0.08 | 261 | 0 | 0.364 | 1 | 1 | cs | TRUE
15 | LV_4304-7_0_6_line_15 |  | 12 | 14 | 0.0013389 | 0.125 | 0.08 | 261 | 0 | 0.364 | 1 | 1 | cs | TRUE
16 | LV_4304-7_0_6_line_16 |  | 13 | 15 | 0.07461 | 0.125 | 0.08 | 261 | 0 | 0.364 | 1 | 1 | cs | TRUE
17 | LV_4304-7_0_6_line_17 |  | 13 | 16 | 0.050169 | 0.125 | 0.08 | 261 | 0 | 0.364 | 1 | 1 | cs | TRUE
18 | LV_4304-7_0_6_line_18 |  | 14 | 17 | 0.013928 | 0.125 | 0.08 | 261 | 0 | 0.364 | 1 | 1 | cs | TRUE
19 | LV_4304-7_0_6_line_19 |  | 16 | 19 | 0.024786 | 0.125 | 0.08 | 261 | 0 | 0.364 | 1 | 1 | cs | TRUE
20 | LV_4304-7_0_6_line_20 |  | 16 | 20 | 0.044723 | 0.125 | 0.08 | 261 | 0 | 0.364 | 1 | 1 | cs | TRUE
21 | LV_4304-7_0_6_line_21 |  | 16 | 18 | 0.025134 | 0.125 | 0.08 | 261 | 0 | 0.364 | 1 | 1 | cs | TRUE
22 | LV_4304-7_0_6_line_22 |  | 17 | 24 | 0.016101 | 0.125 | 0.08 | 261 | 0 | 0.364 | 1 | 1 | cs | TRUE
23 | LV_4304-7_0_6_line_23 |  | 19 | 21 | 0.018438 | 0.125 | 0.08 | 261 | 0 | 0.364 | 1 | 1 | cs | TRUE
24 | LV_4304-7_0_6_line_24 |  | 19 | 22 | 0.018588 | 0.125 | 0.08 | 261 | 0 | 0.364 | 1 | 1 | cs | TRUE
25 | LV_4304-7_0_6_line_25 |  | 20 | 23 | 0.036436 | 0.125 | 0.08 | 261 | 0 | 0.364 | 1 | 1 | cs | TRUE
26 | LV_4304-7_0_6_line_26 |  | 21 | 32 | 0.023787 | 0.125 | 0.08 | 261 | 0 | 0.364 | 1 | 1 | cs | TRUE
27 | LV_4304-7_0_6_line_27 |  | 22 | 33 | 0.0033116 | 0.125 | 0.08 | 261 | 0 | 0.364 | 1 | 1 | cs | TRUE
28 | LV_4304-7_0_6_line_28 |  | 23 | 34 | 0.03423 | 0.125 | 0.08 | 261 | 0 | 0.364 | 1 | 1 | cs | TRUE
29 | LV_4304-7_0_6_line_29 |  | 24 | 52 | 0.019569 | 0.125 | 0.08 | 261 | 0 | 0.364 | 1 | 1 | cs | TRUE
30 | LV_4304-7_0_6_line_30 |  | 26 | 27 | 0.017594 | 0.125 | 0.08 | 261 | 0 | 0.364 | 1 | 1 | cs | TRUE
31 | LV_4304-7_0_6_line_31 |  | 27 | 28 | 0.022414 | 0.125 | 0.08 | 261 | 0 | 0.364 | 1 | 1 | cs | TRUE
32 | LV_4304-7_0_6_line_32 |  | 28 | 64 | 0.041511 | 0.125 | 0.08 | 261 | 0 | 0.364 | 1 | 1 | cs | TRUE
33 | LV_4304-7_0_6_line_33 |  | 29 | 30 | 0.11064 | 0.125 | 0.08 | 261 | 0 | 0.364 | 1 | 5 | cs | TRUE
34 | LV_4304-7_0_6_line_34 |  | 29 | 31 | 0.070033 | 0.125 | 0.08 | 261 | 0 | 0.364 | 1 | 5 | cs | TRUE
35 | LV_4304-7_0_6_line_35 |  | 30 | 63 | 0.0073956 | 0.125 | 0.08 | 261 | 0 | 0.364 | 1 | 5 | cs | TRUE
36 | LV_4304-7_0_6_line_36 |  | 31 | 56 | 0.039445 | 0.125 | 0.08 | 261 | 0 | 0.364 | 1 | 1 | cs | TRUE
37 | LV_4304-7_0_6_line_37 |  | 31 | 46 | 0.041327 | 0.125 | 0.08 | 261 | 0 | 0.364 | 1 | 5 | cs | TRUE
38 | LV_4304-7_0_6_line_38 |  | 32 | 45 | 0.03014 | 0.125 | 0.08 | 261 | 0 | 0.364 | 1 | 1 | cs | TRUE
39 | LV_4304-7_0_6_line_39 |  | 35 | 36 | 0.006351 | 0.125 | 0.08 | 261 | 0 | 0.364 | 1 | 5 | cs | TRUE
40 | LV_4304-7_0_6_line_40 |  | 36 | 37 | 0.043155 | 0.125 | 0.08 | 261 | 0 | 0.364 | 1 | 1 | cs | TRUE
41 | LV_4304-7_0_6_line_41 |  | 36 | 38 | 0.038099 | 0.125 | 0.08 | 261 | 0 | 0.364 | 1 | 1 | cs | TRUE
42 | LV_4304-7_0_6_line_42 |  | 36 | 39 | 0.097149 | 0.125 | 0.08 | 261 | 0 | 0.364 | 1 | 5 | cs | TRUE
43 | LV_4304-7_0_6_line_43 |  | 37 | 53 | 0.026671 | 0.125 | 0.08 | 261 | 0 | 0.364 | 1 | 1 | cs | TRUE
44 | LV_4304-7_0_6_line_44 |  | 38 | 54 | 0.02035 | 0.125 | 0.08 | 261 | 0 | 0.364 | 1 | 1 | cs | TRUE
45 | LV_4304-7_0_6_line_45 |  | 39 | 42 | 0.017864 | 0.125 | 0.08 | 261 | 0 | 0.364 | 1 | 5 | cs | TRUE
46 | LV_4304-7_0_6_line_46 |  | 40 | 41 | 0.040859 | 0.125 | 0.08 | 261 | 0 | 0.364 | 1 | 5 | cs | TRUE
47 | LV_4304-7_0_6_line_47 |  | 40 | 42 | 0.056603 | 0.125 | 0.08 | 261 | 0 | 0.364 | 1 | 5 | cs | TRUE
48 | LV_4304-7_0_6_line_48 |  | 41 | 43 | 0.030977 | 0.125 | 0.08 | 261 | 0 | 0.364 | 1 | 5 | cs | TRUE
49 | LV_4304-7_0_6_line_49 |  | 43 | 44 | 0.057906 | 0.125 | 0.08 | 261 | 0 | 0.364 | 1 | 5 | cs | TRUE
50 | LV_4304-7_0_6_line_50 |  | 44 | 45 | 0.01754 | 0.125 | 0.08 | 261 | 0 | 0.364 | 1 | 1 | cs | TRUE
51 | LV_4304-7_0_6_line_51 |  | 44 | 46 | 0.013834 | 0.125 | 0.08 | 261 | 0 | 0.364 | 1 | 5 | cs | TRUE
52 | LV_4304-7_0_6_line_52 |  | 47 | 48 | 0.0028041 | 0.125 | 0.08 | 261 | 0 | 0.364 | 1 | 1 | cs | TRUE
53 | LV_4304-7_0_6_line_53 |  | 47 | 49 | 0.077266 | 0.125 | 0.08 | 261 | 0 | 0.364 | 1 | 1 | cs | TRUE
54 | LV_4304-7_0_6_line_54 |  | 48 | 55 | 0.019049 | 0.125 | 0.08 | 261 | 0 | 0.364 | 1 | 1 | cs | TRUE
55 | LV_4304-7_0_6_line_55 |  | 50 | 51 | 0.020828 | 0.125 | 0.08 | 261 | 0 | 0.364 | 1 | 1 | cs | TRUE
56 | LV_4304-7_0_6_line_56 |  | 50 | 52 | 0.019757 | 0.125 | 0.08 | 261 | 0 | 0.364 | 1 | 1 | cs | TRUE
57 | LV_4304-7_0_6_line_57 |  | 54 | 57 | 0.015746 | 0.125 | 0.08 | 261 | 0 | 0.364 | 1 | 1 | cs | TRUE
58 | LV_4304-7_0_6_line_58 |  | 55 | 112 | 0.037616 | 0.125 | 0.08 | 261 | 0 | 0.364 | 1 | 1 | cs | TRUE
59 | LV_4304-7_0_6_line_59 |  | 56 | 110 | 0.0078322 | 0.125 | 0.08 | 261 | 0 | 0.364 | 1 | 1 | cs | TRUE
60 | LV_4304-7_0_6_line_60 |  | 58 | 59 | 0.021602 | 0.125 | 0.08 | 261 | 0 | 0.364 | 1 | 1 | cs | TRUE
61 | LV_4304-7_0_6_line_61 |  | 59 | 60 | 0.045897 | 0.125 | 0.08 | 261 | 0 | 0.364 | 1 | 1 | cs | TRUE
62 | LV_4304-7_0_6_line_62 |  | 60 | 61 | 0.071653 | 0.125 | 0.08 | 261 | 0 | 0.364 | 1 | 1 | cs | TRUE
63 | LV_4304-7_0_6_line_63 |  | 61 | 62 | 0.054282 | 0.125 | 0.08 | 261 | 0 | 0.364 | 1 | 1 | cs | TRUE
64 | LV_4304-7_0_6_line_64 |  | 62 | 187 | 0.0027603 | 0.125 | 0.08 | 261 | 0 | 0.364 | 1 | 1 | cs | TRUE
65 | LV_4304-7_0_6_line_65 |  | 63 | 79 | 0.022437 | 0.125 | 0.08 | 261 | 0 | 0.364 | 1 | 1 | cs | TRUE
66 | LV_4304-7_0_6_line_66 |  | 63 | 80 | 0.070753 | 0.125 | 0.08 | 261 | 0 | 0.364 | 1 | 5 | cs | TRUE
67 | LV_4304-7_0_6_line_67 |  | 63 | 77 | 0.025857 | 0.125 | 0.08 | 261 | 0 | 0.364 | 1 | 1 | cs | TRUE
68 | LV_4304-7_0_6_line_68 |  | 64 | 65 | 0.00025396 | 0.125 | 0.08 | 261 | 0 | 0.364 | 1 | 1 | cs | TRUE
69 | LV_4304-7_0_6_line_69 |  | 66 | 67 | 0.012896 | 0.125 | 0.08 | 261 | 0 | 0.364 | 1 | 1 | cs | TRUE
70 | LV_4304-7_0_6_line_70 |  | 67 | 68 | 0.019614 | 0.125 | 0.08 | 261 | 0 | 0.364 | 1 | 1 | cs | TRUE
71 | LV_4304-7_0_6_line_71 |  | 68 | 69 | 0.0049378 | 0.125 | 0.08 | 261 | 0 | 0.364 | 1 | 1 | cs | TRUE
72 | LV_4304-7_0_6_line_72 |  | 69 | 70 | 0.014457 | 0.125 | 0.08 | 261 | 0 | 0.364 | 1 | 1 | cs | TRUE
73 | LV_4304-7_0_6_line_73 |  | 70 | 87 | 0.024728 | 0.125 | 0.08 | 261 | 0 | 0.364 | 1 | 1 | cs | TRUE
74 | LV_4304-7_0_6_line_74 |  | 70 | 85 | 0.01732 | 0.125 | 0.08 | 261 | 0 | 0.364 | 1 | 1 | cs | TRUE
75 | LV_4304-7_0_6_line_75 |  | 71 | 72 | 0.0077445 | 0.125 | 0.08 | 261 | 0 | 0.364 | 1 | 1 | cs | TRUE
76 | LV_4304-7_0_6_line_76 |  | 71 | 73 | 0.016833 | 0.125 | 0.08 | 261 | 0 | 0.364 | 1 | 1 | cs | TRUE
77 | LV_4304-7_0_6_line_77 |  | 73 | 74 | 0.023084 | 0.125 | 0.08 | 261 | 0 | 0.364 | 1 | 1 | cs | TRUE
78 | LV_4304-7_0_6_line_78 |  | 74 | 75 | 0.0093031 | 0.125 | 0.08 | 261 | 0 | 0.364 | 1 | 1 | cs | TRUE
79 | LV_4304-7_0_6_line_79 |  | 75 | 76 | 0.010734 | 0.125 | 0.08 | 261 | 0 | 0.364 | 1 | 1 | cs | TRUE
80 | LV_4304-7_0_6_line_80 |  | 76 | 158 | 0.018103 | 0.125 | 0.08 | 261 | 0 | 0.364 | 1 | 1 | cs | TRUE
81 | LV_4304-7_0_6_line_81 |  | 77 | 78 | 0.042493 | 0.125 | 0.08 | 261 | 0 | 0.364 | 1 | 1 | cs | TRUE
82 | LV_4304-7_0_6_line_82 |  | 79 | 81 | 0.018953 | 0.125 | 0.08 | 261 | 0 | 0.364 | 1 | 1 | cs | TRUE
83 | LV_4304-7_0_6_line_83 |  | 79 | 82 | 0.039542 | 0.125 | 0.08 | 261 | 0 | 0.364 | 1 | 1 | cs | TRUE
84 | LV_4304-7_0_6_line_84 |  | 80 | 83 | 0.023679 | 0.125 | 0.08 | 261 | 0 | 0.364 | 1 | 5 | cs | TRUE
85 | LV_4304-7_0_6_line_85 |  | 81 | 84 | 0.0059094 | 0.125 | 0.08 | 261 | 0 | 0.364 | 1 | 1 | cs | TRUE
86 | LV_4304-7_0_6_line_86 |  | 82 | 85 | 0.0019952 | 0.125 | 0.08 | 261 | 0 | 0.364 | 1 | 1 | cs | TRUE
87 | LV_4304-7_0_6_line_87 |  | 83 | 86 | 0.033844 | 0.125 | 0.08 | 261 | 0 | 0.364 | 1 | 5 | cs | TRUE
88 | LV_4304-7_0_6_line_88 |  | 84 | 195 | 0.15471 | 0.125 | 0.08 | 261 | 0 | 0.364 | 1 | 1 | cs | TRUE
89 | LV_4304-7_0_6_line_89 |  | 86 | 194 | 0.065478 | 0.125 | 0.08 | 261 | 0 | 0.364 | 1 | 5 | cs | TRUE
90 | LV_4304-7_0_6_line_90 |  | 88 | 89 | 0.007435 | 0.125 | 0.08 | 261 | 0 | 0.364 | 1 | 1 | cs | TRUE
91 | LV_4304-7_0_6_line_91 |  | 88 | 90 | 0.0083028 | 0.125 | 0.08 | 261 | 0 | 0.364 | 1 | 1 | cs | TRUE
92 | LV_4304-7_0_6_line_92 |  | 89 | 91 | 0.0065876 | 0.125 | 0.08 | 261 | 0 | 0.364 | 1 | 1 | cs | TRUE
93 | LV_4304-7_0_6_line_93 |  | 90 | 92 | 0.01305 | 0.125 | 0.08 | 261 | 0 | 0.364 | 1 | 1 | cs | TRUE
94 | LV_4304-7_0_6_line_94 |  | 91 | 93 | 0.0050782 | 0.125 | 0.08 | 261 | 0 | 0.364 | 1 | 1 | cs | TRUE
95 | LV_4304-7_0_6_line_95 |  | 92 | 94 | 0.0032356 | 0.125 | 0.08 | 261 | 0 | 0.364 | 1 | 1 | cs | TRUE
96 | LV_4304-7_0_6_line_96 |  | 92 | 95 | 0.017497 | 0.125 | 0.08 | 261 | 0 | 0.364 | 1 | 2 | cs | TRUE
97 | LV_4304-7_0_6_line_97 |  | 93 | 96 | 0.0089565 | 0.125 | 0.08 | 261 | 0 | 0.364 | 1 | 1 | cs | TRUE
98 | LV_4304-7_0_6_line_98 |  | 94 | 97 | 0.021563 | 0.125 | 0.08 | 261 | 0 | 0.364 | 1 | 1 | cs | TRUE
99 | LV_4304-7_0_6_line_99 |  | 95 | 98 | 0.028855 | 0.125 | 0.08 | 261 | 0 | 0.364 | 1 | 5 | cs | TRUE
100 | LV_4304-7_0_6_line_100 |  | 96 | 125 | 0.0034642 | 0.125 | 0.08 | 261 | 0 | 0.364 | 1 | 1 | cs | TRUE
101 | LV_4304-7_0_6_line_101 |  | 97 | 130 | 0.0019822 | 0.125 | 0.08 | 261 | 0 | 0.364 | 1 | 1 | cs | TRUE
102 | LV_4304-7_0_6_line_102 |  | 98 | 172 | 0.015337 | 0.125 | 0.08 | 261 | 0 | 0.364 | 1 | 1 | cs | TRUE
103 | LV_4304-7_0_6_line_103 |  | 98 | 168 | 0.043782 | 0.125 | 0.08 | 261 | 0 | 0.364 | 1 | 5 | cs | TRUE
104 | LV_4304-7_0_6_line_104 |  | 99 | 100 | 0.012524 | 0.125 | 0.08 | 261 | 0 | 0.364 | 1 | 1 | cs | TRUE
105 | LV_4304-7_0_6_line_105 |  | 99 | 101 | 0.045284 | 0.125 | 0.08 | 261 | 0 | 0.364 | 1 | 1 | cs | TRUE
106 | LV_4304-7_0_6_line_106 |  | 100 | 102 | 0.010796 | 0.125 | 0.08 | 261 | 0 | 0.364 | 1 | 1 | cs | TRUE
107 | LV_4304-7_0_6_line_107 |  | 101 | 103 | 0.019737 | 0.125 | 0.08 | 261 | 0 | 0.364 | 1 | 1 | cs | TRUE
108 | LV_4304-7_0_6_line_108 |  | 102 | 104 | 0.023552 | 0.125 | 0.08 | 261 | 0 | 0.364 | 1 | 1 | cs | TRUE
109 | LV_4304-7_0_6_line_109 |  | 103 | 105 | 0.0007188 | 0.125 | 0.08 | 261 | 0 | 0.364 | 1 | 1 | cs | TRUE
110 | LV_4304-7_0_6_line_110 |  | 104 | 106 | 0.020616 | 0.125 | 0.08 | 261 | 0 | 0.364 | 1 | 1 | cs | TRUE
111 | LV_4304-7_0_6_line_111 |  | 105 | 107 | 0.020325 | 0.125 | 0.08 | 261 | 0 | 0.364 | 1 | 1 | cs | TRUE
112 | LV_4304-7_0_6_line_112 |  | 106 | 135 | 0.01931 | 0.125 | 0.08 | 261 | 0 | 0.364 | 1 | 1 | cs | TRUE
113 | LV_4304-7_0_6_line_113 |  | 108 | 109 | 0.014707 | 0.125 | 0.08 | 261 | 0 | 0.364 | 1 | 1 | cs | TRUE
114 | LV_4304-7_0_6_line_114 |  | 109 | 110 | 0.020477 | 0.125 | 0.08 | 261 | 0 | 0.364 | 1 | 1 | cs | TRUE
115 | LV_4304-7_0_6_line_115 |  | 109 | 111 | 0.025499 | 0.125 | 0.08 | 261 | 0 | 0.364 | 1 | 1 | cs | TRUE
116 | LV_4304-7_0_6_line_116 |  | 111 | 112 | 0.018193 | 0.125 | 0.08 | 261 | 0 | 0.364 | 1 | 1 | cs | TRUE
117 | LV_4304-7_0_6_line_117 |  | 113 | 114 | 0.0096568 | 0.125 | 0.08 | 261 | 0 | 0.364 | 1 | 5 | cs | TRUE
118 | LV_4304-7_0_6_line_118 |  | 113 | 115 | 0.025599 | 0.125 | 0.08 | 261 | 0 | 0.364 | 1 | 5 | cs | TRUE
119 | LV_4304-7_0_6_line_119 |  | 114 | 116 | 0.0023988 | 0.125 | 0.08 | 261 | 0 | 0.364 | 1 | 5 | cs | TRUE
120 | LV_4304-7_0_6_line_120 |  | 115 | 117 | 0.02691 | 0.125 | 0.08 | 261 | 0 | 0.364 | 1 | 5 | cs | TRUE
121 | LV_4304-7_0_6_line_121 |  | 115 | 118 | 0.040482 | 0.125 | 0.08 | 261 | 0 | 0.364 | 1 | 1 | cs | TRUE
122 | LV_4304-7_0_6_line_122 |  | 116 | 119 | 0.035466 | 0.125 | 0.08 | 261 | 0 | 0.364 | 1 | 5 | cs | TRUE
123 | LV_4304-7_0_6_line_123 |  | 117 | 120 | 0.03202 | 0.125 | 0.08 | 261 | 0 | 0.364 | 1 | 5 | cs | TRUE
124 | LV_4304-7_0_6_line_124 |  | 118 | 121 | 0.021693 | 0.125 | 0.08 | 261 | 0 | 0.364 | 1 | 1 | cs | TRUE
125 | LV_4304-7_0_6_line_125 |  | 119 | 122 | 0.012253 | 0.125 | 0.08 | 261 | 0 | 0.364 | 1 | 5 | cs | TRUE
126 | LV_4304-7_0_6_line_126 |  | 120 | 123 | 0.022325 | 0.125 | 0.08 | 261 | 0 | 0.364 | 1 | 5 | cs | TRUE
127 | LV_4304-7_0_6_line_127 |  | 121 | 124 | 0.0021197 | 0.125 | 0.08 | 261 | 0 | 0.364 | 1 | 1 | cs | TRUE
128 | LV_4304-7_0_6_line_128 |  | 122 | 150 | 0.0084449 | 0.125 | 0.08 | 261 | 0 | 0.364 | 1 | 5 | cs | TRUE
129 | LV_4304-7_0_6_line_129 |  | 123 | 165 | 0.035454 | 0.125 | 0.08 | 261 | 0 | 0.364 | 1 | 5 | cs | TRUE
130 | LV_4304-7_0_6_line_130 |  | 124 | 188 | 0.019865 | 0.125 | 0.08 | 261 | 0 | 0.364 | 1 | 1 | cs | TRUE
131 | LV_4304-7_0_6_line_131 |  | 125 | 126 | 0.0088902 | 0.125 | 0.08 | 261 | 0 | 0.364 | 1 | 1 | cs | TRUE
132 | LV_4304-7_0_6_line_132 |  | 126 | 127 | 0.0043962 | 0.125 | 0.08 | 261 | 0 | 0.364 | 1 | 1 | cs | TRUE
133 | LV_4304-7_0_6_line_133 |  | 127 | 128 | 0.029629 | 0.125 | 0.08 | 261 | 0 | 0.364 | 1 | 1 | cs | TRUE
134 | LV_4304-7_0_6_line_134 |  | 128 | 129 | 0.00074661 | 0.125 | 0.08 | 261 | 0 | 0.364 | 1 | 1 | cs | TRUE
135 | LV_4304-7_0_6_line_135 |  | 129 | 143 | 0.011233 | 0.125 | 0.08 | 261 | 0 | 0.364 | 1 | 1 | cs | TRUE
136 | LV_4304-7_0_6_line_136 |  | 130 | 131 | 0.010803 | 0.125 | 0.08 | 261 | 0 | 0.364 | 1 | 1 | cs | TRUE
137 | LV_4304-7_0_6_line_137 |  | 131 | 132 | 0.026739 | 0.125 | 0.08 | 261 | 0 | 0.364 | 1 | 1 | cs | TRUE
138 | LV_4304-7_0_6_line_138 |  | 132 | 133 | 0.005281 | 0.125 | 0.08 | 261 | 0 | 0.364 | 1 | 1 | cs | TRUE
139 | LV_4304-7_0_6_line_139 |  | 132 | 134 | 0.036527 | 0.125 | 0.08 | 261 | 0 | 0.364 | 1 | 1 | cs | TRUE
140 | LV_4304-7_0_6_line_140 |  | 133 | 180 | 0.04068 | 0.125 | 0.08 | 261 | 0 | 0.364 | 1 | 1 | cs | TRUE
141 | LV_4304-7_0_6_line_141 |  | 133 | 177 | 0.012171 | 0.125 | 0.08 | 261 | 0 | 0.364 | 1 | 1 | cs | TRUE
142 | LV_4304-7_0_6_line_142 |  | 134 | 192 | 0.011423 | 0.125 | 0.08 | 261 | 0 | 0.364 | 1 | 1 | cs | TRUE
143 | LV_4304-7_0_6_line_143 |  | 135 | 172 | 0.0077472 | 0.125 | 0.08 | 261 | 0 | 0.364 | 1 | 1 | cs | TRUE
144 | LV_4304-7_0_6_line_144 |  | 136 | 137 | 0.02603 | 0.125 | 0.08 | 261 | 0 | 0.364 | 1 | 1 | cs | TRUE
145 | LV_4304-7_0_6_line_145 |  | 136 | 138 | 0.001535 | 0.125 | 0.08 | 261 | 0 | 0.364 | 1 | 1 | cs | TRUE
146 | LV_4304-7_0_6_line_146 |  | 137 | 139 | 0.022922 | 0.125 | 0.08 | 261 | 0 | 0.364 | 1 | 1 | cs | TRUE
147 | LV_4304-7_0_6_line_147 |  | 138 | 140 | 0.017468 | 0.125 | 0.08 | 261 | 0 | 0.364 | 1 | 1 | cs | TRUE
148 | LV_4304-7_0_6_line_148 |  | 139 | 141 | 0.021539 | 0.125 | 0.08 | 261 | 0 | 0.364 | 1 | 5 | cs | TRUE
149 | LV_4304-7_0_6_line_149 |  | 141 | 142 | 0.029373 | 0.125 | 0.08 | 261 | 0 | 0.364 | 1 | 5 | cs | TRUE
150 | LV_4304-7_0_6_line_150 |  | 142 | 153 | 0.01188 | 0.125 | 0.08 | 261 | 0 | 0.364 | 1 | 1 | cs | TRUE
151 | LV_4304-7_0_6_line_151 |  | 142 | 151 | 0.080391 | 0.125 | 0.08 | 261 | 0 | 0.364 | 1 | 5 | cs | TRUE
152 | LV_4304-7_0_6_line_152 |  | 143 | 144 | 0.0021775 | 0.125 | 0.08 | 261 | 0 | 0.364 | 1 | 1 | cs | TRUE
153 | LV_4304-7_0_6_line_153 |  | 144 | 145 | 0.023236 | 0.125 | 0.08 | 261 | 0 | 0.364 | 1 | 1 | cs | TRUE
154 | LV_4304-7_0_6_line_154 |  | 145 | 146 | 0.0271 | 0.125 | 0.08 | 261 | 0 | 0.364 | 1 | 1 | cs | TRUE
155 | LV_4304-7_0_6_line_155 |  | 145 | 147 | 0.0084253 | 0.125 | 0.08 | 261 | 0 | 0.364 | 1 | 1 | cs | TRUE
156 | LV_4304-7_0_6_line_156 |  | 146 | 148 | 0.0012251 | 0.125 | 0.08 | 261 | 0 | 0.364 | 1 | 1 | cs | TRUE
157 | LV_4304-7_0_6_line_157 |  | 147 | 149 | 0.021772 | 0.125 | 0.08 | 261 | 0 | 0.364 | 1 | 1 | cs | TRUE
158 | LV_4304-7_0_6_line_158 |  | 149 | 181 | 0.016121 | 0.125 | 0.08 | 261 | 0 | 0.364 | 1 | 1 | cs | TRUE
159 | LV_4304-7_0_6_line_159 |  | 150 | 151 | 0.023711 | 0.125 | 0.08 | 261 | 0 | 0.364 | 1 | 5 | cs | TRUE
160 | LV_4304-7_0_6_line_160 |  | 151 | 152 | 0.0030422 | 0.125 | 0.08 | 261 | 0 | 0.364 | 1 | 5 | cs | TRUE
161 | LV_4304-7_0_6_line_161 |  | 152 | 154 | 0.023581 | 0.125 | 0.08 | 261 | 0 | 0.364 | 1 | 5 | cs | TRUE
162 | LV_4304-7_0_6_line_162 |  | 153 | 155 | 0.037714 | 0.125 | 0.08 | 261 | 0 | 0.364 | 1 | 1 | cs | TRUE
163 | LV_4304-7_0_6_line_163 |  | 154 | 156 | 0.010236 | 0.125 | 0.08 | 261 | 0 | 0.364 | 1 | 5 | cs | TRUE
164 | LV_4304-7_0_6_line_164 |  | 155 | 196 | 0.032108 | 0.125 | 0.08 | 261 | 0 | 0.364 | 1 | 1 | cs | TRUE
165 | LV_4304-7_0_6_line_165 |  | 156 | 194 | 0.029793 | 0.125 | 0.08 | 261 | 0 | 0.364 | 1 | 5 | cs | TRUE
166 | LV_4304-7_0_6_line_166 |  | 157 | 158 | 0.0019081 | 0.125 | 0.08 | 261 | 0 | 0.364 | 1 | 1 | cs | TRUE
167 | LV_4304-7_0_6_line_167 |  | 157 | 159 | 0.018578 | 0.125 | 0.08 | 261 | 0 | 0.364 | 1 | 1 | cs | TRUE
168 | LV_4304-7_0_6_line_168 |  | 159 | 160 | 0.013421 | 0.125 | 0.08 | 261 | 0 | 0.364 | 1 | 1 | cs | TRUE
169 | LV_4304-7_0_6_line_169 |  | 160 | 161 | 0.011112 | 0.125 | 0.08 | 261 | 0 | 0.364 | 1 | 1 | cs | TRUE
170 | LV_4304-7_0_6_line_170 |  | 161 | 162 | 0.097662 | 0.125 | 0.08 | 261 | 0 | 0.364 | 1 | 1 | cs | TRUE
171 | LV_4304-7_0_6_line_171 |  | 161 | 163 | 0.036226 | 0.125 | 0.08 | 261 | 0 | 0.364 | 1 | 1 | cs | TRUE
172 | LV_4304-7_0_6_line_172 |  | 161 | 164 | 0.090523 | 0.125 | 0.08 | 261 | 0 | 0.364 | 1 | 1 | cs | TRUE
173 | LV_4304-7_0_6_line_173 |  | 163 | 171 | 0.022817 | 0.125 | 0.08 | 261 | 0 | 0.364 | 1 | 1 | cs | TRUE
174 | LV_4304-7_0_6_line_174 |  | 164 | 182 | 0.020683 | 0.125 | 0.08 | 261 | 0 | 0.364 | 1 | 1 | cs | TRUE
175 | LV_4304-7_0_6_line_175 |  | 165 | 166 | 0.0038816 | 0.125 | 0.08 | 261 | 0 | 0.364 | 1 | 5 | cs | TRUE
176 | LV_4304-7_0_6_line_176 |  | 166 | 167 | 0.032861 | 0.125 | 0.08 | 261 | 0 | 0.364 | 1 | 5 | cs | TRUE
177 | LV_4304-7_0_6_line_177 |  | 167 | 168 | 0.015607 | 0.125 | 0.08 | 261 | 0 | 0.364 | 1 | 5 | cs | TRUE
178 | LV_4304-7_0_6_line_178 |  | 168 | 169 | 0.028229 | 0.125 | 0.08 | 261 | 0 | 0.364 | 1 | 1 | cs | TRUE
179 | LV_4304-7_0_6_line_179 |  | 169 | 170 | 0.0043633 | 0.125 | 0.08 | 261 | 0 | 0.364 | 1 | 1 | cs | TRUE
180 | LV_4304-7_0_6_line_180 |  | 170 | 171 | 0.038984 | 0.125 | 0.08 | 261 | 0 | 0.364 | 1 | 1 | cs | TRUE
181 | LV_4304-7_0_6_line_181 |  | 173 | 174 | 0.0065477 | 0.125 | 0.08 | 261 | 0 | 0.364 | 1 | 1 | cs | TRUE
182 | LV_4304-7_0_6_line_182 |  | 173 | 175 | 0.0067904 | 0.125 | 0.08 | 261 | 0 | 0.364 | 1 | 1 | cs | TRUE
183 | LV_4304-7_0_6_line_183 |  | 174 | 176 | 0.064261 | 0.125 | 0.08 | 261 | 0 | 0.364 | 1 | 1 | cs | TRUE
184 | LV_4304-7_0_6_line_184 |  | 175 | 177 | 0.015626 | 0.125 | 0.08 | 261 | 0 | 0.364 | 1 | 1 | cs | TRUE
185 | LV_4304-7_0_6_line_185 |  | 176 | 178 | 0.10268 | 0.125 | 0.08 | 261 | 0 | 0.364 | 1 | 1 | cs | TRUE
186 | LV_4304-7_0_6_line_186 |  | 178 | 179 | 0.10035 | 0.125 | 0.08 | 261 | 0 | 0.364 | 1 | 1 | cs | TRUE
187 | LV_4304-7_0_6_line_187 |  | 180 | 186 | 0.06812 | 0.125 | 0.08 | 261 | 0 | 0.364 | 1 | 1 | cs | TRUE
188 | LV_4304-7_0_6_line_188 |  | 183 | 184 | 0.0082265 | 0.125 | 0.08 | 261 | 0 | 0.364 | 1 | 1 | cs | TRUE
189 | LV_4304-7_0_6_line_189 |  | 183 | 185 | 0.010003 | 0.125 | 0.08 | 261 | 0 | 0.364 | 1 | 1 | cs | TRUE
190 | LV_4304-7_0_6_line_190 |  | 184 | 186 | 0.010085 | 0.125 | 0.08 | 261 | 0 | 0.364 | 1 | 1 | cs | TRUE
191 | LV_4304-7_0_6_line_191 |  | 185 | 187 | 0.021551 | 0.125 | 0.08 | 261 | 0 | 0.364 | 1 | 1 | cs | TRUE
192 | LV_4304-7_0_6_line_192 |  | 188 | 189 | 0.010744 | 0.125 | 0.08 | 261 | 0 | 0.364 | 1 | 1 | cs | TRUE
193 | LV_4304-7_0_6_line_193 |  | 189 | 190 | 0.0063432 | 0.125 | 0.08 | 261 | 0 | 0.364 | 1 | 1 | cs | TRUE
194 | LV_4304-7_0_6_line_194 |  | 190 | 191 | 0.0083992 | 0.125 | 0.08 | 261 | 0 | 0.364 | 1 | 1 | cs | TRUE
195 | LV_4304-7_0_6_line_195 |  | 192 | 193 | 0.11222 | 0.125 | 0.08 | 261 | 0 | 0.364 | 1 | 1 | cs | TRUE

## trafo
| name | std_type | hv_bus | lv_bus | sn_mva | vn_hv_kv | vn_lv_kv | vk_percent | vkr_percent | pfe_kw | i0_percent | shift_degree | tap_side | tap_neutral | tap_min | tap_max | tap_step_percent | tap_step_degree | tap_pos | tap_phase_shifter | parallel | df | in_service
0 | LV_4304-7_0_6_trafo_113 | 0.63 MVA 20/0.4 kV | 197 | 139 | 0.63 | 20 | 0.4 | 6 | 1.206 | 1.65 | 0.2619 | 150 | hv | 0 | -2 | 2 | 2.5 | 0 | 0 | FALSE | 1 | 1 | TRUE

## line_geodata
| x0 | y0 | x1 | y1 | x2 | y2 | x3 | y3 | x4 | y4 | x5 | y5 | x6 | y6 | x7 | y7 | x8 | y8 | x9 | y9
0 | 2661457.3576 | 1268752.3261 | 2661455.5691 | 1268738.9067 | 2661455.4893 | 1268738.2381
1 | 2661457.3576 | 1268752.3261 | 2661458.1454 | 1268758.2368
2 | 2661455.4893 | 1268738.2381 | 2661455.0358 | 1268734.4371
3 | 2661460.4696 | 1268775.6744 | 2661458.1454 | 1268758.2368
4 | 2661455.0358 | 1268734.4371 | 2661453.7347 | 1268723.5316 | 2661453.8843 | 1268716.5064
5 | 2661460.4696 | 1268775.6744 | 2661456.3442 | 1268780.8576 | 2661452.2188 | 1268788.2203 | 2661440.7299 | 1268788.2168
6 | 2661460.4696 | 1268775.6744 | 2661469.8915 | 1268780.0312 | 2661477.1714 | 1268784.0433
7 | 2661453.9065 | 1268715.4632 | 2661453.8843 | 1268716.5064
8 | 2661416.8971 | 1268795.0917 | 2661432.3887 | 1268788.2142 | 2661440.7299 | 1268788.2168
9 | 2661477.3673 | 1268784.1513 | 2661477.1714 | 1268784.0433
10 | 2661446.5454 | 1268670.9393 | 2661455.4643 | 1268678.093 | 2661458.4527 | 1268683.0945 | 2661459.3649 | 1268688.0077 | 2661457.4428 | 1268697.6951 | 2661453.9113 | 1268715.2383 | 2661453.9065 | 1268715.4632
11 | 2661416.8971 | 1268795.0917 | 2661419.1456 | 1268816.2422
12 | 2661481.4075 | 1268786.378 | 2661477.3673 | 1268784.1513
13 | 2661410.3801 | 1268350.7111 | 2661414.9593 | 1268341.6068 | 2661415.0999 | 1268341.3374
14 | 2661410.3801 | 1268350.7111 | 2661405.367 | 1268360.6784
15 | 2661415.0999 | 1268341.3374 | 2661415.7195 | 1268340.1504
16 | 2661452.8605 | 1268402.8838 | 2661449.2106 | 1268403.1648 | 2661435.7053 | 1268400.5891 | 2661420.3137 | 1268392.6899 | 2661410.243 | 1268385.5132 | 2661404.7393 | 1268378.4729 | 2661402.5029 | 1268369.8876 | 2661403.693 | 1268364.0067 | 2661405.367 | 1268360.6784
17 | 2661405.367 | 1268360.6784 | 2661364.9671 | 1268390.4245
18 | 2661420.5255 | 1268327.4428 | 2661420.6803 | 1268330.6468 | 2661415.7195 | 1268340.1504
19 | 2661364.9671 | 1268390.4245 | 2661373.6065 | 1268413.665
20 | 2661364.9671 | 1268390.4245 | 2661347.7839 | 1268349.1339
21 | 2661364.9671 | 1268390.4245 | 2661341.359 | 1268399.0495
22 | 2661420.5255 | 1268327.4428 | 2661420.4328 | 1268325.4959 | 2661416.6533 | 1268311.8581
23 | 2661373.6065 | 1268413.665 | 2661379.573 | 1268431.1108
24 | 2661373.6065 | 1268413.665 | 2661356.2971 | 1268420.4398
25 | 2661347.7839 | 1268349.1339 | 2661360.8096 | 1268315.1055
26 | 2661379.573 | 1268431.1108 | 2661387.2705 | 1268453.6182
27 | 2661353.2133 | 1268421.6468 | 2661356.2971 | 1268420.4398
28 | 2661346.2643 | 1268284.1256 | 2661350.9596 | 1268293.4503 | 2661360.8096 | 1268315.1055
29 | 2661416.6533 | 1268311.8581 | 2661411.4272 | 1268293.0002
30 | 2661419.1456 | 1268816.2422 | 2661421.1995 | 1268833.7156
31 | 2661423.8161 | 1268855.9763 | 2661421.1995 | 1268833.7156
32 | 2661423.8161 | 1268855.9763 | 2661425.5894 | 1268871.0617 | 2661429.8834 | 1268897.031
33 | 2661550.8003 | 1268426.139 | 2661566.7249 | 1268426.9277 | 2661583.1294 | 1268433.6592 | 2661608.7926 | 1268457.5669 | 2661628.6582 | 1268472.3073 | 2661644.5786 | 1268478.6971
34 | 2661550.8003 | 1268426.139 | 2661520.6496 | 1268432.7301 | 2661483.2596 | 1268445.0393
35 | 2661651.442 | 1268481.4518 | 2661644.5786 | 1268478.6971
36 | 2661483.2596 | 1268445.0393 | 2661486.3148 | 1268452.3099 | 2661491.1209 | 1268465.6255 | 2661494.2548 | 1268482.7436
37 | 2661483.2596 | 1268445.0393 | 2661443.8955 | 1268457.6257
38 | 2661414.0498 | 1268467.4479 | 2661387.2705 | 1268453.6182
39 | 2661448.5497 | 1268664.9112 | 2661446.5454 | 1268670.9393
40 | 2661448.5497 | 1268664.9112 | 2661437.8984 | 1268660.7862 | 2661432.0687 | 1268659.7915 | 2661426.6425 | 1268661.9701 | 2661420.0581 | 1268667.6949 | 2661415.8855 | 1268676.6917 | 2661415.3123 | 1268677.8906
41 | 2661448.5497 | 1268664.9112 | 2661450.5822 | 1268657.6268 | 2661451.4907 | 1268650.5976 | 2661451.2931 | 1268644.2796 | 2661445.8601 | 1268628.0368
42 | 2661448.5497 | 1268664.9112 | 2661455.9123 | 1268666.8558 | 2661460.9252 | 1268670.4106 | 2661466.1811 | 1268682.4299 | 2661494.794 | 1268677.3904 | 2661498.947 | 1268674.6204 | 2661502.0927 | 1268669.5715 | 2661501.8567 | 1268664.7654 | 2661498.7102 | 1268653.9912 | 2661484.9813 | 1268657.7735
43 | 2661401.15 | 1268699.9753 | 2661407.4392 | 1268694.295 | 2661411.1927 | 1268686.5059 | 2661415.3123 | 1268677.8906
44 | 2661445.8601 | 1268628.0368 | 2661439.4048 | 1268608.738
45 | 2661484.9813 | 1268657.7735 | 2661479.1347 | 1268640.8931
46 | 2661460.7402 | 1268587.3652 | 2661448.8196 | 1268548.2842
47 | 2661479.1347 | 1268640.8931 | 2661461.8129 | 1268590.882 | 2661460.7402 | 1268587.3652
48 | 2661439.7819 | 1268518.6545 | 2661448.8196 | 1268548.2842
49 | 2661430.7182 | 1268461.8391 | 2661432.539 | 1268468.4074 | 2661432.547 | 1268484.275 | 2661433.741 | 1268495.3847 | 2661437.9273 | 1268512.5745 | 2661439.7819 | 1268518.6545
50 | 2661414.0498 | 1268467.4479 | 2661430.7182 | 1268461.8391
51 | 2661430.7182 | 1268461.8391 | 2661443.8955 | 1268457.6257
52 | 2661517.4338 | 1268612.1544 | 2661516.9438 | 1268609.3935
53 | 2661517.4338 | 1268612.1544 | 2661526.7568 | 1268598.5745 | 2661536.594 | 1268538.5818
54 | 2661513.6151 | 1268590.6373 | 2661516.9438 | 1268609.3935
55 | 2661406.1507 | 1268273.9606 | 2661400.8175 | 1268254.7165 | 2661400.5286 | 1268253.908
56 | 2661406.1507 | 1268273.9606 | 2661411.4272 | 1268293.0002
57 | 2661434.4099 | 1268593.805 | 2661439.4048 | 1268608.738
58 | 2661513.6151 | 1268590.6373 | 2661507.0422 | 1268553.6
59 | 2661494.2548 | 1268482.7436 | 2661495.6653 | 1268490.4477
60 | 2661548.8469 | 1268863.4223 | 2661541.5573 | 1268843.0874
61 | 2661563.8605 | 1268906.794 | 2661552.2334 | 1268872.8694 | 2661548.8469 | 1268863.4223
62 | 2661563.8605 | 1268906.794 | 2661572.9645 | 1268912.7489 | 2661589.9066 | 1268928.4261 | 2661597.4338 | 1268942.6931 | 2661600.6566 | 1268957.6603 | 2661605.6402 | 1268953.8871
63 | 2661605.6402 | 1268953.8871 | 2661608.4531 | 1268950.4361 | 2661609.5818 | 1268939.6285 | 2661608.1011 | 1268930.0725 | 2661605.0563 | 1268921.1229 | 2661605.7596 | 1268915.7484 | 2661612.9407 | 1268911.2532 | 2661618.1127 | 1268908.3161
64 | 2661618.1127 | 1268908.3161 | 2661620.513 | 1268906.953
65 | 2661651.442 | 1268481.4518 | 2661664.9152 | 1268479.8689 | 2661673.5563 | 1268477.5907
66 | 2661651.442 | 1268481.4518 | 2661650.3543 | 1268486.8779 | 2661648.8386 | 1268492.2106 | 2661644.0793 | 1268494.6517 | 2661622.5244 | 1268502.6107 | 2661609.1735 | 1268508.3537 | 2661596.4892 | 1268519.392
67 | 2661651.442 | 1268481.4518 | 2661642.4409 | 1268482.1696 | 2661632.6128 | 1268479.9098 | 2661626.3395 | 1268477.4377
68 | 2661429.9249 | 1268897.2816 | 2661429.8834 | 1268897.031
69 | 2661624.8086 | 1268378.6819 | 2661629.452 | 1268390.7134
70 | 2661636.514 | 1268409.0117 | 2661629.452 | 1268390.7134
71 | 2661638.2919 | 1268413.6183 | 2661636.514 | 1268409.0117
72 | 2661643.4972 | 1268427.1057 | 2661638.2919 | 1268413.6183
73 | 2661643.4972 | 1268427.1057 | 2661620.3446 | 1268435.971
74 | 2661643.4972 | 1268427.1057 | 2661653.2451 | 1268441.4225
75 | 2661915.0915 | 1268660.9219 | 2661922.1573 | 1268657.7515
76 | 2661915.0915 | 1268660.9219 | 2661899.734 | 1268667.8129
77 | 2661878.6429 | 1268677.1954 | 2661885.8408 | 1268674.0468 | 2661899.734 | 1268667.8129
78 | 2661870.1196 | 1268680.9238 | 2661878.6429 | 1268677.1954
79 | 2661870.1196 | 1268680.9238 | 2661860.285 | 1268685.2259
80 | 2661843.6089 | 1268692.1481 | 2661844.7799 | 1268692.0084 | 2661860.285 | 1268685.2259
81 | 2661626.3395 | 1268477.4377 | 2661613.425 | 1268472.3485 | 2661600.8354 | 1268464.2557 | 2661589.4188 | 1268456.7811
82 | 2661690.6794 | 1268469.541 | 2661682.7281 | 1268474.2283 | 2661673.5563 | 1268477.5907
83 | 2661673.5563 | 1268477.5907 | 2661659.4489 | 1268450.5342 | 2661654.3679 | 1268443.0717
84 | 2661596.4892 | 1268519.392 | 2661593.2013 | 1268522.2533 | 2661586.1425 | 1268540.2378
85 | 2661690.6794 | 1268469.541 | 2661694.7129 | 1268465.2223
86 | 2661654.3679 | 1268443.0717 | 2661653.2451 | 1268441.4225
87 | 2661586.1425 | 1268540.2378 | 2661586.1425 | 1268540.2378 | 2661586.3944 | 1268557.2199 | 2661587.2832 | 1268574.0561
88 | 2661694.7129 | 1268465.2223 | 2661812.1595 | 1268364.5224
89 | 2661587.0563 | 1268639.4434 | 2661588.8895 | 1268604.4816 | 2661587.2832 | 1268574.0561
90 | 2661793.7044 | 1268849.8286 | 2661786.5995 | 1268852.0198
91 | 2661778.6654 | 1268854.4666 | 2661786.5995 | 1268852.0198
92 | 2661799.9994 | 1268847.8873 | 2661793.7044 | 1268849.8286
93 | 2661766.1947 | 1268858.3126 | 2661778.6654 | 1268854.4666
94 | 2661799.9994 | 1268847.8873 | 2661804.8521 | 1268846.3907
95 | 2661766.1947 | 1268858.3126 | 2661765.7189 | 1268861.513
96 | 2661766.1947 | 1268858.3126 | 2661769.9473 | 1268841.2222
97 | 2661804.8521 | 1268846.3907 | 2661813.4108 | 1268843.7512
98 | 2661765.7189 | 1268861.513 | 2661762.5478 | 1268882.8416
99 | 2661777.3435 | 1268813.384 | 2661775.534 | 1268822.3385 | 2661771.4101 | 1268834.5602 | 2661769.9473 | 1268841.2222
100 | 2661816.7212 | 1268842.7303 | 2661813.4108 | 1268843.7512
101 | 2661762.2563 | 1268884.8022 | 2661762.5478 | 1268882.8416
102 | 2661777.3435 | 1268813.384 | 2661785.7911 | 1268810.1365 | 2661790.5925 | 1268806.079
103 | 2661737.9639 | 1268805.2552 | 2661751.6462 | 1268803.0409 | 2661766.4539 | 1268804.0297 | 2661774.0582 | 1268807.3006 | 2661777.3435 | 1268813.384
104 | 2661859.4502 | 1268755.9076 | 2661846.9758 | 1268757.0218
105 | 2661859.4502 | 1268755.9076 | 2661866.7777 | 1268755.2531 | 2661880.8242 | 1268750.6078 | 2661893.2021 | 1268743.6098 | 2661900.2247 | 1268738.1199
106 | 2661846.9758 | 1268757.0218 | 2661845.829 | 1268757.1242 | 2661836.326 | 1268758.7707
107 | 2661915.7742 | 1268725.9641 | 2661900.2247 | 1268738.1199
108 | 2661813.7095 | 1268765.0053 | 2661813.7095 | 1268765.0053 | 2661825.8572 | 1268760.5846 | 2661836.326 | 1268758.7707
109 | 2661915.7742 | 1268725.9641 | 2661916.3405 | 1268725.5214
110 | 2661813.7095 | 1268765.0053 | 2661807.8131 | 1268772.5605 | 2661803.5468 | 1268782.7342
111 | 2661916.3405 | 1268725.5214 | 2661923.2807 | 1268720.0959 | 2661933.1682 | 1268714.1927
112 | 2661795.4959 | 1268800.2685 | 2661799.1223 | 1268793.2853 | 2661803.5468 | 1268782.7342
113 | 2661499.3529 | 1268510.5896 | 2661485.4251 | 1268515.3126
114 | 2661499.3529 | 1268510.5896 | 2661495.6653 | 1268490.4477
115 | 2661499.3529 | 1268510.5896 | 2661501.1332 | 1268520.3043 | 2661503.8631 | 1268535.6868
116 | 2661503.8631 | 1268535.6868 | 2661507.0422 | 1268553.6
117 | 2661590.1135 | 1268784.8891 | 2661585.1968 | 1268790.4615 | 2661584.0024 | 1268792.3392
118 | 2661576.8885 | 1268815.7163 | 2661575.7144 | 1268807.787 | 2661579.0835 | 1268800.0718 | 2661584.0024 | 1268792.3392
119 | 2661590.1135 | 1268784.8891 | 2661591.7005 | 1268783.0904 | 2661591.7005 | 1268783.0904
120 | 2661576.8885 | 1268815.7163 | 2661581.8774 | 1268822.2732 | 2661589.7945 | 1268826.5923 | 2661598.5636 | 1268830.7535
121 | 2661576.8885 | 1268815.7163 | 2661569.9258 | 1268816.5778 | 2661561.9089 | 1268813.1695 | 2661557.3515 | 1268808.5407 | 2661553.8254 | 1268804.601 | 2661550.5581 | 1268792.0475
122 | 2661591.7005 | 1268783.0904 | 2661597.5932 | 1268772.9886 | 2661599.2278 | 1268767.7906 | 2661597.7917 | 1268753.954 | 2661596.9849 | 1268749.6174
123 | 2661598.5636 | 1268830.7535 | 2661630.3178 | 1268826.634
124 | 2661550.5581 | 1268792.0475 | 2661545.0942 | 1268771.0543
125 | 2661596.9849 | 1268749.6174 | 2661594.7438 | 1268737.5716
126 | 2661630.3178 | 1268826.634 | 2661652.457 | 1268823.7619
127 | 2661545.0942 | 1268771.0543 | 2661544.5603 | 1268769.003
128 | 2661593.1992 | 1268729.2691 | 2661594.7438 | 1268737.5716
129 | 2661687.5029 | 1268818.4121 | 2661678.5535 | 1268819.9461 | 2661653.7786 | 1268823.5904 | 2661652.457 | 1268823.7619
130 | 2661544.5603 | 1268769.003 | 2661539.5569 | 1268749.7787
131 | 2661825.0847 | 1268839.7388 | 2661820.7357 | 1268841.4922 | 2661816.7212 | 1268842.7303
132 | 2661825.0847 | 1268839.7388 | 2661829.1619 | 1268838.0949
133 | 2661856.3367 | 1268826.3537 | 2661849.5526 | 1268829.8738 | 2661829.1619 | 1268838.0949
134 | 2661856.9994 | 1268826.0099 | 2661856.3367 | 1268826.3537
135 | 2661866.97 | 1268820.8365 | 2661856.9994 | 1268826.0099
136 | 2661762.2563 | 1268884.8022 | 2661762.2282 | 1268884.9913 | 2661755.3482 | 1268893.07 | 2661755.3482 | 1268893.07
137 | 2661735.5711 | 1268911.0659 | 2661755.3482 | 1268893.07
138 | 2661731.7773 | 1268914.7513 | 2661735.5711 | 1268911.0659
139 | 2661735.5711 | 1268911.0659 | 2661743.3054 | 1268919.1639 | 2661757.1948 | 1268922.3003 | 2661766.7483 | 1268927.9324
140 | 2661731.7773 | 1268914.7513 | 2661726.3284 | 1268902.5518 | 2661721.1921 | 1268889.2437 | 2661712.8952 | 1268879.1661
141 | 2661731.7773 | 1268914.7513 | 2661722.3209 | 1268922.4136
142 | 2661776.5889 | 1268933.7338 | 2661766.7483 | 1268927.9324
143 | 2661795.4959 | 1268800.2685 | 2661793.9534 | 1268803.2388 | 2661790.5925 | 1268806.079
144 | 2661629.2527 | 1268707.4348 | 2661634.5637 | 1268732.9173
145 | 2661634.8769 | 1268734.4201 | 2661634.5637 | 1268732.9173
146 | 2661629.2527 | 1268707.4348 | 2661624.9097 | 1268686.5969 | 2661624.5961 | 1268684.9906
147 | 2661638.4409 | 1268751.5204 | 2661634.8769 | 1268734.4201
148 | 2661624.5961 | 1268684.9906 | 2661620.4689 | 1268663.8505
149 | 2661615.153 | 1268634.9672 | 2661616.3368 | 1268642.6854 | 2661620.4689 | 1268663.8505
150 | 2661615.153 | 1268634.9672 | 2661615.2711 | 1268628.6971 | 2661615.3234 | 1268623.0889
151 | 2661588.8624 | 1268705.958 | 2661593.7017 | 1268680.6782 | 2661592.819 | 1268662.8444 | 2661595.9543 | 1268653.0252 | 2661602.0483 | 1268645.2718 | 2661615.153 | 1268634.9672
152 | 2661868.9029 | 1268819.8336 | 2661866.97 | 1268820.8365
153 | 2661889.5278 | 1268809.1321 | 2661868.9029 | 1268819.8336
154 | 2661889.5278 | 1268809.1321 | 2661904.9537 | 1268831.4131
155 | 2661889.5278 | 1268809.1321 | 2661896.1367 | 1268803.9063
156 | 2661904.9537 | 1268831.4131 | 2661905.6511 | 1268832.4204
157 | 2661896.1367 | 1268803.9063 | 2661913.2148 | 1268790.4024
158 | 2661913.2148 | 1268790.4024 | 2661918.1595 | 1268786.4926 | 2661926.1595 | 1268780.8024
159 | 2661588.8624 | 1268705.958 | 2661593.1992 | 1268729.2691
160 | 2661588.8624 | 1268705.958 | 2661588.4998 | 1268702.9376
161 | 2661586.8627 | 1268679.4335 | 2661587.3667 | 1268693.4997 | 2661588.4998 | 1268702.9376
162 | 2661615.6754 | 1268585.3764 | 2661615.3234 | 1268623.0889
163 | 2661586.8627 | 1268679.4335 | 2661586.4962 | 1268669.2037
164 | 2661615.9751 | 1268553.2696 | 2661615.6754 | 1268585.3764
165 | 2661587.0563 | 1268639.4434 | 2661586.0901 | 1268657.8706 | 2661586.4962 | 1268669.2037
166 | 2661843.6089 | 1268692.1481 | 2661841.7142 | 1268692.374
167 | 2661823.2669 | 1268694.5742 | 2661841.7142 | 1268692.374
168 | 2661823.2669 | 1268694.5742 | 2661823.2669 | 1268694.5742 | 2661809.8468 | 1268694.4277
169 | 2661798.7355 | 1268694.3063 | 2661809.8468 | 1268694.4277
170 | 2661798.7355 | 1268694.3063 | 2661842.849 | 1268666.5467 | 2661877.6852 | 1268637.2131
171 | 2661798.7355 | 1268694.3063 | 2661780.4252 | 1268705.8237 | 2661773.045 | 1268718.4152
172 | 2661798.7355 | 1268694.3063 | 2661759.8062 | 1268612.5821
173 | 2661761.5075 | 1268738.0998 | 2661773.045 | 1268718.4152
174 | 2661755.0772 | 1268592.4467 | 2661759.8062 | 1268612.5821
175 | 2661691.3287 | 1268817.7563 | 2661687.5029 | 1268818.4121
176 | 2661691.3287 | 1268817.7563 | 2661714.0779 | 1268813.8568 | 2661723.2798 | 1268810.5431
177 | 2661737.9639 | 1268805.2552 | 2661723.2798 | 1268810.5431
178 | 2661737.9639 | 1268805.2552 | 2661745.693 | 1268778.1047
179 | 2661745.693 | 1268778.1047 | 2661746.8877 | 1268773.9082
180 | 2661761.5075 | 1268738.0998 | 2661752.9016 | 1268752.7827 | 2661746.8877 | 1268773.9082
181 | 2661704.9041 | 1268936.5262 | 2661699.8168 | 1268940.6483
182 | 2661710.1799 | 1268932.2513 | 2661704.9041 | 1268936.5262
183 | 2661657.7986 | 1268989.2689 | 2661699.8168 | 1268940.6483
184 | 2661722.3209 | 1268922.4136 | 2661710.1799 | 1268932.2513
185 | 2661587.417 | 1269061.8123 | 2661594.4928 | 1269053.6798 | 2661613.0225 | 1269035.4258 | 2661618.221 | 1269028.3524 | 2661619.1642 | 1269022.3466 | 2661633.3489 | 1269012.3091 | 2661650.1091 | 1268997.784 | 2661657.7986 | 1268989.2689
186 | 2661519.4796 | 1268987.9933 | 2661573.483 | 1269049.9804 | 2661587.417 | 1269061.8123
187 | 2661712.8952 | 1268879.1661 | 2661709.3169 | 1268874.8199 | 2661692.5598 | 1268863.0694 | 2661677.6052 | 1268861.0229 | 2661671.2395 | 1268864.5369 | 2661669.2788 | 1268869.9761 | 2661667.9398 | 1268877.1231 | 2661663.8744 | 1268882.3291
188 | 2661655.1047 | 1268887.3092 | 2661647.9512 | 1268891.3715
189 | 2661639.2528 | 1268896.3111 | 2661647.9512 | 1268891.3715
190 | 2661655.1047 | 1268887.3092 | 2661663.8744 | 1268882.3291 | 2661663.8744 | 1268882.3291
191 | 2661639.2528 | 1268896.3111 | 2661620.513 | 1268906.953
192 | 2661536.8508 | 1268739.3815 | 2661539.5569 | 1268749.7787
193 | 2661536.8508 | 1268739.3815 | 2661535.2531 | 1268733.2428
194 | 2661533.1376 | 1268725.1144 | 2661535.2531 | 1268733.2428
195 | 2661776.5889 | 1268933.7338 | 2661782.551 | 1268934.9971 | 2661813.1836 | 1268943.9797 | 2661836.9536 | 1268947.1419 | 2661849.1406 | 1268943.2331 | 2661881.1984 | 1268923.9207

## bus_geodata
| x | y | coords
0 | 2661457.3576 | 1268752.3261
1 | 2661455.4893 | 1268738.2381
2 | 2661458.1454 | 1268758.2368
3 | 2661455.0358 | 1268734.4371
4 | 2661460.4696 | 1268775.6744
5 | 2661453.8843 | 1268716.5064
6 | 2661440.7299 | 1268788.2168
7 | 2661477.1714 | 1268784.0433
8 | 2661453.9065 | 1268715.4632
9 | 2661416.8971 | 1268795.0917
10 | 2661477.3673 | 1268784.1513
11 | 2661410.3801 | 1268350.7111
12 | 2661415.0999 | 1268341.3374
13 | 2661405.367 | 1268360.6784
14 | 2661415.7195 | 1268340.1504
15 | 2661452.8605 | 1268402.8838
16 | 2661364.9671 | 1268390.4245
17 | 2661420.5255 | 1268327.4428
18 | 2661341.359 | 1268399.0495
19 | 2661373.6065 | 1268413.665
20 | 2661347.7839 | 1268349.1339
21 | 2661379.573 | 1268431.1108
22 | 2661356.2971 | 1268420.4398
23 | 2661360.8096 | 1268315.1055
24 | 2661416.6533 | 1268311.8581
25 | 2661481.4075 | 1268786.378
26 | 2661419.1456 | 1268816.2422
27 | 2661421.1995 | 1268833.7156
28 | 2661423.8161 | 1268855.9763
29 | 2661550.8003 | 1268426.139
30 | 2661644.5786 | 1268478.6971
31 | 2661483.2596 | 1268445.0393
32 | 2661387.2705 | 1268453.6182
33 | 2661353.2133 | 1268421.6468
34 | 2661346.2643 | 1268284.1256
35 | 2661446.5454 | 1268670.9393
36 | 2661448.5497 | 1268664.9112
37 | 2661415.3123 | 1268677.8906
38 | 2661445.8601 | 1268628.0368
39 | 2661484.9813 | 1268657.7735
40 | 2661460.7402 | 1268587.3652
41 | 2661448.8196 | 1268548.2842
42 | 2661479.1347 | 1268640.8931
43 | 2661439.7819 | 1268518.6545
44 | 2661430.7182 | 1268461.8391
45 | 2661414.0498 | 1268467.4479
46 | 2661443.8955 | 1268457.6257
47 | 2661517.4338 | 1268612.1544
48 | 2661516.9438 | 1268609.3935
49 | 2661536.594 | 1268538.5818
50 | 2661406.1507 | 1268273.9606
51 | 2661400.5286 | 1268253.908
52 | 2661411.4272 | 1268293.0002
53 | 2661401.15 | 1268699.9753
54 | 2661439.4048 | 1268608.738
55 | 2661513.6151 | 1268590.6373
56 | 2661494.2548 | 1268482.7436
57 | 2661434.4099 | 1268593.805
58 | 2661541.5573 | 1268843.0874
59 | 2661548.8469 | 1268863.4223
60 | 2661563.8605 | 1268906.794
61 | 2661605.6402 | 1268953.8871
62 | 2661618.1127 | 1268908.3161
63 | 2661651.442 | 1268481.4518
64 | 2661429.8834 | 1268897.031
65 | 2661429.9249 | 1268897.2816
66 | 2661624.8086 | 1268378.6819
67 | 2661629.452 | 1268390.7134
68 | 2661636.514 | 1268409.0117
69 | 2661638.2919 | 1268413.6183
70 | 2661643.4972 | 1268427.1057
71 | 2661915.0915 | 1268660.9219
72 | 2661922.1573 | 1268657.7515
73 | 2661899.734 | 1268667.8129
74 | 2661878.6429 | 1268677.1954
75 | 2661870.1196 | 1268680.9238
76 | 2661860.285 | 1268685.2259
77 | 2661626.3395 | 1268477.4377
78 | 2661589.4188 | 1268456.7811
79 | 2661673.5563 | 1268477.5907
80 | 2661596.4892 | 1268519.392
81 | 2661690.6794 | 1268469.541
82 | 2661654.3679 | 1268443.0717
83 | 2661586.1425 | 1268540.2378
84 | 2661694.7129 | 1268465.2223
85 | 2661653.2451 | 1268441.4225
86 | 2661587.2832 | 1268574.0561
87 | 2661620.3446 | 1268435.971
88 | 2661786.5995 | 1268852.0198
89 | 2661793.7044 | 1268849.8286
90 | 2661778.6654 | 1268854.4666
91 | 2661799.9994 | 1268847.8873
92 | 2661766.1947 | 1268858.3126
93 | 2661804.8521 | 1268846.3907
94 | 2661765.7189 | 1268861.513
95 | 2661769.9473 | 1268841.2222
96 | 2661813.4108 | 1268843.7512
97 | 2661762.5478 | 1268882.8416
98 | 2661777.3435 | 1268813.384
99 | 2661859.4502 | 1268755.9076
100 | 2661846.9758 | 1268757.0218
101 | 2661900.2247 | 1268738.1199
102 | 2661836.326 | 1268758.7707
103 | 2661915.7742 | 1268725.9641
104 | 2661813.7095 | 1268765.0053
105 | 2661916.3405 | 1268725.5214
106 | 2661803.5468 | 1268782.7342
107 | 2661933.1682 | 1268714.1927
108 | 2661485.4251 | 1268515.3126
109 | 2661499.3529 | 1268510.5896
110 | 2661495.6653 | 1268490.4477
111 | 2661503.8631 | 1268535.6868
112 | 2661507.0422 | 1268553.6
113 | 2661584.0024 | 1268792.3392
114 | 2661590.1135 | 1268784.8891
115 | 2661576.8885 | 1268815.7163
116 | 2661591.7005 | 1268783.0904
117 | 2661598.5636 | 1268830.7535
118 | 2661550.5581 | 1268792.0475
119 | 2661596.9849 | 1268749.6174
120 | 2661630.3178 | 1268826.634
121 | 2661545.0942 | 1268771.0543
122 | 2661594.7438 | 1268737.5716
123 | 2661652.457 | 1268823.7619
124 | 2661544.5603 | 1268769.003
125 | 2661816.7212 | 1268842.7303
126 | 2661825.0847 | 1268839.7388
127 | 2661829.1619 | 1268838.0949
128 | 2661856.3367 | 1268826.3537
129 | 2661856.9994 | 1268826.0099
130 | 2661762.2563 | 1268884.8022
131 | 2661755.3482 | 1268893.07
132 | 2661735.5711 | 1268911.0659
133 | 2661731.7773 | 1268914.7513
134 | 2661766.7483 | 1268927.9324
135 | 2661795.4959 | 1268800.2685
136 | 2661634.5637 | 1268732.9173
137 | 2661629.2527 | 1268707.4348
138 | 2661634.8769 | 1268734.4201
139 | 2661624.5961 | 1268684.9906
140 | 2661638.4409 | 1268751.5204
141 | 2661620.4689 | 1268663.8505
142 | 2661615.153 | 1268634.9672
143 | 2661866.97 | 1268820.8365
144 | 2661868.9029 | 1268819.8336
145 | 2661889.5278 | 1268809.1321
146 | 2661904.9537 | 1268831.4131
147 | 2661896.1367 | 1268803.9063
148 | 2661905.6511 | 1268832.4204
149 | 2661913.2148 | 1268790.4024
150 | 2661593.1992 | 1268729.2691
151 | 2661588.8624 | 1268705.958
152 | 2661588.4998 | 1268702.9376
153 | 2661615.3234 | 1268623.0889
154 | 2661586.8627 | 1268679.4335
155 | 2661615.6754 | 1268585.3764
156 | 2661586.4962 | 1268669.2037
157 | 2661841.7142 | 1268692.374
158 | 2661843.6089 | 1268692.1481
159 | 2661823.2669 | 1268694.5742
160 | 2661809.8468 | 1268694.4277
161 | 2661798.7355 | 1268694.3064
162 | 2661877.6852 | 1268637.2131
163 | 2661773.045 | 1268718.4152
164 | 2661759.8062 | 1268612.5821
165 | 2661687.5029 | 1268818.4121
166 | 2661691.3287 | 1268817.7563
167 | 2661723.2798 | 1268810.5431
168 | 2661737.9639 | 1268805.2552
169 | 2661745.693 | 1268778.1047
170 | 2661746.8877 | 1268773.9082
171 | 2661761.5075 | 1268738.0998
172 | 2661790.5925 | 1268806.079
173 | 2661704.9041 | 1268936.5262
174 | 2661699.8168 | 1268940.6483
175 | 2661710.1799 | 1268932.2513
176 | 2661657.7986 | 1268989.2689
177 | 2661722.3209 | 1268922.4136
178 | 2661587.417 | 1269061.8123
179 | 2661519.4796 | 1268987.9933
180 | 2661712.8952 | 1268879.1661
181 | 2661926.1595 | 1268780.8024
182 | 2661755.0772 | 1268592.4467
183 | 2661647.9512 | 1268891.3715
184 | 2661655.1047 | 1268887.3092
185 | 2661639.2528 | 1268896.3111
186 | 2661663.8744 | 1268882.3291
187 | 2661620.513 | 1268906.953
188 | 2661539.5569 | 1268749.7787
189 | 2661536.8508 | 1268739.3815
190 | 2661535.2531 | 1268733.2428
191 | 2661533.1376 | 1268725.1144
192 | 2661776.5889 | 1268933.7338
193 | 2661881.1984 | 1268923.9207
194 | 2661587.0563 | 1268639.4434
195 | 2661812.1595 | 1268364.5224
196 | 2661615.9751 | 1268553.2696
197 | 2661615.153 | 1268634.9672

## line_std_types
| c_nf_per_km | r_ohm_per_km | x_ohm_per_km | max_i_ka | type | q_mm2 | alpha | voltage_rating
NAYY 4x50 SE | 210 | 0.642 | 0.083 | 0.142 | cs | 50 | 0.00403 | LV
NAYY 4x120 SE | 264 | 0.225 | 0.08 | 0.242 | cs | 120 | 0.00403 | LV
NAYY 4x150 SE | 261 | 0.208 | 0.08 | 0.27 | cs | 150 | 0.00403 | LV
NA2XS2Y 1x95 RM/25 12/20 kV | 216 | 0.313 | 0.132 | 0.252 | cs | 95 | 0.00403 | MV
NA2XS2Y 1x185 RM/25 12/20 kV | 273 | 0.161 | 0.117 | 0.362 | cs | 185 | 0.00403 | MV
NA2XS2Y 1x240 RM/25 12/20 kV | 304 | 0.122 | 0.112 | 0.421 | cs | 240 | 0.00403 | MV
NA2XS2Y 1x95 RM/25 6/10 kV | 315 | 0.313 | 0.123 | 0.249 | cs | 95 | 0.00403 | MV
NA2XS2Y 1x185 RM/25 6/10 kV | 406 | 0.161 | 0.11 | 0.358 | cs | 185 | 0.00403 | MV
NA2XS2Y 1x240 RM/25 6/10 kV | 456 | 0.122 | 0.105 | 0.416 | cs | 240 | 0.00403 | MV
NA2XS2Y 1x150 RM/25 12/20 kV | 250 | 0.206 | 0.116 | 0.319 | cs | 150 | 0.00403 | MV
NA2XS2Y 1x120 RM/25 12/20 kV | 230 | 0.253 | 0.119 | 0.283 | cs | 120 | 0.00403 | MV
NA2XS2Y 1x70 RM/25 12/20 kV | 190 | 0.443 | 0.132 | 0.22 | cs | 70 | 0.00403 | MV
NA2XS2Y 1x150 RM/25 6/10 kV | 360 | 0.206 | 0.11 | 0.315 | cs | 150 | 0.00403 | MV
NA2XS2Y 1x120 RM/25 6/10 kV | 340 | 0.253 | 0.113 | 0.28 | cs | 120 | 0.00403 | MV
NA2XS2Y 1x70 RM/25 6/10 kV | 280 | 0.443 | 0.123 | 0.217 | cs | 70 | 0.00403 | MV
N2XS(FL)2Y 1x120 RM/35 64/110 kV | 112 | 0.153 | 0.166 | 0.366 | cs | 120 | 0.00393 | HV
N2XS(FL)2Y 1x185 RM/35 64/110 kV | 125 | 0.099 | 0.156 | 0.457 | cs | 185 | 0.00393 | HV
N2XS(FL)2Y 1x240 RM/35 64/110 kV | 135 | 0.075 | 0.149 | 0.526 | cs | 240 | 0.00393 | HV
N2XS(FL)2Y 1x300 RM/35 64/110 kV | 144 | 0.06 | 0.144 | 0.588 | cs | 300 | 0.00393 | HV
15-AL1/3-ST1A 0.4 | 11 | 1.8769 | 0.35 | 0.105 | ol | 16 | 0.00403 | LV
24-AL1/4-ST1A 0.4 | 11.25 | 1.2012 | 0.335 | 0.14 | ol | 24 | 0.00403 | LV
48-AL1/8-ST1A 0.4 | 12.2 | 0.5939 | 0.3 | 0.21 | ol | 48 | 0.00403 | LV
94-AL1/15-ST1A 0.4 | 13.2 | 0.306 | 0.29 | 0.35 | ol | 94 | 0.00403 | LV
34-AL1/6-ST1A 10.0 | 9.7 | 0.8342 | 0.36 | 0.17 | ol | 34 | 0.00403 | MV
48-AL1/8-ST1A 10.0 | 10.1 | 0.5939 | 0.35 | 0.21 | ol | 48 | 0.00403 | MV
70-AL1/11-ST1A 10.0 | 10.4 | 0.4132 | 0.339 | 0.29 | ol | 70 | 0.00403 | MV
94-AL1/15-ST1A 10.0 | 10.75 | 0.306 | 0.33 | 0.35 | ol | 94 | 0.00403 | MV
122-AL1/20-ST1A 10.0 | 11.1 | 0.2376 | 0.323 | 0.41 | ol | 122 | 0.00403 | MV
149-AL1/24-ST1A 10.0 | 11.25 | 0.194 | 0.315 | 0.47 | ol | 149 | 0.00403 | MV
34-AL1/6-ST1A 20.0 | 9.15 | 0.8342 | 0.382 | 0.17 | ol | 34 | 0.00403 | MV
48-AL1/8-ST1A 20.0 | 9.5 | 0.5939 | 0.372 | 0.21 | ol | 48 | 0.00403 | MV
70-AL1/11-ST1A 20.0 | 9.7 | 0.4132 | 0.36 | 0.29 | ol | 70 | 0.00403 | MV
94-AL1/15-ST1A 20.0 | 10 | 0.306 | 0.35 | 0.35 | ol | 94 | 0.00403 | MV
122-AL1/20-ST1A 20.0 | 10.3 | 0.2376 | 0.344 | 0.41 | ol | 122 | 0.00403 | MV
149-AL1/24-ST1A 20.0 | 10.5 | 0.194 | 0.337 | 0.47 | ol | 149 | 0.00403 | MV
184-AL1/30-ST1A 20.0 | 10.75 | 0.1571 | 0.33 | 0.535 | ol | 184 | 0.00403 | MV
243-AL1/39-ST1A 20.0 | 11 | 0.1188 | 0.32 | 0.645 | ol | 243 | 0.00403 | MV
48-AL1/8-ST1A 110.0 | 8 | 0.5939 | 0.46 | 0.21 | ol | 48 | 0.00403 | HV
70-AL1/11-ST1A 110.0 | 8.4 | 0.4132 | 0.45 | 0.29 | ol | 70 | 0.00403 | HV
94-AL1/15-ST1A 110.0 | 8.65 | 0.306 | 0.44 | 0.35 | ol | 94 | 0.00403 | HV
122-AL1/20-ST1A 110.0 | 8.5 | 0.2376 | 0.43 | 0.41 | ol | 122 | 0.00403 | HV
149-AL1/24-ST1A 110.0 | 8.75 | 0.194 | 0.41 | 0.47 | ol | 149 | 0.00403 | HV
184-AL1/30-ST1A 110.0 | 8.8 | 0.1571 | 0.4 | 0.535 | ol | 184 | 0.00403 | HV
243-AL1/39-ST1A 110.0 | 9 | 0.1188 | 0.39 | 0.645 | ol | 243 | 0.00403 | HV
305-AL1/39-ST1A 110.0 | 9.2 | 0.0949 | 0.38 | 0.74 | ol | 305 | 0.00403 | HV
490-AL1/64-ST1A 110.0 | 9.75 | 0.059 | 0.37 | 0.96 | ol | 490 | 0.00403 | HV
679-AL1/86-ST1A 110.0 | 9.95 | 0.042 | 0.36 | 1.15 | ol | 679 | 0.00403 | HV
490-AL1/64-ST1A 220.0 | 10 | 0.059 | 0.285 | 0.96 | ol | 490 | 0.00403 | HV
679-AL1/86-ST1A 220.0 | 11.7 | 0.042 | 0.275 | 1.15 | ol | 679 | 0.00403 | HV
490-AL1/64-ST1A 380.0 | 11 | 0.059 | 0.253 | 0.96 | ol | 490 | 0.00403 | HV
679-AL1/86-ST1A 380.0 | 14.6 | 0.042 | 0.25 | 1.15 | ol | 679 | 0.00403 | HV

## trafo_std_types
| i0_percent | pfe_kw | vkr_percent | sn_mva | vn_lv_kv | vn_hv_kv | vk_percent | shift_degree | vector_group | tap_side | tap_neutral | tap_min | tap_max | tap_step_degree | tap_step_percent | tap_phase_shifter
160 MVA 380/110 kV | 0.06 | 60 | 0.25 | 160 | 110 | 380 | 12.2 | 0 | Yy0 | hv | 0 | -9 | 9 | 0 | 1.5 | FALSE
100 MVA 220/110 kV | 0.06 | 55 | 0.26 | 100 | 110 | 220 | 12 | 0 | Yy0 | hv | 0 | -9 | 9 | 0 | 1.5 | FALSE
63 MVA 110/20 kV | 0.04 | 22 | 0.32 | 63 | 20 | 110 | 18 | 150 | YNd5 | hv | 0 | -9 | 9 | 0 | 1.5 | FALSE
40 MVA 110/20 kV | 0.05 | 18 | 0.34 | 40 | 20 | 110 | 16.2 | 150 | YNd5 | hv | 0 | -9 | 9 | 0 | 1.5 | FALSE
25 MVA 110/20 kV | 0.07 | 14 | 0.41 | 25 | 20 | 110 | 12 | 150 | YNd5 | hv | 0 | -9 | 9 | 0 | 1.5 | FALSE
63 MVA 110/10 kV | 0.04 | 22 | 0.32 | 63 | 10 | 110 | 18 | 150 | YNd5 | hv | 0 | -9 | 9 | 0 | 1.5 | FALSE
40 MVA 110/10 kV | 0.05 | 18 | 0.34 | 40 | 10 | 110 | 16.2 | 150 | YNd5 | hv | 0 | -9 | 9 | 0 | 1.5 | FALSE
25 MVA 110/10 kV | 0.07 | 14 | 0.41 | 25 | 10 | 110 | 12 | 150 | YNd5 | hv | 0 | -9 | 9 | 0 | 1.5 | FALSE
0.25 MVA 20/0.4 kV | 0.32 | 0.8 | 1.44 | 0.25 | 0.4 | 20 | 6 | 150 | Yzn5 | hv | 0 | -2 | 2 | 0 | 2.5 | FALSE
0.4 MVA 20/0.4 kV | 0.3375 | 1.35 | 1.425 | 0.4 | 0.4 | 20 | 6 | 150 | Dyn5 | hv | 0 | -2 | 2 | 0 | 2.5 | FALSE
0.63 MVA 20/0.4 kV | 0.2619 | 1.65 | 1.206 | 0.63 | 0.4 | 20 | 6 | 150 | Dyn5 | hv | 0 | -2 | 2 | 0 | 2.5 | FALSE
0.25 MVA 10/0.4 kV | 0.24 | 0.6 | 1.2 | 0.25 | 0.4 | 10 | 4 | 150 | Dyn5 | hv | 0 | -2 | 2 | 0 | 2.5 | FALSE
0.4 MVA 10/0.4 kV | 0.2375 | 0.95 | 1.325 | 0.4 | 0.4 | 10 | 4 | 150 | Dyn5 | hv | 0 | -2 | 2 | 0 | 2.5 | FALSE
0.63 MVA 10/0.4 kV | 0.1873 | 1.18 | 1.0794 | 0.63 | 0.4 | 10 | 4 | 150 | Dyn5 | hv | 0 | -2 | 2 | 0 | 2.5 | FALSE

## trafo3w_std_types
| sn_hv_mva | sn_mv_mva | sn_lv_mva | vn_hv_kv | vn_mv_kv | vn_lv_kv | vk_hv_percent | vk_mv_percent | vk_lv_percent | vkr_hv_percent | vkr_mv_percent | vkr_lv_percent | pfe_kw | i0_percent | shift_mv_degree | shift_lv_degree | vector_group | tap_side | tap_neutral | tap_min | tap_max | tap_step_percent
63/25/38 MVA 110/20/10 kV | 63 | 25 | 38 | 110 | 20 | 10 | 10.4 | 10.4 | 10.4 | 0.28 | 0.32 | 0.35 | 35 | 0.89 | 0 | 0 | YN0yn0yn0 | hv | 0 | -10 | 10 | 1.2
63/25/38 MVA 110/10/10 kV | 63 | 25 | 38 | 110 | 10 | 10 | 10.4 | 10.4 | 10.4 | 0.28 | 0.32 | 0.35 | 35 | 0.89 | 0 | 0 | YN0yn0yn0 | hv | 0 | -10 | 10 | 1.2

## fuse_std_types
| fuse_type | i_rated_a | t_avg | t_min | t_total | x_avg | x_min | x_total
HV 100A | HV 100A | 100 | 0 | [10.0, 3.64, 0.854, 0.281, 0.1, 0.0531, 0.022, 0.01] | [10.0, 4.267, 1.21, 0.403, 0.1, 0.058, 0.022, 0.01] | 0 | [300.0, 350.0, 450.0, 550.0, 700.0, 850.0, 1200.0, 1752.0] | [600.0, 700.0, 900.0, 1150.0, 1665.0, 2000.0, 3000.0, 4313.0]
HV 10A | HV 10A | 10 | 0 | [10.0, 1675.0, 0.344, 0.156, 0.1, 0.0417, 0.0171, 0.01] | [10.0, 1.3, 0.3, 0.155, 0.1, 0.0555, 0.023, 0.01] | 0 | [30.0, 32.0, 35.0, 37.0, 39.0, 50.0, 70.0, 88.0] | [60.0, 70.0, 80.0, 87.0, 94.0, 110.0, 150.0, 216.0]
HV 125A | HV 125A | 125 | 0 | [10.0, 1.82, 0.344, 0.1, 0.0467, 0.0269, 0.01] | [10.0, 2.478, 0.426, 0.1, 0.0427, 0.0211, 0.01] | 0 | [375.0, 500.0, 700.0, 925.0, 1200.0, 1500.0, 2341.0] | [750.0, 1000.0, 1500.0, 2200.0, 3000.0, 4000.0, 5765.0]
HV 160A | HV 160A | 160 | 0 | [10.0, 4.15, 1.03, 0.198, 0.1, 0.051, 0.0172, 0.01] | [10.0, 2.3, 0.734, 0.274, 0.1, 0.046, 0.0177, 0.01] | 0 | [480.0, 550.0, 700.0, 1000.0, 1260.0, 1600.0, 2500.0, 3227.0] | [960.0, 1300.0, 1700.0, 2200.0, 2996.0, 4000.0, 6000.0, 7946.0]
HV 16A | HV 16A | 16 | 0 | [10.0, 0.352, 0.164, 0.1, 0.0649, 0.0342, 0.01] | [10.0, 2.34, 0.722, 0.181, 0.1, 0.055, 0.0296, 0.01] | 0 | [48.0, 60.0, 65.0, 71.0, 80.0, 100.0, 162.0] | [96.0, 110.0, 125.0, 150.0, 168.0, 200.0, 250.0, 398.0]
HV 200A | HV 200A | 200 | 0 | [10.0, 4.267, 1.21, 0.403, 0.1, 0.058, 0.022, 0.01] | [10.0, 3.73, 1.654, 0.328, 0.1, 0.0531, 0.019, 0.01] | 0 | [600.0, 700.0, 900.0, 1150.0, 1665.0, 2000.0, 3000.0, 4313.0] | [1200.0, 1500.0, 1800.0, 2700.0, 3960.0, 5000.0, 7500.0, 10620.0]
HV 20A | HV 20A | 20 | 0 | [10.0, 1.3, 0.3, 0.155, 0.1, 0.0555, 0.023, 0.01] | [10.0, 1.3, 0.161, 0.1, 0.0611, 0.0399, 0.0141, 0.01] | 0 | [60.0, 70.0, 80.0, 87.0, 94.0, 110.0, 150.0, 216.0] | [120.0, 150.0, 200.0, 223.0, 260.0, 300.0, 450.0, 532.0]
HV 25A | HV 25A | 25 | 0 | [10.0, 2.512, 0.833, 0.299, 0.1, 0.0372, 0.0223, 0.01] | [10.0, 3.125, 0.597, 0.198, 0.1, 0.0378, 0.022, 0.01] | 0 | [75.0, 82.0, 90.0, 100.0, 124.0, 170.0, 200.0, 289.0] | [150.0, 170.0, 210.0, 250.0, 294.0, 400.0, 500.0, 711.0]
HV 31.5A | HV 31.5A | 31.5 | 0 | [10.0, 2.34, 0.722, 0.181, 0.1, 0.055, 0.0296, 0.01] | [10.0, 2.84, 0.368, 0.164, 0.1, 0.0621, 0.0378, 0.0195, 0.01] | 0 | [95.0, 110.0, 125.0, 150.0, 165.0, 200.0, 250.0, 390.0] | [189.0, 220.0, 300.0, 350.0, 393.0, 450.0, 530.0, 700.0, 960.0]
HV 40A | HV 40A | 40 | 0 | [10.0, 1.3, 0.161, 0.1, 0.0611, 0.0399, 0.0141, 0.01] | [10.0, 2.05, 0.369, 0.198, 0.1, 0.051, 0.0298, 0.01] | 0 | [120.0, 150.0, 200.0, 223.0, 260.0, 300.0, 450.0, 532.0] | [240.0, 300.0, 400.0, 450.0, 530.0, 650.0, 800.0, 1311.0]
HV 50A | HV 50A | 50 | 0 | [10.0, 3.215, 0.597, 0.198, 0.1, 0.0378, 0.022, 0.01] | [10.0, 3.64, 0.854, 0.281, 0.1, 0.0531, 0.022, 0.01] | 0 | [150.0, 170.0, 210.0, 250.0, 294.0, 400.0, 500.0, 711.0] | [300.0, 350.0, 450.0, 550.0, 700.0, 850.0, 1200.0, 1752.0]
HV 6.3A | HV 6.3A | 6.3 | 0 | [10.0, 1.39, 0.344, 0.168, 0.1, 0.056, 0.0263, 0.01] | [10.0, 1.711, 0.516, 0.198, 0.1, 0.0634, 0.0303, 0.01] | 0 | [19.0, 19.5, 20.4, 20.8, 22.0, 25.0, 32.0, 48.0] | [38.0, 40.0, 43.0, 48.0, 53.0, 60.0, 75.0, 118.0]
HV 63A | HV 63A | 63 | 0 | [10.0, 2.84, 0.368, 0.164, 0.1, 0.0621, 0.0378, 0.0195, 0.01] | [10.0, 1.82, 0.344, 0.1, 0.0467, 0.0269, 0.01] | 0 | [189.0, 220.0, 300.0, 350.0, 393.0, 450.0, 530.0, 700.0, 961.0] | [378.0, 500.0, 700.0, 934.0, 1200.0, 1500.0, 2366.0]
HV 80A | HV 80A | 80 | 0 | [10.0, 2.05, 0.369, 0.198, 0.1, 0.051, 0.0298, 0.01] | [10.0, 4.15, 1.03, 0.198, 0.1, 0.051, 0.0172, 0.01] | 0 | [240.0, 300.0, 400.0, 450.0, 530.0, 650.0, 800.0, 1311.0] | [480.0, 550.0, 700.0, 1000.0, 1260.0, 1600.0, 2500.0, 3227.0]
Siemens NH-1-100 | Siemens NH-1-100 | 100 | [5400.0, 2000.0, 400.0, 20.0, 1.0, 0.2, 0.012, 0.004] | 0 | 0 | [150.0, 190.0, 250.0, 430.0, 900.0, 1250.0, 2700.0, 3600.0] | 0 | 0
Siemens NH-1-125 | Siemens NH-1-125 | 125 | [4800.0, 120.0, 7.0, 0.1, 0.004] | 0 | 0 | [180.0, 400.0, 740.0, 2000.0, 4250.0] | 0 | 0
Siemens NH-1-16 | Siemens NH-1-16 | 16 | [4000.0, 400.0, 2.0, 0.1, 0.04, 0.01] | 0 | 0 | [26.0, 35.0, 75.0, 150.0, 200.0, 300.0] | 0 | 0
Siemens NH-1-160 | Siemens NH-1-160 | 160 | [4800.0, 120.0, 7.0, 0.1, 0.004] | 0 | 0 | [210.0, 500.0, 900.0, 2300.0, 5000.0] | 0 | 0
Siemens NH-1-25 | Siemens NH-1-25 | 25 | [4000.0, 1000.0, 10.0, 0.2, 0.02, 0.01] | 0 | 0 | [40.0, 50.0, 100.0, 210.0, 400.0, 500.0] | 0 | 0
Siemens NH-1-50 | Siemens NH-1-50 | 50 | [4000.0, 40.0, 4.0, 1.0, 0.02, 0.01] | 0 | 0 | [86.0, 200.0, 300.0, 400.0, 1000.0, 1280.0] | 0 | 0
Siemens NH-1-63 | Siemens NH-1-63 | 63 | [4000.0, 100.0, 10.0, 2.0, 0.04, 0.01] | 0 | 0 | [100.0, 200.0, 300.0, 400.0, 1000.0, 1500.0] | 0 | 0
Siemens NH-1-80 | Siemens NH-1-80 | 80 | [4800.0, 120.0, 7.0, 0.1, 0.01] | 0 | 0 | [150.58, 250.0, 450.0, 1150.0, 2470.0] | 0 | 0
Siemens NH-2-1000 | Siemens NH-2-1000 | 1000 | [4800.0, 120.0, 7.0, 0.1, 0.004] | 0 | 0 | [1900.0, 3500.0, 8400.0, 24000.0, 52000.0] | 0 | 0
Siemens NH-2-200 | Siemens NH-2-200 | 200 | [4800.0, 120.0, 7.0, 0.1, 0.004] | 0 | 0 | [280.0, 650.0, 1200.0, 3000.0, 7000.0] | 0 | 0
Siemens NH-2-224 | Siemens NH-2-224 | 224 | [4800.0, 120.0, 7.0, 0.2, 0.04, 0.004] | 0 | 0 | [400.0, 750.0, 1453.0, 3025.0, 4315.0, 7600.0] | 0 | 0
Siemens NH-2-250 | Siemens NH-2-250 | 250 | [4800.0, 120.0, 7.0, 0.1, 0.004] | 0 | 0 | [450.0, 800.0, 1650.0, 4000.0, 8500.0] | 0 | 0
Siemens NH-2-315 | Siemens NH-2-315 | 315 | [4800.0, 120.0, 7.0, 0.1, 0.004] | 0 | 0 | [550.0, 920.0, 1900.0, 5000.0, 11000.0] | 0 | 0
Siemens NH-2-355 | Siemens NH-2-355 | 355 | [4800.0, 120.0, 6.0, 0.1, 0.004] | 0 | 0 | [650.0, 1116.27, 2350.0, 5840.0, 12790.0] | 0 | 0
Siemens NH-2-400 | Siemens NH-2-400 | 400 | [4800.0, 120.0, 7.0, 0.1, 0.004] | 0 | 0 | [720.0, 1350.0, 2800.0, 6500.0, 15000.0] | 0 | 0
Siemens NH-2-425 | Siemens NH-2-425 | 425 | [4800.0, 120.0, 7.0, 0.1, 0.004] | 0 | 0 | [850.0, 1500.0, 3050.0, 7500.0, 16500.0] | 0 | 0
Siemens NH-2-630 | Siemens NH-2-630 | 630 | [4800.0, 120.0, 7.0, 0.1, 0.004] | 0 | 0 | [1200.0, 2000.0, 4800.0, 12000.0, 26000.0] | 0 | 0

## dtypes
| element | column | dtype
0 | bus | name | object
1 | bus | vn_kv | float64
2 | bus | type | object
3 | bus | zone | object
4 | bus | in_service | bool
5 | load | name | object
6 | load | bus | uint32
7 | load | p_mw | float64
8 | load | q_mvar | float64
9 | load | const_z_percent | float64
10 | load | const_i_percent | float64
11 | load | sn_mva | float64
12 | load | scaling | float64
13 | load | in_service | bool
14 | load | type | object
15 | ext_grid | name | object
16 | ext_grid | bus | uint32
17 | ext_grid | vm_pu | float64
18 | ext_grid | va_degree | float64
19 | ext_grid | slack_weight | float64
20 | ext_grid | in_service | bool
21 | line | name | object
22 | line | std_type | object
23 | line | from_bus | uint32
24 | line | to_bus | uint32
25 | line | length_km | float64
26 | line | r_ohm_per_km | float64
27 | line | x_ohm_per_km | float64
28 | line | c_nf_per_km | float64
29 | line | g_us_per_km | float64
30 | line | max_i_ka | float64
31 | line | df | float64
32 | line | parallel | uint32
33 | line | type | object
34 | line | in_service | bool
35 | trafo | name | object
36 | trafo | std_type | object
37 | trafo | hv_bus | uint32
38 | trafo | lv_bus | uint32
39 | trafo | sn_mva | float64
40 | trafo | vn_hv_kv | float64
41 | trafo | vn_lv_kv | float64
42 | trafo | vk_percent | float64
43 | trafo | vkr_percent | float64
44 | trafo | pfe_kw | float64
45 | trafo | i0_percent | float64
46 | trafo | shift_degree | float64
47 | trafo | tap_side | object
48 | trafo | tap_neutral | int32
49 | trafo | tap_min | int32
50 | trafo | tap_max | int32
51 | trafo | tap_step_percent | float64
52 | trafo | tap_step_degree | float64
53 | trafo | tap_pos | int32
54 | trafo | tap_phase_shifter | bool
55 | trafo | parallel | uint32
56 | trafo | df | float64
57 | trafo | in_service | bool
58 | line_geodata | coords | object
59 | bus_geodata | x | float64
60 | bus_geodata | y | float64
61 | bus_geodata | coords | object

## parameters
| version | format_version | converged | OPF_converged | name | f_hz | sn_mva
0 | 2.14.6 | 2.14.0 | FALSE | FALSE |  | 50 | 1