## bus
| name | vn_kv | type | zone | in_service
0 | bus_LV_4401-4_0_8_node_0 | 0.4 | n |  | TRUE
1 | bus_LV_4401-4_0_8_node_1 | 0.4 | n |  | TRUE
2 | bus_LV_4401-4_0_8_node_3 | 0.4 | n |  | TRUE
3 | bus_LV_4401-4_0_8_node_4 | 0.4 | n |  | TRUE
4 | bus_LV_4401-4_0_8_node_5 | 0.4 | n |  | TRUE
5 | bus_LV_4401-4_0_8_node_51 | 0.4 | n |  | TRUE
6 | bus_LV_4401-4_0_8_node_54 | 0.4 | n |  | TRUE
7 | bus_LV_4401-4_0_8_node_6 | 0.4 | n |  | TRUE
8 | bus_LV_4401-4_0_8_node_110 | 0.4 | n |  | TRUE
9 | bus_LV_4401-4_0_8_node_107 | 0.4 | n |  | TRUE
10 | bus_LV_4401-4_0_8_node_52 | 0.4 | n |  | TRUE
11 | bus_LV_4401-4_0_8_node_50 | 0.4 | n |  | TRUE
12 | bus_LV_4401-4_0_8_node_55 | 0.4 | n |  | TRUE
13 | bus_LV_4401-4_0_8_node_111 | 0.4 | n |  | TRUE
14 | bus_LV_4401-4_0_8_node_106 | 0.4 | n |  | TRUE
15 | bus_LV_4401-4_0_8_node_7 | 0.4 | n |  | TRUE
16 | bus_LV_4401-4_0_8_node_8 | 0.4 | n |  | TRUE
17 | bus_LV_4401-4_0_8_node_9 | 0.4 | n |  | TRUE
18 | bus_LV_4401-4_0_8_node_10 | 0.4 | n |  | TRUE
19 | bus_LV_4401-4_0_8_node_11 | 0.4 | n |  | TRUE
20 | bus_LV_4401-4_0_8_node_12 | 0.4 | n |  | TRUE
21 | bus_LV_4401-4_0_8_node_13 | 0.4 | n |  | TRUE
22 | bus_LV_4401-4_0_8_node_14 | 0.4 | n |  | TRUE
23 | bus_LV_4401-4_0_8_node_15 | 0.4 | n |  | TRUE
24 | bus_LV_4401-4_0_8_node_80 | 0.4 | n |  | TRUE
25 | bus_LV_4401-4_0_8_node_16 | 0.4 | n |  | TRUE
26 | bus_LV_4401-4_0_8_node_23 | 0.4 | n |  | TRUE
27 | bus_LV_4401-4_0_8_node_81 | 0.4 | n |  | TRUE
28 | bus_LV_4401-4_0_8_node_17 | 0.4 | n |  | TRUE
29 | bus_LV_4401-4_0_8_node_21 | 0.4 | n |  | TRUE
30 | bus_LV_4401-4_0_8_node_18 | 0.4 | n |  | TRUE
31 | bus_LV_4401-4_0_8_node_140 | 0.4 | n |  | TRUE
32 | bus_LV_4401-4_0_8_node_141 | 0.4 | n |  | TRUE
33 | bus_LV_4401-4_0_8_node_137 | 0.4 | n |  | TRUE
34 | bus_LV_4401-4_0_8_node_19 | 0.4 | n |  | TRUE
35 | bus_LV_4401-4_0_8_node_32 | 0.4 | n |  | TRUE
36 | bus_LV_4401-4_0_8_node_20 | 0.4 | n |  | TRUE
37 | bus_LV_4401-4_0_8_node_31 | 0.4 | n |  | TRUE
38 | bus_LV_4401-4_0_8_node_26 | 0.4 | n |  | TRUE
39 | bus_LV_4401-4_0_8_node_22 | 0.4 | n |  | TRUE
40 | bus_LV_4401-4_0_8_node_35 | 0.4 | n |  | TRUE
41 | bus_LV_4401-4_0_8_node_30 | 0.4 | n |  | TRUE
42 | bus_LV_4401-4_0_8_node_97 | 0.4 | n |  | TRUE
43 | bus_LV_4401-4_0_8_node_33 | 0.4 | n |  | TRUE
44 | bus_LV_4401-4_0_8_node_71 | 0.4 | n |  | TRUE
45 | bus_LV_4401-4_0_8_node_64 | 0.4 | n |  | TRUE
46 | bus_LV_4401-4_0_8_node_138 | 0.4 | n |  | TRUE
47 | bus_LV_4401-4_0_8_node_34 | 0.4 | n |  | TRUE
48 | bus_LV_4401-4_0_8_node_29 | 0.4 | n |  | TRUE
49 | bus_LV_4401-4_0_8_node_25 | 0.4 | n |  | TRUE
50 | bus_LV_4401-4_0_8_node_36 | 0.4 | n |  | TRUE
51 | bus_LV_4401-4_0_8_node_28 | 0.4 | n |  | TRUE
52 | bus_LV_4401-4_0_8_node_27 | 0.4 | n |  | TRUE
53 | bus_LV_4401-4_0_8_node_69 | 0.4 | n |  | TRUE
54 | bus_LV_4401-4_0_8_node_72 | 0.4 | n |  | TRUE
55 | bus_LV_4401-4_0_8_node_63 | 0.4 | n |  | TRUE
56 | bus_LV_4401-4_0_8_node_70 | 0.4 | n |  | TRUE
57 | bus_LV_4401-4_0_8_node_39 | 0.4 | n |  | TRUE
58 | bus_LV_4401-4_0_8_node_38 | 0.4 | n |  | TRUE
59 | bus_LV_4401-4_0_8_node_37 | 0.4 | n |  | TRUE
60 | bus_LV_4401-4_0_8_node_40 | 0.4 | n |  | TRUE
61 | bus_LV_4401-4_0_8_node_41 | 0.4 | n |  | TRUE
62 | bus_LV_4401-4_0_8_node_42 | 0.4 | n |  | TRUE
63 | bus_LV_4401-4_0_8_node_43 | 0.4 | n |  | TRUE
64 | bus_LV_4401-4_0_8_node_44 | 0.4 | n |  | TRUE
65 | bus_LV_4401-4_0_8_node_45 | 0.4 | n |  | TRUE
66 | bus_LV_4401-4_0_8_node_46 | 0.4 | n |  | TRUE
67 | bus_LV_4401-4_0_8_node_47 | 0.4 | n |  | TRUE
68 | bus_LV_4401-4_0_8_node_48 | 0.4 | n |  | TRUE
69 | bus_LV_4401-4_0_8_node_49 | 0.4 | n |  | TRUE
70 | bus_LV_4401-4_0_8_node_53 | 0.4 | n |  | TRUE
71 | bus_LV_4401-4_0_8_node_133 | 0.4 | n |  | TRUE
72 | bus_LV_4401-4_0_8_node_132 | 0.4 | n |  | TRUE
73 | bus_LV_4401-4_0_8_node_134 | 0.4 | n |  | TRUE
74 | bus_LV_4401-4_0_8_node_129 | 0.4 | n |  | TRUE
75 | bus_LV_4401-4_0_8_node_56 | 0.4 | n |  | TRUE
76 | bus_LV_4401-4_0_8_node_57 | 0.4 | n |  | TRUE
77 | bus_LV_4401-4_0_8_node_58 | 0.4 | n |  | TRUE
78 | bus_LV_4401-4_0_8_node_60 | 0.4 | n |  | TRUE
79 | bus_LV_4401-4_0_8_node_61 | 0.4 | n |  | TRUE
80 | bus_LV_4401-4_0_8_node_59 | 0.4 | n |  | TRUE
81 | bus_LV_4401-4_0_8_node_65 | 0.4 | n |  | TRUE
82 | bus_LV_4401-4_0_8_node_66 | 0.4 | n |  | TRUE
83 | bus_LV_4401-4_0_8_node_68 | 0.4 | n |  | TRUE
84 | bus_LV_4401-4_0_8_node_62 | 0.4 | n |  | TRUE
85 | bus_LV_4401-4_0_8_node_92 | 0.4 | n |  | TRUE
86 | bus_LV_4401-4_0_8_node_94 | 0.4 | n |  | TRUE
87 | bus_LV_4401-4_0_8_node_67 | 0.4 | n |  | TRUE
88 | bus_LV_4401-4_0_8_node_78 | 0.4 | n |  | TRUE
89 | bus_LV_4401-4_0_8_node_112 | 0.4 | n |  | TRUE
90 | bus_LV_4401-4_0_8_node_103 | 0.4 | n |  | TRUE
91 | bus_LV_4401-4_0_8_node_74 | 0.4 | n |  | TRUE
92 | bus_LV_4401-4_0_8_node_73 | 0.4 | n |  | TRUE
93 | bus_LV_4401-4_0_8_node_75 | 0.4 | n |  | TRUE
94 | bus_LV_4401-4_0_8_node_76 | 0.4 | n |  | TRUE
95 | bus_LV_4401-4_0_8_node_79 | 0.4 | n |  | TRUE
96 | bus_LV_4401-4_0_8_node_77 | 0.4 | n |  | TRUE
97 | bus_LV_4401-4_0_8_node_96 | 0.4 | n |  | TRUE
98 | bus_LV_4401-4_0_8_node_89 | 0.4 | n |  | TRUE
99 | bus_LV_4401-4_0_8_node_90 | 0.4 | n |  | TRUE
100 | bus_LV_4401-4_0_8_node_85 | 0.4 | n |  | TRUE
101 | bus_LV_4401-4_0_8_node_82 | 0.4 | n |  | TRUE
102 | bus_LV_4401-4_0_8_node_170 | 0.4 | n |  | TRUE
103 | bus_LV_4401-4_0_8_node_171 | 0.4 | n |  | TRUE
104 | bus_LV_4401-4_0_8_node_151 | 0.4 | n |  | TRUE
105 | bus_LV_4401-4_0_8_node_83 | 0.4 | n |  | TRUE
106 | bus_LV_4401-4_0_8_node_84 | 0.4 | n |  | TRUE
107 | bus_LV_4401-4_0_8_node_86 | 0.4 | n |  | TRUE
108 | bus_LV_4401-4_0_8_node_87 | 0.4 | n |  | TRUE
109 | bus_LV_4401-4_0_8_node_91 | 0.4 | n |  | TRUE
110 | bus_LV_4401-4_0_8_node_88 | 0.4 | n |  | TRUE
111 | bus_LV_4401-4_0_8_node_101 | 0.4 | n |  | TRUE
112 | bus_LV_4401-4_0_8_node_100 | 0.4 | n |  | TRUE
113 | bus_LV_4401-4_0_8_node_169 | 0.4 | n |  | TRUE
114 | bus_LV_4401-4_0_8_node_95 | 0.4 | n |  | TRUE
115 | bus_LV_4401-4_0_8_node_93 | 0.4 | n |  | TRUE
116 | bus_LV_4401-4_0_8_node_113 | 0.4 | n |  | TRUE
117 | bus_LV_4401-4_0_8_node_102 | 0.4 | n |  | TRUE
118 | bus_LV_4401-4_0_8_node_99 | 0.4 | n |  | TRUE
119 | bus_LV_4401-4_0_8_node_168 | 0.4 | n |  | TRUE
120 | bus_LV_4401-4_0_8_node_98 | 0.4 | n |  | TRUE
121 | bus_LV_4401-4_0_8_node_114 | 0.4 | n |  | TRUE
122 | bus_LV_4401-4_0_8_node_104 | 0.4 | n |  | TRUE
123 | bus_LV_4401-4_0_8_node_109 | 0.4 | n |  | TRUE
124 | bus_LV_4401-4_0_8_node_108 | 0.4 | n |  | TRUE
125 | bus_LV_4401-4_0_8_node_105 | 0.4 | n |  | TRUE
126 | bus_LV_4401-4_0_8_node_116 | 0.4 | n |  | TRUE
127 | bus_LV_4401-4_0_8_node_117 | 0.4 | n |  | TRUE
128 | bus_LV_4401-4_0_8_node_118 | 0.4 | n |  | TRUE
129 | bus_LV_4401-4_0_8_node_119 | 0.4 | n |  | TRUE
130 | bus_LV_4401-4_0_8_node_120 | 0.4 | n |  | TRUE
131 | bus_LV_4401-4_0_8_node_121 | 0.4 | n |  | TRUE
132 | bus_LV_4401-4_0_8_node_122 | 0.4 | n |  | TRUE
133 | bus_LV_4401-4_0_8_node_123 | 0.4 | n |  | TRUE
134 | bus_LV_4401-4_0_8_node_124 | 0.4 | n |  | TRUE
135 | bus_LV_4401-4_0_8_node_130 | 0.4 | n |  | TRUE
136 | bus_LV_4401-4_0_8_node_128 | 0.4 | n |  | TRUE
137 | bus_LV_4401-4_0_8_node_131 | 0.4 | n |  | TRUE
138 | bus_LV_4401-4_0_8_node_127 | 0.4 | n |  | TRUE
139 | bus_LV_4401-4_0_8_node_125 | 0.4 | n |  | TRUE
140 | bus_LV_4401-4_0_8_node_126 | 0.4 | n |  | TRUE
141 | bus_LV_4401-4_0_8_node_135 | 0.4 | n |  | TRUE
142 | bus_LV_4401-4_0_8_node_139 | 0.4 | n |  | TRUE
143 | bus_LV_4401-4_0_8_node_142 | 0.4 | n |  | TRUE
144 | bus_LV_4401-4_0_8_node_146 | 0.4 | n |  | TRUE
145 | bus_LV_4401-4_0_8_node_143 | 0.4 | n |  | TRUE
146 | bus_LV_4401-4_0_8_node_148 | 0.4 | n |  | TRUE
147 | bus_LV_4401-4_0_8_node_144 | 0.4 | n |  | TRUE
148 | bus_LV_4401-4_0_8_node_145 | 0.4 | n |  | TRUE
149 | bus_LV_4401-4_0_8_node_147 | 0.4 | n |  | TRUE
150 | bus_LV_4401-4_0_8_node_165 | 0.4 | n |  | TRUE
151 | bus_LV_4401-4_0_8_node_149 | 0.4 | n |  | TRUE
152 | bus_LV_4401-4_0_8_node_164 | 0.4 | n |  | TRUE
153 | bus_LV_4401-4_0_8_node_150 | 0.4 | n |  | TRUE
154 | bus_LV_4401-4_0_8_node_152 | 0.4 | n |  | TRUE
155 | bus_LV_4401-4_0_8_node_153 | 0.4 | n |  | TRUE
156 | bus_LV_4401-4_0_8_node_154 | 0.4 | n |  | TRUE
157 | bus_LV_4401-4_0_8_node_155 | 0.4 | n |  | TRUE
158 | bus_LV_4401-4_0_8_node_156 | 0.4 | n |  | TRUE
159 | bus_LV_4401-4_0_8_node_158 | 0.4 | n |  | TRUE
160 | bus_LV_4401-4_0_8_node_159 | 0.4 | n |  | TRUE
161 | bus_LV_4401-4_0_8_node_160 | 0.4 | n |  | TRUE
162 | bus_LV_4401-4_0_8_node_161 | 0.4 | n |  | TRUE
163 | bus_LV_4401-4_0_8_node_166 | 0.4 | n |  | TRUE
164 | bus_LV_4401-4_0_8_node_167 | 0.4 | n |  | TRUE
165 | bus_LV_4401-4_0_8_node_162 | 0.4 | n |  | TRUE
166 | bus_LV_4401-4_0_8_node_163 | 0.4 | n |  | TRUE
167 | bus_MV_48_0_node_125 | 20 | n |  | TRUE

## load
| name | bus | p_mw | q_mvar | const_z_percent | const_i_percent | sn_mva | scaling | in_service | type
0 | LV_4401-4_0_8_load_0 | 0 | 0.0037643 | 0.00094343 | 0 | 0 |  | 1 | TRUE | wye
1 | LV_4401-4_0_8_load_1 | 1 | 0.074312 | 0.018624 | 0 | 0 |  | 1 | TRUE | wye
2 | LV_4401-4_0_8_load_4 | 3 | 0.07951 | 0.019927 | 0 | 0 |  | 1 | TRUE | wye
3 | LV_4401-4_0_8_load_5 | 4 | 0.0020451 | 0.00051254 | 0 | 0 |  | 1 | TRUE | wye
4 | LV_4401-4_0_8_load_54 | 6 | 0.0031261 | 0.00078348 | 0 | 0 |  | 1 | TRUE | wye
5 | LV_4401-4_0_8_load_110 | 8 | 0.0025504 | 0.00063918 | 0 | 0 |  | 1 | TRUE | wye
6 | LV_4401-4_0_8_load_107 | 9 | 0.0023753 | 0.0005953 | 0 | 0 |  | 1 | TRUE | wye
7 | LV_4401-4_0_8_load_52 | 10 | 0.0010187 | 0.0002553 | 0 | 0 |  | 1 | TRUE | wye
8 | LV_4401-4_0_8_load_50 | 11 | 0.0018425 | 0.00046177 | 0 | 0 |  | 1 | TRUE | wye
9 | LV_4401-4_0_8_load_55 | 12 | 0.0085576 | 0.0021447 | 0 | 0 |  | 1 | TRUE | wye
10 | LV_4401-4_0_8_load_111 | 13 | 0.0023474 | 0.00058832 | 0 | 0 |  | 1 | TRUE | wye
11 | LV_4401-4_0_8_load_7 | 15 | 0.0038361 | 0.00096143 | 0 | 0 |  | 1 | TRUE | wye
12 | LV_4401-4_0_8_load_8 | 16 | 0.0026876 | 0.00067357 | 0 | 0 |  | 1 | TRUE | wye
13 | LV_4401-4_0_8_load_10 | 18 | 0.0026975 | 0.00067605 | 0 | 0 |  | 1 | TRUE | wye
14 | LV_4401-4_0_8_load_11 | 19 | 0.0015441 | 0.00038699 | 0 | 0 |  | 1 | TRUE | wye
15 | LV_4401-4_0_8_load_12 | 20 | 0.0013045 | 0.00032695 | 0 | 0 |  | 1 | TRUE | wye
16 | LV_4401-4_0_8_load_13 | 21 | 0.002872 | 0.00071978 | 0 | 0 |  | 1 | TRUE | wye
17 | LV_4401-4_0_8_load_14 | 22 | 0.001287 | 0.00032255 | 0 | 0 |  | 1 | TRUE | wye
18 | LV_4401-4_0_8_load_15 | 23 | 0.00228 | 0.00057142 | 0 | 0 |  | 1 | TRUE | wye
19 | LV_4401-4_0_8_load_23 | 26 | 0.0025779 | 0.00064608 | 0 | 0 |  | 1 | TRUE | wye
20 | LV_4401-4_0_8_load_81 | 27 | 0.0061367 | 0.001538 | 0 | 0 |  | 1 | TRUE | wye
21 | LV_4401-4_0_8_load_21 | 29 | 0.0015314 | 0.00038381 | 0 | 0 |  | 1 | TRUE | wye
22 | LV_4401-4_0_8_load_140 | 31 | 0.0016485 | 0.00041316 | 0 | 0 |  | 1 | TRUE | wye
23 | LV_4401-4_0_8_load_141 | 32 | 0.0011979 | 0.00030021 | 0 | 0 |  | 1 | TRUE | wye
24 | LV_4401-4_0_8_load_137 | 33 | 0.0012686 | 0.00031793 | 0 | 0 |  | 1 | TRUE | wye
25 | LV_4401-4_0_8_load_32 | 35 | 0.0012406 | 0.00031092 | 0 | 0 |  | 1 | TRUE | wye
26 | LV_4401-4_0_8_load_31 | 37 | 0.0010505 | 0.00026328 | 0 | 0 |  | 1 | TRUE | wye
27 | LV_4401-4_0_8_load_26 | 38 | 0.0018105 | 0.00045375 | 0 | 0 |  | 1 | TRUE | wye
28 | LV_4401-4_0_8_load_30 | 41 | 0.0045615 | 0.0011432 | 0 | 0 |  | 1 | TRUE | wye
29 | LV_4401-4_0_8_load_97 | 42 | 0.00090639 | 0.00022716 | 0 | 0 |  | 1 | TRUE | wye
30 | LV_4401-4_0_8_load_71 | 44 | 0.002359 | 0.00059122 | 0 | 0 |  | 1 | TRUE | wye
31 | LV_4401-4_0_8_load_64 | 45 | 0.0036979 | 0.00092679 | 0 | 0 |  | 1 | TRUE | wye
32 | LV_4401-4_0_8_load_138 | 46 | 0.0012295 | 0.00030813 | 0 | 0 |  | 1 | TRUE | wye
33 | LV_4401-4_0_8_load_34 | 47 | 0.001022 | 0.00025614 | 0 | 0 |  | 1 | TRUE | wye
34 | LV_4401-4_0_8_load_29 | 48 | 0.0023163 | 0.00058053 | 0 | 0 |  | 1 | TRUE | wye
35 | LV_4401-4_0_8_load_25 | 49 | 0.001564 | 0.00039197 | 0 | 0 |  | 1 | TRUE | wye
36 | LV_4401-4_0_8_load_36 | 50 | 0.0069239 | 0.0017353 | 0 | 0 |  | 1 | TRUE | wye
37 | LV_4401-4_0_8_load_28 | 51 | 0.0039913 | 0.0010003 | 0 | 0 |  | 1 | TRUE | wye
38 | LV_4401-4_0_8_load_27 | 52 | 0.0034944 | 0.00087577 | 0 | 0 |  | 1 | TRUE | wye
39 | LV_4401-4_0_8_load_69 | 53 | 0.0044703 | 0.0011204 | 0 | 0 |  | 1 | TRUE | wye
40 | LV_4401-4_0_8_load_63 | 55 | 0.0030609 | 0.00076712 | 0 | 0 |  | 1 | TRUE | wye
41 | LV_4401-4_0_8_load_70 | 56 | 0.0029916 | 0.00074978 | 0 | 0 |  | 1 | TRUE | wye
42 | LV_4401-4_0_8_load_39 | 57 | 0.0030131 | 0.00075514 | 0 | 0 |  | 1 | TRUE | wye
43 | LV_4401-4_0_8_load_38 | 58 | 0.00489 | 0.0012255 | 0 | 0 |  | 1 | TRUE | wye
44 | LV_4401-4_0_8_load_37 | 59 | 0.0021911 | 0.00054913 | 0 | 0 |  | 1 | TRUE | wye
45 | LV_4401-4_0_8_load_40 | 60 | 0.0017389 | 0.00043582 | 0 | 0 |  | 1 | TRUE | wye
46 | LV_4401-4_0_8_load_41 | 61 | 0.0019001 | 0.0004762 | 0 | 0 |  | 1 | TRUE | wye
47 | LV_4401-4_0_8_load_42 | 62 | 0.0017444 | 0.0004372 | 0 | 0 |  | 1 | TRUE | wye
48 | LV_4401-4_0_8_load_43 | 63 | 0.0042141 | 0.0010561 | 0 | 0 |  | 1 | TRUE | wye
49 | LV_4401-4_0_8_load_44 | 64 | 0.0019461 | 0.00048774 | 0 | 0 |  | 1 | TRUE | wye
50 | LV_4401-4_0_8_load_45 | 65 | 0.0018768 | 0.00047037 | 0 | 0 |  | 1 | TRUE | wye
51 | LV_4401-4_0_8_load_46 | 66 | 0.0031168 | 0.00078115 | 0 | 0 |  | 1 | TRUE | wye
52 | LV_4401-4_0_8_load_47 | 67 | 0.0015295 | 0.00038332 | 0 | 0 |  | 1 | TRUE | wye
53 | LV_4401-4_0_8_load_48 | 68 | 0.0021721 | 0.00054438 | 0 | 0 |  | 1 | TRUE | wye
54 | LV_4401-4_0_8_load_49 | 69 | 0.0019697 | 0.00049365 | 0 | 0 |  | 1 | TRUE | wye
55 | LV_4401-4_0_8_load_133 | 71 | 0.00086656 | 0.00021718 | 0 | 0 |  | 1 | TRUE | wye
56 | LV_4401-4_0_8_load_132 | 72 | 0.0020781 | 0.00052083 | 0 | 0 |  | 1 | TRUE | wye
57 | LV_4401-4_0_8_load_134 | 73 | 0.002006 | 0.00050274 | 0 | 0 |  | 1 | TRUE | wye
58 | LV_4401-4_0_8_load_129 | 74 | 0.0012726 | 0.00031894 | 0 | 0 |  | 1 | TRUE | wye
59 | LV_4401-4_0_8_load_56 | 75 | 0.007049 | 0.0017667 | 0 | 0 |  | 1 | TRUE | wye
60 | LV_4401-4_0_8_load_57 | 76 | 0.0036257 | 0.00090869 | 0 | 0 |  | 1 | TRUE | wye
61 | LV_4401-4_0_8_load_60 | 78 | 0.0019567 | 0.00049039 | 0 | 0 |  | 1 | TRUE | wye
62 | LV_4401-4_0_8_load_61 | 79 | 0.0057947 | 0.0014523 | 0 | 0 |  | 1 | TRUE | wye
63 | LV_4401-4_0_8_load_65 | 81 | 0.0018022 | 0.00045167 | 0 | 0 |  | 1 | TRUE | wye
64 | LV_4401-4_0_8_load_66 | 82 | 0.0019823 | 0.0004968 | 0 | 0 |  | 1 | TRUE | wye
65 | LV_4401-4_0_8_load_68 | 83 | 0.002113 | 0.00052956 | 0 | 0 |  | 1 | TRUE | wye
66 | LV_4401-4_0_8_load_62 | 84 | 0.023732 | 0.0059479 | 0 | 0 |  | 1 | TRUE | wye
67 | LV_4401-4_0_8_load_92 | 85 | 0.0021874 | 0.00054822 | 0 | 0 |  | 1 | TRUE | wye
68 | LV_4401-4_0_8_load_94 | 86 | 0.0011531 | 0.00028899 | 0 | 0 |  | 1 | TRUE | wye
69 | LV_4401-4_0_8_load_67 | 87 | 0.0020265 | 0.0005079 | 0 | 0 |  | 1 | TRUE | wye
70 | LV_4401-4_0_8_load_78 | 88 | 0.0022512 | 0.00056422 | 0 | 0 |  | 1 | TRUE | wye
71 | LV_4401-4_0_8_load_112 | 89 | 0.0016703 | 0.00041861 | 0 | 0 |  | 1 | TRUE | wye
72 | LV_4401-4_0_8_load_103 | 90 | 0.0013704 | 0.00034346 | 0 | 0 |  | 1 | TRUE | wye
73 | LV_4401-4_0_8_load_75 | 93 | 0.0028594 | 0.00071663 | 0 | 0 |  | 1 | TRUE | wye
74 | LV_4401-4_0_8_load_76 | 94 | 0.01501 | 0.0037619 | 0 | 0 |  | 1 | TRUE | wye
75 | LV_4401-4_0_8_load_79 | 95 | 0.0014869 | 0.00037266 | 0 | 0 |  | 1 | TRUE | wye
76 | LV_4401-4_0_8_load_77 | 96 | 0.0048248 | 0.0012092 | 0 | 0 |  | 1 | TRUE | wye
77 | LV_4401-4_0_8_load_82 | 101 | 0.003499 | 0.00087693 | 0 | 0 |  | 1 | TRUE | wye
78 | LV_4401-4_0_8_load_171 | 103 | 0.0023911 | 0.00059927 | 0 | 0 |  | 1 | TRUE | wye
79 | LV_4401-4_0_8_load_151 | 104 | 0.0022605 | 0.00056653 | 0 | 0 |  | 1 | TRUE | wye
80 | LV_4401-4_0_8_load_83 | 105 | 0.0036135 | 0.00090562 | 0 | 0 |  | 1 | TRUE | wye
81 | LV_4401-4_0_8_load_84 | 106 | 0.0025522 | 0.00063964 | 0 | 0 |  | 1 | TRUE | wye
82 | LV_4401-4_0_8_load_86 | 107 | 0.001931 | 0.00048396 | 0 | 0 |  | 1 | TRUE | wye
83 | LV_4401-4_0_8_load_91 | 109 | 0.0016033 | 0.00040182 | 0 | 0 |  | 1 | TRUE | wye
84 | LV_4401-4_0_8_load_100 | 112 | 0.0015187 | 0.00038062 | 0 | 0 |  | 1 | TRUE | wye
85 | LV_4401-4_0_8_load_169 | 113 | 0.0017634 | 0.00044195 | 0 | 0 |  | 1 | TRUE | wye
86 | LV_4401-4_0_8_load_95 | 114 | 0.0013271 | 0.00033261 | 0 | 0 |  | 1 | TRUE | wye
87 | LV_4401-4_0_8_load_113 | 116 | 0.00021613 | 5.4168e-05 | 0 | 0 |  | 1 | TRUE | wye
88 | LV_4401-4_0_8_load_102 | 117 | 0.0016262 | 0.00040755 | 0 | 0 |  | 1 | TRUE | wye
89 | LV_4401-4_0_8_load_99 | 118 | 0.0013161 | 0.00032983 | 0 | 0 |  | 1 | TRUE | wye
90 | LV_4401-4_0_8_load_168 | 119 | 0.0027015 | 0.00067707 | 0 | 0 |  | 1 | TRUE | wye
91 | LV_4401-4_0_8_load_98 | 120 | 0.0018148 | 0.00045484 | 0 | 0 |  | 1 | TRUE | wye
92 | LV_4401-4_0_8_load_114 | 121 | 0.00023131 | 5.7973e-05 | 0 | 0 |  | 1 | TRUE | wye
93 | LV_4401-4_0_8_load_104 | 122 | 0.0015795 | 0.00039586 | 0 | 0 |  | 1 | TRUE | wye
94 | LV_4401-4_0_8_load_109 | 123 | 0.0011113 | 0.00027853 | 0 | 0 |  | 1 | TRUE | wye
95 | LV_4401-4_0_8_load_108 | 124 | 0.0019887 | 0.00049842 | 0 | 0 |  | 1 | TRUE | wye
96 | LV_4401-4_0_8_load_105 | 125 | 0.0016356 | 0.00040991 | 0 | 0 |  | 1 | TRUE | wye
97 | LV_4401-4_0_8_load_116 | 126 | 0.0032719 | 0.00082003 | 0 | 0 |  | 1 | TRUE | wye
98 | LV_4401-4_0_8_load_117 | 127 | 0.0026824 | 0.00067227 | 0 | 0 |  | 1 | TRUE | wye
99 | LV_4401-4_0_8_load_119 | 129 | 0.0032194 | 0.00080686 | 0 | 0 |  | 1 | TRUE | wye
100 | LV_4401-4_0_8_load_120 | 130 | 0.0029729 | 0.00074507 | 0 | 0 |  | 1 | TRUE | wye
101 | LV_4401-4_0_8_load_121 | 131 | 0.0028927 | 0.00072499 | 0 | 0 |  | 1 | TRUE | wye
102 | LV_4401-4_0_8_load_124 | 134 | 0.0009653 | 0.00024193 | 0 | 0 |  | 1 | TRUE | wye
103 | LV_4401-4_0_8_load_130 | 135 | 0.001524 | 0.00038194 | 0 | 0 |  | 1 | TRUE | wye
104 | LV_4401-4_0_8_load_128 | 136 | 0.0036353 | 0.00091109 | 0 | 0 |  | 1 | TRUE | wye
105 | LV_4401-4_0_8_load_131 | 137 | 0.0020128 | 0.00050444 | 0 | 0 |  | 1 | TRUE | wye
106 | LV_4401-4_0_8_load_127 | 138 | 0.00095417 | 0.00023914 | 0 | 0 |  | 1 | TRUE | wye
107 | LV_4401-4_0_8_load_125 | 139 | 0.0033468 | 0.00083878 | 0 | 0 |  | 1 | TRUE | wye
108 | LV_4401-4_0_8_load_126 | 140 | 0.00092201 | 0.00023108 | 0 | 0 |  | 1 | TRUE | wye
109 | LV_4401-4_0_8_load_135 | 141 | 0.0020729 | 0.00051951 | 0 | 0 |  | 1 | TRUE | wye
110 | LV_4401-4_0_8_load_139 | 142 | 0.001002 | 0.00025113 | 0 | 0 |  | 1 | TRUE | wye
111 | LV_4401-4_0_8_load_146 | 144 | 0.0024788 | 0.00062125 | 0 | 0 |  | 1 | TRUE | wye
112 | LV_4401-4_0_8_load_143 | 145 | 0.00098382 | 0.00024657 | 0 | 0 |  | 1 | TRUE | wye
113 | LV_4401-4_0_8_load_148 | 146 | 0.0015505 | 0.00038859 | 0 | 0 |  | 1 | TRUE | wye
114 | LV_4401-4_0_8_load_144 | 147 | 0.00098391 | 0.00024659 | 0 | 0 |  | 1 | TRUE | wye
115 | LV_4401-4_0_8_load_145 | 148 | 0.0010643 | 0.00026675 | 0 | 0 |  | 1 | TRUE | wye
116 | LV_4401-4_0_8_load_147 | 149 | 0.0012475 | 0.00031266 | 0 | 0 |  | 1 | TRUE | wye
117 | LV_4401-4_0_8_load_165 | 150 | 0.0011025 | 0.0002763 | 0 | 0 |  | 1 | TRUE | wye
118 | LV_4401-4_0_8_load_149 | 151 | 0.0042965 | 0.0010768 | 0 | 0 |  | 1 | TRUE | wye
119 | LV_4401-4_0_8_load_164 | 152 | 0.0050543 | 0.0012667 | 0 | 0 |  | 1 | TRUE | wye
120 | LV_4401-4_0_8_load_150 | 153 | 0.0034044 | 0.00085323 | 0 | 0 |  | 1 | TRUE | wye
121 | LV_4401-4_0_8_load_152 | 154 | 0.0062775 | 0.0015733 | 0 | 0 |  | 1 | TRUE | wye
122 | LV_4401-4_0_8_load_153 | 155 | 0.005462 | 0.0013689 | 0 | 0 |  | 1 | TRUE | wye
123 | LV_4401-4_0_8_load_155 | 157 | 0.0032625 | 0.00081765 | 0 | 0 |  | 1 | TRUE | wye
124 | LV_4401-4_0_8_load_156 | 158 | 0.0022836 | 0.00057233 | 0 | 0 |  | 1 | TRUE | wye
125 | LV_4401-4_0_8_load_158 | 159 | 0.0022945 | 0.00057506 | 0 | 0 |  | 1 | TRUE | wye
126 | LV_4401-4_0_8_load_159 | 160 | 0.0014518 | 0.00036385 | 0 | 0 |  | 1 | TRUE | wye
127 | LV_4401-4_0_8_load_160 | 161 | 0.0023682 | 0.00059352 | 0 | 0 |  | 1 | TRUE | wye
128 | LV_4401-4_0_8_load_161 | 162 | 0.0038329 | 0.00096061 | 0 | 0 |  | 1 | TRUE | wye
129 | LV_4401-4_0_8_load_166 | 163 | 0.0035036 | 0.0008781 | 0 | 0 |  | 1 | TRUE | wye
130 | LV_4401-4_0_8_load_167 | 164 | 0.0030088 | 0.00075407 | 0 | 0 |  | 1 | TRUE | wye
131 | LV_4401-4_0_8_load_162 | 165 | 0.0013249 | 0.00033204 | 0 | 0 |  | 1 | TRUE | wye
132 | LV_4401-4_0_8_load_163 | 166 | 0.00074563 | 0.00018687 | 0 | 0 |  | 1 | TRUE | wye

## ext_grid
| name | bus | vm_pu | va_degree | slack_weight | in_service
0 |  | 12 | 1 | 0 | 1 | TRUE

## line
| name | std_type | from_bus | to_bus | length_km | r_ohm_per_km | x_ohm_per_km | c_nf_per_km | g_us_per_km | max_i_ka | df | parallel | type | in_service
0 | LV_4401-4_0_8_line_0 |  | 0 | 1 | 0.019782 | 0.125 | 0.08 | 261 | 0 | 0.364 | 1 | 1 | cs | TRUE
1 | LV_4401-4_0_8_line_1 |  | 1 | 2 | 0.042644 | 0.125 | 0.08 | 261 | 0 | 0.364 | 1 | 1 | cs | TRUE
2 | LV_4401-4_0_8_line_2 |  | 2 | 3 | 0.027679 | 0.125 | 0.08 | 261 | 0 | 0.364 | 1 | 2 | cs | TRUE
3 | LV_4401-4_0_8_line_3 |  | 2 | 4 | 0.020456 | 0.125 | 0.08 | 261 | 0 | 0.364 | 1 | 2 | cs | TRUE
4 | LV_4401-4_0_8_line_4 |  | 3 | 5 | 0.047252 | 0.125 | 0.08 | 261 | 0 | 0.364 | 1 | 1 | cs | TRUE
5 | LV_4401-4_0_8_line_5 |  | 4 | 6 | 0.032281 | 0.125 | 0.08 | 261 | 0 | 0.364 | 1 | 4 | cs | TRUE
6 | LV_4401-4_0_8_line_6 |  | 5 | 10 | 0.034687 | 0.125 | 0.08 | 261 | 0 | 0.364 | 1 | 1 | cs | TRUE
7 | LV_4401-4_0_8_line_7 |  | 5 | 11 | 0.01478 | 0.125 | 0.08 | 261 | 0 | 0.364 | 1 | 1 | cs | TRUE
8 | LV_4401-4_0_8_line_8 |  | 6 | 12 | 0.023877 | 0.125 | 0.08 | 261 | 0 | 0.364 | 1 | 4 | cs | TRUE
9 | LV_4401-4_0_8_line_9 |  | 7 | 8 | 0.013 | 0.125 | 0.08 | 261 | 0 | 0.364 | 1 | 4 | cs | TRUE
10 | LV_4401-4_0_8_line_10 |  | 7 | 9 | 0.026909 | 0.125 | 0.08 | 261 | 0 | 0.364 | 1 | 4 | cs | TRUE
11 | LV_4401-4_0_8_line_11 |  | 8 | 13 | 0.00031279 | 0.125 | 0.08 | 261 | 0 | 0.364 | 1 | 4 | cs | TRUE
12 | LV_4401-4_0_8_line_12 |  | 9 | 14 | 0.015629 | 0.125 | 0.08 | 261 | 0 | 0.364 | 1 | 4 | cs | TRUE
13 | LV_4401-4_0_8_line_13 |  | 10 | 70 | 0.020026 | 0.125 | 0.08 | 261 | 0 | 0.364 | 1 | 1 | cs | TRUE
14 | LV_4401-4_0_8_line_14 |  | 11 | 69 | 0.012367 | 0.125 | 0.08 | 261 | 0 | 0.364 | 1 | 1 | cs | TRUE
15 | LV_4401-4_0_8_line_15 |  | 12 | 75 | 0.0091925 | 0.125 | 0.08 | 261 | 0 | 0.364 | 1 | 4 | cs | TRUE
16 | LV_4401-4_0_8_line_16 |  | 13 | 89 | 0.024662 | 0.125 | 0.08 | 261 | 0 | 0.364 | 1 | 4 | cs | TRUE
17 | LV_4401-4_0_8_line_17 |  | 14 | 124 | 0.017052 | 0.125 | 0.08 | 261 | 0 | 0.364 | 1 | 4 | cs | TRUE
18 | LV_4401-4_0_8_line_18 |  | 14 | 125 | 0.013908 | 0.125 | 0.08 | 261 | 0 | 0.364 | 1 | 1 | cs | TRUE
19 | LV_4401-4_0_8_line_19 |  | 15 | 16 | 0.0089539 | 0.125 | 0.08 | 261 | 0 | 0.364 | 1 | 1 | cs | TRUE
20 | LV_4401-4_0_8_line_20 |  | 15 | 17 | 0.011442 | 0.125 | 0.08 | 261 | 0 | 0.364 | 1 | 1 | cs | TRUE
21 | LV_4401-4_0_8_line_21 |  | 16 | 18 | 0.016705 | 0.125 | 0.08 | 261 | 0 | 0.364 | 1 | 1 | cs | TRUE
22 | LV_4401-4_0_8_line_22 |  | 17 | 19 | 0.020923 | 0.125 | 0.08 | 261 | 0 | 0.364 | 1 | 1 | cs | TRUE
23 | LV_4401-4_0_8_line_23 |  | 17 | 20 | 0.016617 | 0.125 | 0.08 | 261 | 0 | 0.364 | 1 | 1 | cs | TRUE
24 | LV_4401-4_0_8_line_24 |  | 18 | 21 | 0.0025139 | 0.125 | 0.08 | 261 | 0 | 0.364 | 1 | 1 | cs | TRUE
25 | LV_4401-4_0_8_line_25 |  | 19 | 22 | 0.029963 | 0.125 | 0.08 | 261 | 0 | 0.364 | 1 | 1 | cs | TRUE
26 | LV_4401-4_0_8_line_26 |  | 20 | 23 | 0.023353 | 0.125 | 0.08 | 261 | 0 | 0.364 | 1 | 1 | cs | TRUE
27 | LV_4401-4_0_8_line_27 |  | 21 | 24 | 0.037354 | 0.125 | 0.08 | 261 | 0 | 0.364 | 1 | 2 | cs | TRUE
28 | LV_4401-4_0_8_line_28 |  | 22 | 25 | 0.0011751 | 0.125 | 0.08 | 261 | 0 | 0.364 | 1 | 1 | cs | TRUE
29 | LV_4401-4_0_8_line_29 |  | 23 | 26 | 0.0088384 | 0.125 | 0.08 | 261 | 0 | 0.364 | 1 | 1 | cs | TRUE
30 | LV_4401-4_0_8_line_30 |  | 24 | 27 | 0.0191 | 0.125 | 0.08 | 261 | 0 | 0.364 | 1 | 2 | cs | TRUE
31 | LV_4401-4_0_8_line_31 |  | 25 | 28 | 0.00798 | 0.125 | 0.08 | 261 | 0 | 0.364 | 1 | 1 | cs | TRUE
32 | LV_4401-4_0_8_line_32 |  | 27 | 101 | 0.023446 | 0.125 | 0.08 | 261 | 0 | 0.364 | 1 | 4 | cs | TRUE
33 | LV_4401-4_0_8_line_33 |  | 28 | 29 | 0.021925 | 0.125 | 0.08 | 261 | 0 | 0.364 | 1 | 1 | cs | TRUE
34 | LV_4401-4_0_8_line_34 |  | 29 | 38 | 0.0080043 | 0.125 | 0.08 | 261 | 0 | 0.364 | 1 | 1 | cs | TRUE
35 | LV_4401-4_0_8_line_35 |  | 30 | 31 | 0.045674 | 0.125 | 0.08 | 261 | 0 | 0.364 | 1 | 4 | cs | TRUE
36 | LV_4401-4_0_8_line_36 |  | 30 | 32 | 0.022605 | 0.125 | 0.08 | 261 | 0 | 0.364 | 1 | 4 | cs | TRUE
37 | LV_4401-4_0_8_line_37 |  | 30 | 33 | 0.017779 | 0.125 | 0.08 | 261 | 0 | 0.364 | 1 | 4 | cs | TRUE
38 | LV_4401-4_0_8_line_38 |  | 31 | 42 | 0.026694 | 0.125 | 0.08 | 261 | 0 | 0.364 | 1 | 4 | cs | TRUE
39 | LV_4401-4_0_8_line_39 |  | 32 | 36 | 0.01048 | 0.125 | 0.08 | 261 | 0 | 0.364 | 1 | 4 | cs | TRUE
40 | LV_4401-4_0_8_line_40 |  | 33 | 46 | 0.027917 | 0.125 | 0.08 | 261 | 0 | 0.364 | 1 | 4 | cs | TRUE
41 | LV_4401-4_0_8_line_41 |  | 34 | 35 | 0.014304 | 0.125 | 0.08 | 261 | 0 | 0.364 | 1 | 1 | cs | TRUE
42 | LV_4401-4_0_8_line_42 |  | 34 | 36 | 0.0090072 | 0.125 | 0.08 | 261 | 0 | 0.364 | 1 | 4 | cs | TRUE
43 | LV_4401-4_0_8_line_43 |  | 34 | 37 | 0.021388 | 0.125 | 0.08 | 261 | 0 | 0.364 | 1 | 4 | cs | TRUE
44 | LV_4401-4_0_8_line_44 |  | 35 | 47 | 0.027394 | 0.125 | 0.08 | 261 | 0 | 0.364 | 1 | 1 | cs | TRUE
45 | LV_4401-4_0_8_line_45 |  | 37 | 48 | 0.015689 | 0.125 | 0.08 | 261 | 0 | 0.364 | 1 | 2 | cs | TRUE
46 | LV_4401-4_0_8_line_46 |  | 38 | 49 | 0.015913 | 0.125 | 0.08 | 261 | 0 | 0.364 | 1 | 1 | cs | TRUE
47 | LV_4401-4_0_8_line_47 |  | 39 | 40 | 0.11286 | 0.125 | 0.08 | 261 | 0 | 0.364 | 1 | 1 | cs | TRUE
48 | LV_4401-4_0_8_line_48 |  | 39 | 41 | 0.050269 | 0.125 | 0.08 | 261 | 0 | 0.364 | 1 | 1 | cs | TRUE
49 | LV_4401-4_0_8_line_49 |  | 40 | 50 | 0.042406 | 0.125 | 0.08 | 261 | 0 | 0.364 | 1 | 1 | cs | TRUE
50 | LV_4401-4_0_8_line_50 |  | 41 | 51 | 0.0020538 | 0.125 | 0.08 | 261 | 0 | 0.364 | 1 | 1 | cs | TRUE
51 | LV_4401-4_0_8_line_51 |  | 42 | 93 | 0.0031567 | 0.125 | 0.08 | 261 | 0 | 0.364 | 1 | 4 | cs | TRUE
52 | LV_4401-4_0_8_line_52 |  | 43 | 44 | 0.027464 | 0.125 | 0.08 | 261 | 0 | 0.364 | 1 | 1 | cs | TRUE
53 | LV_4401-4_0_8_line_53 |  | 43 | 45 | 0.015652 | 0.125 | 0.08 | 261 | 0 | 0.364 | 1 | 1 | cs | TRUE
54 | LV_4401-4_0_8_line_54 |  | 44 | 54 | 0.0011011 | 0.125 | 0.08 | 261 | 0 | 0.364 | 1 | 1 | cs | TRUE
55 | LV_4401-4_0_8_line_55 |  | 45 | 55 | 0.00083797 | 0.125 | 0.08 | 261 | 0 | 0.364 | 1 | 1 | cs | TRUE
56 | LV_4401-4_0_8_line_56 |  | 46 | 142 | 0.00045211 | 0.125 | 0.08 | 261 | 0 | 0.364 | 1 | 4 | cs | TRUE
57 | LV_4401-4_0_8_line_57 |  | 47 | 53 | 0.028003 | 0.125 | 0.08 | 261 | 0 | 0.364 | 1 | 1 | cs | TRUE
58 | LV_4401-4_0_8_line_58 |  | 48 | 52 | 0.0056344 | 0.125 | 0.08 | 261 | 0 | 0.364 | 1 | 1 | cs | TRUE
59 | LV_4401-4_0_8_line_59 |  | 50 | 57 | 0.0038043 | 0.125 | 0.08 | 261 | 0 | 0.364 | 1 | 1 | cs | TRUE
60 | LV_4401-4_0_8_line_60 |  | 51 | 52 | 0.033548 | 0.125 | 0.08 | 261 | 0 | 0.364 | 1 | 1 | cs | TRUE
61 | LV_4401-4_0_8_line_61 |  | 53 | 56 | 0.027882 | 0.125 | 0.08 | 261 | 0 | 0.364 | 1 | 1 | cs | TRUE
62 | LV_4401-4_0_8_line_62 |  | 54 | 92 | 0.004259 | 0.125 | 0.08 | 261 | 0 | 0.364 | 1 | 4 | cs | TRUE
63 | LV_4401-4_0_8_line_63 |  | 54 | 91 | 0.012939 | 0.125 | 0.08 | 261 | 0 | 0.364 | 1 | 4 | cs | TRUE
64 | LV_4401-4_0_8_line_64 |  | 57 | 58 | 0.023614 | 0.125 | 0.08 | 261 | 0 | 0.364 | 1 | 1 | cs | TRUE
65 | LV_4401-4_0_8_line_65 |  | 58 | 59 | 0.0089953 | 0.125 | 0.08 | 261 | 0 | 0.364 | 1 | 1 | cs | TRUE
66 | LV_4401-4_0_8_line_66 |  | 60 | 61 | 0.0039306 | 0.125 | 0.08 | 261 | 0 | 0.364 | 1 | 1 | cs | TRUE
67 | LV_4401-4_0_8_line_67 |  | 60 | 62 | 0.0014974 | 0.125 | 0.08 | 261 | 0 | 0.364 | 1 | 1 | cs | TRUE
68 | LV_4401-4_0_8_line_68 |  | 61 | 63 | 0.0093597 | 0.125 | 0.08 | 261 | 0 | 0.364 | 1 | 1 | cs | TRUE
69 | LV_4401-4_0_8_line_69 |  | 62 | 64 | 0.021942 | 0.125 | 0.08 | 261 | 0 | 0.364 | 1 | 1 | cs | TRUE
70 | LV_4401-4_0_8_line_70 |  | 64 | 65 | 0.010398 | 0.125 | 0.08 | 261 | 0 | 0.364 | 1 | 1 | cs | TRUE
71 | LV_4401-4_0_8_line_71 |  | 65 | 66 | 0.020531 | 0.125 | 0.08 | 261 | 0 | 0.364 | 1 | 1 | cs | TRUE
72 | LV_4401-4_0_8_line_72 |  | 66 | 67 | 0.0063801 | 0.125 | 0.08 | 261 | 0 | 0.364 | 1 | 1 | cs | TRUE
73 | LV_4401-4_0_8_line_73 |  | 67 | 68 | 0.022688 | 0.125 | 0.08 | 261 | 0 | 0.364 | 1 | 1 | cs | TRUE
74 | LV_4401-4_0_8_line_74 |  | 68 | 69 | 0.0059962 | 0.125 | 0.08 | 261 | 0 | 0.364 | 1 | 1 | cs | TRUE
75 | LV_4401-4_0_8_line_75 |  | 70 | 71 | 0.015707 | 0.125 | 0.08 | 261 | 0 | 0.364 | 1 | 1 | cs | TRUE
76 | LV_4401-4_0_8_line_76 |  | 70 | 72 | 0.031027 | 0.125 | 0.08 | 261 | 0 | 0.364 | 1 | 1 | cs | TRUE
77 | LV_4401-4_0_8_line_77 |  | 71 | 73 | 0.024626 | 0.125 | 0.08 | 261 | 0 | 0.364 | 1 | 1 | cs | TRUE
78 | LV_4401-4_0_8_line_78 |  | 72 | 74 | 0.014331 | 0.125 | 0.08 | 261 | 0 | 0.364 | 1 | 1 | cs | TRUE
79 | LV_4401-4_0_8_line_79 |  | 73 | 141 | 0.027526 | 0.125 | 0.08 | 261 | 0 | 0.364 | 1 | 1 | cs | TRUE
80 | LV_4401-4_0_8_line_80 |  | 74 | 133 | 0.011103 | 0.125 | 0.08 | 261 | 0 | 0.364 | 1 | 1 | cs | TRUE
81 | LV_4401-4_0_8_line_81 |  | 75 | 76 | 0.0023576 | 0.125 | 0.08 | 261 | 0 | 0.364 | 1 | 4 | cs | TRUE
82 | LV_4401-4_0_8_line_82 |  | 76 | 77 | 0.027273 | 0.125 | 0.08 | 261 | 0 | 0.364 | 1 | 4 | cs | TRUE
83 | LV_4401-4_0_8_line_83 |  | 77 | 78 | 0.013926 | 0.125 | 0.08 | 261 | 0 | 0.364 | 1 | 4 | cs | TRUE
84 | LV_4401-4_0_8_line_84 |  | 77 | 79 | 0.014246 | 0.125 | 0.08 | 261 | 0 | 0.364 | 1 | 1 | cs | TRUE
85 | LV_4401-4_0_8_line_85 |  | 78 | 83 | 0.00012956 | 0.125 | 0.08 | 261 | 0 | 0.364 | 1 | 4 | cs | TRUE
86 | LV_4401-4_0_8_line_86 |  | 79 | 84 | 0.011101 | 0.125 | 0.08 | 261 | 0 | 0.364 | 1 | 1 | cs | TRUE
87 | LV_4401-4_0_8_line_87 |  | 80 | 81 | 0.013136 | 0.125 | 0.08 | 261 | 0 | 0.364 | 1 | 1 | cs | TRUE
88 | LV_4401-4_0_8_line_88 |  | 80 | 82 | 0.015342 | 0.125 | 0.08 | 261 | 0 | 0.364 | 1 | 1 | cs | TRUE
89 | LV_4401-4_0_8_line_89 |  | 81 | 85 | 0.0017472 | 0.125 | 0.08 | 261 | 0 | 0.364 | 1 | 1 | cs | TRUE
90 | LV_4401-4_0_8_line_90 |  | 82 | 86 | 0.020226 | 0.125 | 0.08 | 261 | 0 | 0.364 | 1 | 1 | cs | TRUE
91 | LV_4401-4_0_8_line_91 |  | 83 | 89 | 0.0245 | 0.125 | 0.08 | 261 | 0 | 0.364 | 1 | 4 | cs | TRUE
92 | LV_4401-4_0_8_line_92 |  | 86 | 90 | 0.0056757 | 0.125 | 0.08 | 261 | 0 | 0.364 | 1 | 1 | cs | TRUE
93 | LV_4401-4_0_8_line_93 |  | 87 | 88 | 0.021092 | 0.125 | 0.08 | 261 | 0 | 0.364 | 1 | 1 | cs | TRUE
94 | LV_4401-4_0_8_line_94 |  | 88 | 91 | 0.024932 | 0.125 | 0.08 | 261 | 0 | 0.364 | 1 | 1 | cs | TRUE
95 | LV_4401-4_0_8_line_95 |  | 90 | 122 | 0.0073916 | 0.125 | 0.08 | 261 | 0 | 0.364 | 1 | 1 | cs | TRUE
96 | LV_4401-4_0_8_line_96 |  | 91 | 95 | 0.014217 | 0.125 | 0.08 | 261 | 0 | 0.364 | 1 | 4 | cs | TRUE
97 | LV_4401-4_0_8_line_97 |  | 92 | 93 | 0.04174 | 0.125 | 0.08 | 261 | 0 | 0.364 | 1 | 4 | cs | TRUE
98 | LV_4401-4_0_8_line_98 |  | 92 | 94 | 0.028021 | 0.125 | 0.08 | 261 | 0 | 0.364 | 1 | 1 | cs | TRUE
99 | LV_4401-4_0_8_line_99 |  | 95 | 98 | 0.022456 | 0.125 | 0.08 | 261 | 0 | 0.364 | 1 | 4 | cs | TRUE
100 | LV_4401-4_0_8_line_100 |  | 96 | 97 | 0.0091117 | 0.125 | 0.08 | 261 | 0 | 0.364 | 1 | 1 | cs | TRUE
101 | LV_4401-4_0_8_line_101 |  | 97 | 98 | 0.004227 | 0.125 | 0.08 | 261 | 0 | 0.364 | 1 | 1 | cs | TRUE
102 | LV_4401-4_0_8_line_102 |  | 98 | 99 | 0.016672 | 0.125 | 0.08 | 261 | 0 | 0.364 | 1 | 1 | cs | TRUE
103 | LV_4401-4_0_8_line_103 |  | 98 | 100 | 0.018385 | 0.125 | 0.08 | 261 | 0 | 0.364 | 1 | 4 | cs | TRUE
104 | LV_4401-4_0_8_line_104 |  | 99 | 113 | 0.035893 | 0.125 | 0.08 | 261 | 0 | 0.364 | 1 | 1 | cs | TRUE
105 | LV_4401-4_0_8_line_105 |  | 100 | 105 | 0.0063644 | 0.125 | 0.08 | 261 | 0 | 0.364 | 1 | 4 | cs | TRUE
106 | LV_4401-4_0_8_line_106 |  | 101 | 102 | 0.01918 | 0.125 | 0.08 | 261 | 0 | 0.364 | 1 | 4 | cs | TRUE
107 | LV_4401-4_0_8_line_107 |  | 102 | 103 | 0.018856 | 0.125 | 0.08 | 261 | 0 | 0.364 | 1 | 1 | cs | TRUE
108 | LV_4401-4_0_8_line_108 |  | 102 | 104 | 0.017371 | 0.125 | 0.08 | 261 | 0 | 0.364 | 1 | 4 | cs | TRUE
109 | LV_4401-4_0_8_line_109 |  | 103 | 161 | 0.015187 | 0.125 | 0.08 | 261 | 0 | 0.364 | 1 | 1 | cs | TRUE
110 | LV_4401-4_0_8_line_110 |  | 104 | 153 | 0.02668 | 0.125 | 0.08 | 261 | 0 | 0.364 | 1 | 4 | cs | TRUE
111 | LV_4401-4_0_8_line_111 |  | 105 | 106 | 0.020895 | 0.125 | 0.08 | 261 | 0 | 0.364 | 1 | 4 | cs | TRUE
112 | LV_4401-4_0_8_line_112 |  | 106 | 107 | 0.016153 | 0.125 | 0.08 | 261 | 0 | 0.364 | 1 | 4 | cs | TRUE
113 | LV_4401-4_0_8_line_113 |  | 107 | 108 | 0.012809 | 0.125 | 0.08 | 261 | 0 | 0.364 | 1 | 4 | cs | TRUE
114 | LV_4401-4_0_8_line_114 |  | 108 | 109 | 0.012217 | 0.125 | 0.08 | 261 | 0 | 0.364 | 1 | 4 | cs | TRUE
115 | LV_4401-4_0_8_line_115 |  | 109 | 114 | 0.014298 | 0.125 | 0.08 | 261 | 0 | 0.364 | 1 | 4 | cs | TRUE
116 | LV_4401-4_0_8_line_116 |  | 110 | 111 | 0.013066 | 0.125 | 0.08 | 261 | 0 | 0.364 | 1 | 4 | cs | TRUE
117 | LV_4401-4_0_8_line_117 |  | 110 | 112 | 0.0056989 | 0.125 | 0.08 | 261 | 0 | 0.364 | 1 | 4 | cs | TRUE
118 | LV_4401-4_0_8_line_118 |  | 111 | 117 | 0.014818 | 0.125 | 0.08 | 261 | 0 | 0.364 | 1 | 4 | cs | TRUE
119 | LV_4401-4_0_8_line_119 |  | 111 | 115 | 0.004404 | 0.125 | 0.08 | 261 | 0 | 0.364 | 1 | 1 | cs | TRUE
120 | LV_4401-4_0_8_line_120 |  | 112 | 118 | 0.016436 | 0.125 | 0.08 | 261 | 0 | 0.364 | 1 | 4 | cs | TRUE
121 | LV_4401-4_0_8_line_121 |  | 113 | 119 | 0.00029838 | 0.125 | 0.08 | 261 | 0 | 0.364 | 1 | 1 | cs | TRUE
122 | LV_4401-4_0_8_line_122 |  | 114 | 120 | 0.0014073 | 0.125 | 0.08 | 261 | 0 | 0.364 | 1 | 4 | cs | TRUE
123 | LV_4401-4_0_8_line_123 |  | 115 | 116 | 0.050227 | 0.125 | 0.08 | 261 | 0 | 0.364 | 1 | 1 | cs | TRUE
124 | LV_4401-4_0_8_line_124 |  | 116 | 121 | 0.0017501 | 0.125 | 0.08 | 261 | 0 | 0.364 | 1 | 1 | cs | TRUE
125 | LV_4401-4_0_8_line_125 |  | 117 | 123 | 0.0098703 | 0.125 | 0.08 | 261 | 0 | 0.364 | 1 | 4 | cs | TRUE
126 | LV_4401-4_0_8_line_126 |  | 118 | 120 | 0.016323 | 0.125 | 0.08 | 261 | 0 | 0.364 | 1 | 4 | cs | TRUE
127 | LV_4401-4_0_8_line_127 |  | 119 | 164 | 0.023133 | 0.125 | 0.08 | 261 | 0 | 0.364 | 1 | 1 | cs | TRUE
128 | LV_4401-4_0_8_line_128 |  | 122 | 125 | 0.015559 | 0.125 | 0.08 | 261 | 0 | 0.364 | 1 | 1 | cs | TRUE
129 | LV_4401-4_0_8_line_129 |  | 123 | 124 | 0.016026 | 0.125 | 0.08 | 261 | 0 | 0.364 | 1 | 4 | cs | TRUE
130 | LV_4401-4_0_8_line_130 |  | 126 | 127 | 0.012158 | 0.125 | 0.08 | 261 | 0 | 0.364 | 1 | 1 | cs | TRUE
131 | LV_4401-4_0_8_line_131 |  | 127 | 128 | 0.039711 | 0.125 | 0.08 | 261 | 0 | 0.364 | 1 | 1 | cs | TRUE
132 | LV_4401-4_0_8_line_132 |  | 128 | 129 | 0.018368 | 0.125 | 0.08 | 261 | 0 | 0.364 | 1 | 1 | cs | TRUE
133 | LV_4401-4_0_8_line_133 |  | 129 | 130 | 0.0023121 | 0.125 | 0.08 | 261 | 0 | 0.364 | 1 | 1 | cs | TRUE
134 | LV_4401-4_0_8_line_134 |  | 130 | 131 | 0.026524 | 0.125 | 0.08 | 261 | 0 | 0.364 | 1 | 1 | cs | TRUE
135 | LV_4401-4_0_8_line_135 |  | 131 | 132 | 0.012707 | 0.125 | 0.08 | 261 | 0 | 0.364 | 1 | 1 | cs | TRUE
136 | LV_4401-4_0_8_line_136 |  | 132 | 133 | 0.017763 | 0.125 | 0.08 | 261 | 0 | 0.364 | 1 | 1 | cs | TRUE
137 | LV_4401-4_0_8_line_137 |  | 132 | 134 | 0.019272 | 0.125 | 0.08 | 261 | 0 | 0.364 | 1 | 1 | cs | TRUE
138 | LV_4401-4_0_8_line_138 |  | 133 | 135 | 0.013346 | 0.125 | 0.08 | 261 | 0 | 0.364 | 1 | 1 | cs | TRUE
139 | LV_4401-4_0_8_line_139 |  | 134 | 136 | 0.018492 | 0.125 | 0.08 | 261 | 0 | 0.364 | 1 | 1 | cs | TRUE
140 | LV_4401-4_0_8_line_140 |  | 135 | 137 | 0.0091951 | 0.125 | 0.08 | 261 | 0 | 0.364 | 1 | 1 | cs | TRUE
141 | LV_4401-4_0_8_line_141 |  | 136 | 138 | 0.0045504 | 0.125 | 0.08 | 261 | 0 | 0.364 | 1 | 1 | cs | TRUE
142 | LV_4401-4_0_8_line_142 |  | 138 | 140 | 0.022669 | 0.125 | 0.08 | 261 | 0 | 0.364 | 1 | 1 | cs | TRUE
143 | LV_4401-4_0_8_line_143 |  | 139 | 140 | 0.0041002 | 0.125 | 0.08 | 261 | 0 | 0.364 | 1 | 1 | cs | TRUE
144 | LV_4401-4_0_8_line_144 |  | 142 | 143 | 0.01109 | 0.125 | 0.08 | 261 | 0 | 0.364 | 1 | 4 | cs | TRUE
145 | LV_4401-4_0_8_line_145 |  | 143 | 144 | 0.015026 | 0.125 | 0.08 | 261 | 0 | 0.364 | 1 | 4 | cs | TRUE
146 | LV_4401-4_0_8_line_146 |  | 143 | 145 | 0.037435 | 0.125 | 0.08 | 261 | 0 | 0.364 | 1 | 1 | cs | TRUE
147 | LV_4401-4_0_8_line_147 |  | 144 | 146 | 0.0075284 | 0.125 | 0.08 | 261 | 0 | 0.364 | 1 | 4 | cs | TRUE
148 | LV_4401-4_0_8_line_148 |  | 145 | 147 | 0.0027677 | 0.125 | 0.08 | 261 | 0 | 0.364 | 1 | 1 | cs | TRUE
149 | LV_4401-4_0_8_line_149 |  | 146 | 151 | 0.031938 | 0.125 | 0.08 | 261 | 0 | 0.364 | 1 | 4 | cs | TRUE
150 | LV_4401-4_0_8_line_150 |  | 147 | 148 | 0.0069107 | 0.125 | 0.08 | 261 | 0 | 0.364 | 1 | 1 | cs | TRUE
151 | LV_4401-4_0_8_line_151 |  | 148 | 149 | 0.0078092 | 0.125 | 0.08 | 261 | 0 | 0.364 | 1 | 1 | cs | TRUE
152 | LV_4401-4_0_8_line_152 |  | 149 | 150 | 0.0077291 | 0.125 | 0.08 | 261 | 0 | 0.364 | 1 | 1 | cs | TRUE
153 | LV_4401-4_0_8_line_153 |  | 150 | 152 | 0.0023099 | 0.125 | 0.08 | 261 | 0 | 0.364 | 1 | 1 | cs | TRUE
154 | LV_4401-4_0_8_line_154 |  | 151 | 153 | 0.0010157 | 0.125 | 0.08 | 261 | 0 | 0.364 | 1 | 4 | cs | TRUE
155 | LV_4401-4_0_8_line_155 |  | 152 | 166 | 0.019032 | 0.125 | 0.08 | 261 | 0 | 0.364 | 1 | 1 | cs | TRUE
156 | LV_4401-4_0_8_line_156 |  | 154 | 155 | 0.026411 | 0.125 | 0.08 | 261 | 0 | 0.364 | 1 | 1 | cs | TRUE
157 | LV_4401-4_0_8_line_157 |  | 154 | 156 | 0.017119 | 0.125 | 0.08 | 261 | 0 | 0.364 | 1 | 1 | cs | TRUE
158 | LV_4401-4_0_8_line_158 |  | 155 | 157 | 0.0020376 | 0.125 | 0.08 | 261 | 0 | 0.364 | 1 | 1 | cs | TRUE
159 | LV_4401-4_0_8_line_159 |  | 156 | 158 | 0.012809 | 0.125 | 0.08 | 261 | 0 | 0.364 | 1 | 1 | cs | TRUE
160 | LV_4401-4_0_8_line_160 |  | 157 | 159 | 0.017696 | 0.125 | 0.08 | 261 | 0 | 0.364 | 1 | 1 | cs | TRUE
161 | LV_4401-4_0_8_line_161 |  | 158 | 160 | 0.017252 | 0.125 | 0.08 | 261 | 0 | 0.364 | 1 | 1 | cs | TRUE
162 | LV_4401-4_0_8_line_162 |  | 159 | 161 | 0.0073158 | 0.125 | 0.08 | 261 | 0 | 0.364 | 1 | 1 | cs | TRUE
163 | LV_4401-4_0_8_line_163 |  | 160 | 162 | 0.010694 | 0.125 | 0.08 | 261 | 0 | 0.364 | 1 | 1 | cs | TRUE
164 | LV_4401-4_0_8_line_164 |  | 162 | 165 | 0.0063248 | 0.125 | 0.08 | 261 | 0 | 0.364 | 1 | 1 | cs | TRUE
165 | LV_4401-4_0_8_line_165 |  | 163 | 164 | 0.02315 | 0.125 | 0.08 | 261 | 0 | 0.364 | 1 | 1 | cs | TRUE

## trafo
| name | std_type | hv_bus | lv_bus | sn_mva | vn_hv_kv | vn_lv_kv | vk_percent | vkr_percent | pfe_kw | i0_percent | shift_degree | tap_side | tap_neutral | tap_min | tap_max | tap_step_percent | tap_step_degree | tap_pos | tap_phase_shifter | parallel | df | in_service
0 | LV_4401-4_0_8_trafo_55 | 0.63 MVA 20/0.4 kV | 167 | 12 | 0.63 | 20 | 0.4 | 6 | 1.206 | 1.65 | 0.2619 | 150 | hv | 0 | -2 | 2 | 2.5 | 0 | 0 | FALSE | 1 | 1 | TRUE

## line_geodata
| x0 | y0 | x1 | y1 | x2 | y2 | x3 | y3 | x4 | y4 | x5 | y5 | x6 | y6 | x7 | y7
0 | 2749458.1429 | 1264459.0438 | 2749452.9765 | 1264478.139
1 | 2749444.3199 | 1264519.2175 | 2749442.9281 | 1264514.066 | 2749447.2916 | 1264499.1502 | 2749452.9765 | 1264478.139
2 | 2749444.3199 | 1264519.2175 | 2749435.1227 | 1264517.3053 | 2749417.5592 | 1264512.2192
3 | 2749444.3199 | 1264519.2175 | 2749444.5448 | 1264539.6721
4 | 2749372.7322 | 1264497.32 | 2749405.2012 | 1264508.6405 | 2749417.5592 | 1264512.2192
5 | 2749444.8997 | 1264571.9512 | 2749444.5448 | 1264539.6721
6 | 2749372.7322 | 1264497.32 | 2749340.9865 | 1264483.342
7 | 2749372.7322 | 1264497.32 | 2749370.4436 | 1264503.7909 | 2749368.8104 | 1264510.8678 | 2749368.7924 | 1264511.5209
8 | 2749444.8997 | 1264571.9512 | 2749445.1622 | 1264595.8269
9 | 2749485.9478 | 1264522.9401 | 2749485.6371 | 1264535.9362
10 | 2749485.9478 | 1264522.9401 | 2749512.8438 | 1264523.7827
11 | 2749485.6371 | 1264535.9362 | 2749485.6297 | 1264536.2489
12 | 2749528.4651 | 1264524.272 | 2749512.8438 | 1264523.7827
13 | 2749322.04 | 1264476.8746 | 2749339.6891 | 1264482.7707 | 2749340.9865 | 1264483.342
14 | 2749368.4512 | 1264523.883 | 2749368.4512 | 1264523.883 | 2749368.7924 | 1264511.5209
15 | 2749445.1622 | 1264595.8269 | 2749445.1622 | 1264595.8269 | 2749454.2909 | 1264596.9087
16 | 2749484.9986 | 1264560.9028 | 2749485.1756 | 1264555.242 | 2749485.6297 | 1264536.2489
17 | 2749528.4651 | 1264524.272 | 2749539.5254 | 1264524.6188 | 2749545.5012 | 1264524.9766
18 | 2749528.4651 | 1264524.272 | 2749527.9884 | 1264538.1715
19 | 2749344.8017 | 1264803.4565 | 2749346.102 | 1264812.3155
20 | 2749343.14 | 1264792.1356 | 2749344.8017 | 1264803.4565
21 | 2749346.102 | 1264812.3155 | 2749346.2124 | 1264813.0676 | 2749348.8417 | 1264825.0015 | 2749350.2584 | 1264828.4458
22 | 2749343.14 | 1264792.1356 | 2749342.2919 | 1264777.9999 | 2749342.078 | 1264771.241
23 | 2749343.14 | 1264792.1356 | 2749339.1088 | 1264793.0347 | 2749327.3054 | 1264797.1081
24 | 2749351.2146 | 1264830.7708 | 2749350.2584 | 1264828.4458
25 | 2749342.078 | 1264771.241 | 2749341.9484 | 1264767.147 | 2749342.376 | 1264753.5108 | 2749343.6938 | 1264741.3577
26 | 2749327.3054 | 1264797.1081 | 2749305.2299 | 1264804.7265
27 | 2749365.4234 | 1264865.3165 | 2749351.2146 | 1264830.7708
28 | 2749343.8205 | 1264740.1894 | 2749343.6938 | 1264741.3577
29 | 2749296.8751 | 1264807.6098 | 2749305.2299 | 1264804.7265
30 | 2749365.4234 | 1264865.3165 | 2749383.8135 | 1264860.1571
31 | 2749343.8205 | 1264740.1894 | 2749335.9183 | 1264738.9219
32 | 2749383.8135 | 1264860.1571 | 2749396.4075 | 1264856.6239 | 2749398.3075 | 1264853.8914 | 2749405.0364 | 1264851.8283
33 | 2749335.9183 | 1264738.9219 | 2749314.1579 | 1264741.6049
34 | 2749314.1579 | 1264741.6049 | 2749306.2137 | 1264742.5844
35 | 2749394.7883 | 1264695.1205 | 2749404.6746 | 1264692.4231 | 2749419.4864 | 1264689.2164 | 2749435.3631 | 1264686.5149 | 2749439.4978 | 1264686.0046
36 | 2749394.7883 | 1264695.1205 | 2749374.0843 | 1264701.0034 | 2749373.0591 | 1264701.3476
37 | 2749394.7883 | 1264695.1205 | 2749397.5035 | 1264712.6906
38 | 2749439.4978 | 1264686.0046 | 2749450.0946 | 1264684.6965 | 2749466.08 | 1264683.6944
39 | 2749363.4389 | 1264705.4166 | 2749367.7996 | 1264703.1134 | 2749373.0591 | 1264701.3476
40 | 2749401.767 | 1264740.2801 | 2749397.5035 | 1264712.6906
41 | 2749359.2018 | 1264697.4683 | 2749371.5182 | 1264693.7201 | 2749372.8898 | 1264693.314
42 | 2749359.2018 | 1264697.4683 | 2749361.4102 | 1264701.6171 | 2749363.4389 | 1264705.4166
43 | 2749359.2018 | 1264697.4683 | 2749357.0246 | 1264698.6478 | 2749354.4682 | 1264700.2182 | 2749351.7332 | 1264701.1055 | 2749348.7002 | 1264701.2624 | 2749344.0742 | 1264700.9452 | 2749338.7633 | 1264700.8999 | 2749338.7129 | 1264700.9059
44 | 2749372.8898 | 1264693.314 | 2749384.3939 | 1264689.9082 | 2749396.9732 | 1264686.4892 | 2749399.2782 | 1264685.9791
45 | 2749338.7129 | 1264700.9059 | 2749334.6821 | 1264701.3862 | 2749327.0585 | 1264703.1066 | 2749323.3192 | 1264703.8606
46 | 2749290.4198 | 1264744.5317 | 2749306.2137 | 1264742.5844
47 | 2749222.0144 | 1264603.4879 | 2749232.6333 | 1264715.8466
48 | 2749232.6333 | 1264715.8466 | 2749282.5756 | 1264710.1233
49 | 2749222.0144 | 1264603.4879 | 2749264.3896 | 1264601.8659
50 | 2749282.5756 | 1264710.1233 | 2749284.6161 | 1264709.8895
51 | 2749466.08 | 1264683.6944 | 2749468.1695 | 1264683.5634 | 2749469.2316 | 1264683.5173
52 | 2749482.5202 | 1264678.9326 | 2749509.9476 | 1264677.5094
53 | 2749482.5202 | 1264678.9326 | 2749482.7332 | 1264663.282
54 | 2749511.0473 | 1264677.4524 | 2749509.9476 | 1264677.5094
55 | 2749482.7446 | 1264662.4441 | 2749482.7332 | 1264663.282
56 | 2749401.767 | 1264740.2801 | 2749401.836 | 1264740.7269
57 | 2749399.2782 | 1264685.9791 | 2749419.2507 | 1264681.5583 | 2749426.7134 | 1264680.4315
58 | 2749323.3192 | 1264703.8606 | 2749321.9616 | 1264704.1344 | 2749317.7763 | 1264704.8698
59 | 2749264.3896 | 1264601.8659 | 2749268.1911 | 1264601.7204
60 | 2749284.6161 | 1264709.8895 | 2749294.6593 | 1264708.7385 | 2749308.1263 | 1264706.5653 | 2749317.7763 | 1264704.8698
61 | 2749426.7134 | 1264680.4315 | 2749443.8558 | 1264677.8431 | 2749454.3444 | 1264676.7499
62 | 2749511.0473 | 1264677.4524 | 2749510.932 | 1264681.7093
63 | 2749524.0138 | 1264676.9019 | 2749511.0473 | 1264677.4524
64 | 2749291.7876 | 1264600.8173 | 2749268.1911 | 1264601.7204
65 | 2749300.7763 | 1264600.4732 | 2749291.7876 | 1264600.8173
66 | 2749374.0191 | 1264612.9212 | 2749373.8936 | 1264616.8498
67 | 2749374.0191 | 1264612.9212 | 2749374.0669 | 1264611.4246
68 | 2749373.5948 | 1264626.2047 | 2749373.8936 | 1264616.8498
69 | 2749374.0669 | 1264611.4246 | 2749374.1372 | 1264609.2235 | 2749373.8883 | 1264589.4854
70 | 2749373.8883 | 1264589.4854 | 2749373.8238 | 1264584.3684 | 2749372.9926 | 1264579.1539
71 | 2749372.9926 | 1264579.1539 | 2749370.4485 | 1264563.1952 | 2749369.9398 | 1264558.8542
72 | 2749369.1971 | 1264552.5174 | 2749369.9398 | 1264558.8542
73 | 2749369.1971 | 1264552.5174 | 2749368.3474 | 1264545.2685 | 2749368.4221 | 1264529.8791
74 | 2749368.4512 | 1264523.883 | 2749368.4221 | 1264529.8791
75 | 2749322.04 | 1264476.8746 | 2749308.1817 | 1264473.0431 | 2749306.8781 | 1264472.7856
76 | 2749322.04 | 1264476.8746 | 2749330.0342 | 1264446.8948
77 | 2749306.8781 | 1264472.7856 | 2749295.5255 | 1264470.5432 | 2749282.5328 | 1264469.281
78 | 2749330.0342 | 1264446.8948 | 2749333.1697 | 1264435.136 | 2749333.301 | 1264432.9787
79 | 2749282.5328 | 1264469.281 | 2749273.088 | 1264468.3635 | 2749255.0675 | 1264467.5938
80 | 2749332.2609 | 1264422.2 | 2749333.7497 | 1264425.6077 | 2749333.301 | 1264432.9787
81 | 2749454.2909 | 1264596.9087 | 2749456.6321 | 1264597.1861
82 | 2749483.7934 | 1264599.4404 | 2749466.2015 | 1264598.4502 | 2749460.7958 | 1264597.6795 | 2749456.6321 | 1264597.1861
83 | 2749483.7934 | 1264599.4404 | 2749484.2287 | 1264585.5207
84 | 2749483.7934 | 1264599.4404 | 2749483.4864 | 1264613.6832
85 | 2749484.2327 | 1264585.3912 | 2749484.2287 | 1264585.5207
86 | 2749483.4864 | 1264613.6832 | 2749483.2742 | 1264623.5293 | 2749483.2572 | 1264624.782
87 | 2749525.7885 | 1264602.3273 | 2749538.8847 | 1264603.3503
88 | 2749525.7885 | 1264602.3273 | 2749526.3142 | 1264586.9947
89 | 2749538.8847 | 1264603.3503 | 2749540.6266 | 1264603.4864
90 | 2749527.0074 | 1264566.7809 | 2749526.3142 | 1264586.9947
91 | 2749484.2327 | 1264585.3912 | 2749484.9986 | 1264560.9028
92 | 2749527.2019 | 1264561.1085 | 2749527.0074 | 1264566.7809
93 | 2749525.1087 | 1264630.8909 | 2749524.6069 | 1264651.977
94 | 2749524.0138 | 1264676.9019 | 2749524.6069 | 1264651.977
95 | 2749527.2019 | 1264561.1085 | 2749527.4552 | 1264553.7213
96 | 2749524.0138 | 1264676.9019 | 2749538.2222 | 1264676.4165
97 | 2749510.932 | 1264681.7093 | 2749469.2316 | 1264683.5173
98 | 2749510.1628 | 1264709.718 | 2749510.932 | 1264681.7093
99 | 2749560.6653 | 1264675.6498 | 2749538.2222 | 1264676.4165
100 | 2749560.8825 | 1264679.8707 | 2749551.7768 | 1264680.2023
101 | 2749560.6653 | 1264675.6498 | 2749560.8825 | 1264679.8707
102 | 2749560.6653 | 1264675.6498 | 2749568.5448 | 1264675.1375 | 2749568.946 | 1264676.8494 | 2749569.827 | 1264678.3621 | 2749571.1155 | 1264679.5514 | 2749572.7011 | 1264680.3145 | 2749574.4349 | 1264680.5809
103 | 2749560.6653 | 1264675.6498 | 2749560.3543 | 1264669.7805 | 2749562.8136 | 1264668.775 | 2749564.3522 | 1264667.8241 | 2749566.3359 | 1264665.661 | 2749567.267 | 1264663.7048 | 2749567.5145 | 1264660.7748
104 | 2749574.4349 | 1264680.5809 | 2749575.0671 | 1264689.5392 | 2749575.1493 | 1264694.3239 | 2749575.517 | 1264716.4479
105 | 2749567.5145 | 1264660.7748 | 2749568.3815 | 1264654.4697
106 | 2749423.374 | 1264846.2059 | 2749405.0364 | 1264851.8283
107 | 2749423.374 | 1264846.2059 | 2749441.3614 | 1264840.5489
108 | 2749423.374 | 1264846.2059 | 2749420.2649 | 1264837.1627 | 2749422.8113 | 1264836.582 | 2749421.1767 | 1264831.6491
109 | 2749455.8489 | 1264835.9925 | 2749441.3614 | 1264840.5489
110 | 2749412.7846 | 1264806.3232 | 2749421.1767 | 1264831.6491
111 | 2749568.3815 | 1264654.4697 | 2749569.3801 | 1264647.2083 | 2749570.6415 | 1264643.5143 | 2749573.336 | 1264640.9576 | 2749574.5518 | 1264636.6841 | 2749574.7076 | 1264635.1883
112 | 2749574.7076 | 1264635.1883 | 2749576.3803 | 1264619.1218
113 | 2749577.6627 | 1264606.3767 | 2749577.0211 | 1264612.9671 | 2749576.3803 | 1264619.1218
114 | 2749577.6627 | 1264606.3767 | 2749578.8421 | 1264594.2163
115 | 2749578.8421 | 1264594.2163 | 2749580.1916 | 1264580.3034 | 2749580.2221 | 1264579.9847
116 | 2749584.0678 | 1264540.3056 | 2749584.3775 | 1264537.2993 | 2749586.1424 | 1264527.4118
117 | 2749584.0678 | 1264540.3056 | 2749583.4918 | 1264545.9754
118 | 2749586.1424 | 1264527.4118 | 2749584.254 | 1264527.2972 | 2749571.3514 | 1264526.5246
119 | 2749590.5513 | 1264527.6791 | 2749586.1424 | 1264527.4118
120 | 2749581.9103 | 1264562.3349 | 2749583.2046 | 1264548.8034 | 2749583.4918 | 1264545.9754
121 | 2749575.522 | 1264716.7462 | 2749575.517 | 1264716.4479
122 | 2749580.3561 | 1264578.5838 | 2749580.2221 | 1264579.9847
123 | 2749590.5513 | 1264527.6791 | 2749599.0368 | 1264478.1746
124 | 2749599.3325 | 1264476.4496 | 2749599.0368 | 1264478.1746
125 | 2749561.4987 | 1264525.9346 | 2749571.3514 | 1264526.5246
126 | 2749580.3561 | 1264578.5838 | 2749581.9103 | 1264562.3349
127 | 2749575.9064 | 1264739.8762 | 2749575.522 | 1264716.7462
128 | 2749527.9884 | 1264538.1715 | 2749527.4552 | 1264553.7213
129 | 2749561.4987 | 1264525.9346 | 2749545.5012 | 1264524.9766
130 | 2749281.9674 | 1264337.228 | 2749282.5358 | 1264337.8153 | 2749292.8373 | 1264342.5579 | 2749292.8373 | 1264342.5579
131 | 2749331.3885 | 1264352.0854 | 2749292.8373 | 1264342.5579
132 | 2749331.3885 | 1264352.0854 | 2749327.1652 | 1264369.961
133 | 2749326.6336 | 1264372.2112 | 2749327.1652 | 1264369.961
134 | 2749326.6336 | 1264372.2112 | 2749324.6127 | 1264380.7653 | 2749325.448 | 1264383.4891 | 2749322.3645 | 1264398.0515
135 | 2749319.7321 | 1264410.483 | 2749322.3645 | 1264398.0515
136 | 2749319.7321 | 1264410.483 | 2749325.6742 | 1264413.5917 | 2749330.3161 | 1264417.7576 | 2749332.2609 | 1264422.2
137 | 2749319.7321 | 1264410.483 | 2749300.9025 | 1264406.3773
138 | 2749332.2609 | 1264422.2 | 2749343.9166 | 1264415.699
139 | 2749282.6776 | 1264403.3518 | 2749293.076 | 1264404.6708 | 2749300.9025 | 1264406.3773
140 | 2749348.7046 | 1264408.1234 | 2749346.2631 | 1264413.7897 | 2749343.9166 | 1264415.699
141 | 2749282.6776 | 1264403.3518 | 2749278.1634 | 1264402.7792
142 | 2749278.1634 | 1264402.7792 | 2749266.5765 | 1264401.3095 | 2749255.6112 | 1264400.582
143 | 2749251.52 | 1264400.3105 | 2749255.6112 | 1264400.582
144 | 2749403.5297 | 1264751.6872 | 2749401.836 | 1264740.7269
145 | 2749403.5297 | 1264751.6872 | 2749405.7096 | 1264766.554
146 | 2749403.5297 | 1264751.6872 | 2749440.8982 | 1264749.4638
147 | 2749406.8018 | 1264774.0027 | 2749405.7096 | 1264766.554
148 | 2749440.8982 | 1264749.4638 | 2749443.661 | 1264749.2994
149 | 2749406.8018 | 1264774.0027 | 2749410.5536 | 1264799.5906 | 2749412.4651 | 1264805.3591
150 | 2749443.661 | 1264749.2994 | 2749450.5595 | 1264748.889
151 | 2749450.5595 | 1264748.889 | 2749458.355 | 1264748.4252
152 | 2749458.355 | 1264748.4252 | 2749466.0704 | 1264747.9661
153 | 2749466.0704 | 1264747.9661 | 2749468.3762 | 1264747.8289
154 | 2749412.7846 | 1264806.3232 | 2749412.4651 | 1264805.3591
155 | 2749487.372 | 1264747.8322 | 2749478.1617 | 1264747.2467 | 2749468.3762 | 1264747.8289
156 | 2749506.9748 | 1264820.372 | 2749481.691 | 1264828.0044
157 | 2749523.363 | 1264815.4249 | 2749506.9748 | 1264820.372
158 | 2749481.691 | 1264828.0044 | 2749479.7404 | 1264828.5932
159 | 2749523.363 | 1264815.4249 | 2749519.9753 | 1264803.0723
160 | 2749462.8277 | 1264833.7977 | 2749471.4895 | 1264831.0735 | 2749479.3401 | 1264828.7141 | 2749479.7404 | 1264828.5932
161 | 2749519.9753 | 1264803.0723 | 2749515.4125 | 1264786.4347
162 | 2749455.8489 | 1264835.9925 | 2749462.8277 | 1264833.7977
163 | 2749512.5841 | 1264776.1217 | 2749515.4125 | 1264786.4347
164 | 2749512.5841 | 1264776.1217 | 2749510.9113 | 1264770.0221
165 | 2749576.2911 | 1264763.0225 | 2749575.9064 | 1264739.8762

## bus_geodata
| x | y | coords
0 | 2749458.1429 | 1264459.0438
1 | 2749452.9765 | 1264478.139
2 | 2749444.3199 | 1264519.2175
3 | 2749417.5592 | 1264512.2192
4 | 2749444.5448 | 1264539.6721
5 | 2749372.7322 | 1264497.32
6 | 2749444.8997 | 1264571.9512
7 | 2749485.9478 | 1264522.9401
8 | 2749485.6371 | 1264535.9362
9 | 2749512.8438 | 1264523.7827
10 | 2749340.9865 | 1264483.342
11 | 2749368.7924 | 1264511.5209
12 | 2749445.1622 | 1264595.8269
13 | 2749485.6297 | 1264536.2489
14 | 2749528.4651 | 1264524.272
15 | 2749344.8017 | 1264803.4565
16 | 2749346.102 | 1264812.3155
17 | 2749343.14 | 1264792.1356
18 | 2749350.2584 | 1264828.4458
19 | 2749342.078 | 1264771.241
20 | 2749327.3054 | 1264797.1081
21 | 2749351.2146 | 1264830.7708
22 | 2749343.6938 | 1264741.3577
23 | 2749305.2299 | 1264804.7265
24 | 2749365.4234 | 1264865.3165
25 | 2749343.8205 | 1264740.1894
26 | 2749296.8751 | 1264807.6098
27 | 2749383.8135 | 1264860.1571
28 | 2749335.9183 | 1264738.9219
29 | 2749314.1579 | 1264741.6049
30 | 2749394.7883 | 1264695.1205
31 | 2749439.4978 | 1264686.0046
32 | 2749373.0591 | 1264701.3476
33 | 2749397.5035 | 1264712.6906
34 | 2749359.2018 | 1264697.4683
35 | 2749372.8898 | 1264693.314
36 | 2749363.4389 | 1264705.4166
37 | 2749338.7129 | 1264700.9059
38 | 2749306.2137 | 1264742.5844
39 | 2749232.6333 | 1264715.8466
40 | 2749222.0144 | 1264603.4879
41 | 2749282.5756 | 1264710.1233
42 | 2749466.08 | 1264683.6944
43 | 2749482.5202 | 1264678.9326
44 | 2749509.9476 | 1264677.5094
45 | 2749482.7332 | 1264663.282
46 | 2749401.767 | 1264740.2801
47 | 2749399.2782 | 1264685.9791
48 | 2749323.3192 | 1264703.8606
49 | 2749290.4198 | 1264744.5317
50 | 2749264.3896 | 1264601.8659
51 | 2749284.6161 | 1264709.8895
52 | 2749317.7763 | 1264704.8698
53 | 2749426.7134 | 1264680.4315
54 | 2749511.0473 | 1264677.4524
55 | 2749482.7446 | 1264662.4441
56 | 2749454.3444 | 1264676.7499
57 | 2749268.1911 | 1264601.7204
58 | 2749291.7876 | 1264600.8173
59 | 2749300.7763 | 1264600.4732
60 | 2749374.0191 | 1264612.9212
61 | 2749373.8936 | 1264616.8498
62 | 2749374.0669 | 1264611.4246
63 | 2749373.5948 | 1264626.2047
64 | 2749373.8883 | 1264589.4854
65 | 2749372.9926 | 1264579.1539
66 | 2749369.9398 | 1264558.8542
67 | 2749369.1971 | 1264552.5174
68 | 2749368.4221 | 1264529.8791
69 | 2749368.4512 | 1264523.883
70 | 2749322.04 | 1264476.8746
71 | 2749306.8781 | 1264472.7856
72 | 2749330.0342 | 1264446.8948
73 | 2749282.5328 | 1264469.281
74 | 2749333.301 | 1264432.9787
75 | 2749454.2909 | 1264596.9087
76 | 2749456.6321 | 1264597.1861
77 | 2749483.7934 | 1264599.4404
78 | 2749484.2287 | 1264585.5207
79 | 2749483.4864 | 1264613.6832
80 | 2749525.7885 | 1264602.3273
81 | 2749538.8847 | 1264603.3503
82 | 2749526.3142 | 1264586.9947
83 | 2749484.2327 | 1264585.3912
84 | 2749483.2572 | 1264624.782
85 | 2749540.6266 | 1264603.4864
86 | 2749527.0074 | 1264566.7809
87 | 2749525.1087 | 1264630.8909
88 | 2749524.6069 | 1264651.977
89 | 2749484.9986 | 1264560.9028
90 | 2749527.2019 | 1264561.1085
91 | 2749524.0138 | 1264676.9019
92 | 2749510.932 | 1264681.7093
93 | 2749469.2316 | 1264683.5173
94 | 2749510.1628 | 1264709.718
95 | 2749538.2222 | 1264676.4165
96 | 2749551.7768 | 1264680.2023
97 | 2749560.8825 | 1264679.8707
98 | 2749560.6653 | 1264675.6498
99 | 2749574.4349 | 1264680.5809
100 | 2749567.5145 | 1264660.7748
101 | 2749405.0364 | 1264851.8283
102 | 2749423.374 | 1264846.2059
103 | 2749441.3614 | 1264840.5489
104 | 2749421.1767 | 1264831.6491
105 | 2749568.3815 | 1264654.4697
106 | 2749574.7076 | 1264635.1883
107 | 2749576.3803 | 1264619.1218
108 | 2749577.6627 | 1264606.3767
109 | 2749578.8421 | 1264594.2163
110 | 2749584.0678 | 1264540.3056
111 | 2749586.1424 | 1264527.4118
112 | 2749583.4918 | 1264545.9754
113 | 2749575.517 | 1264716.4479
114 | 2749580.2221 | 1264579.9847
115 | 2749590.5513 | 1264527.6791
116 | 2749599.0368 | 1264478.1746
117 | 2749571.3514 | 1264526.5246
118 | 2749581.9103 | 1264562.3349
119 | 2749575.522 | 1264716.7462
120 | 2749580.3561 | 1264578.5838
121 | 2749599.3325 | 1264476.4496
122 | 2749527.4552 | 1264553.7213
123 | 2749561.4988 | 1264525.9346
124 | 2749545.5012 | 1264524.9766
125 | 2749527.9884 | 1264538.1715
126 | 2749281.9674 | 1264337.228
127 | 2749292.8373 | 1264342.5579
128 | 2749331.3885 | 1264352.0854
129 | 2749327.1652 | 1264369.961
130 | 2749326.6336 | 1264372.2112
131 | 2749322.3645 | 1264398.0515
132 | 2749319.7321 | 1264410.483
133 | 2749332.2609 | 1264422.2
134 | 2749300.9025 | 1264406.3773
135 | 2749343.9166 | 1264415.699
136 | 2749282.6776 | 1264403.3518
137 | 2749348.7046 | 1264408.1234
138 | 2749278.1634 | 1264402.7792
139 | 2749251.52 | 1264400.3105
140 | 2749255.6112 | 1264400.582
141 | 2749255.0675 | 1264467.5938
142 | 2749401.836 | 1264740.7269
143 | 2749403.5297 | 1264751.6872
144 | 2749405.7096 | 1264766.554
145 | 2749440.8982 | 1264749.4638
146 | 2749406.8018 | 1264774.0027
147 | 2749443.661 | 1264749.2994
148 | 2749450.5595 | 1264748.889
149 | 2749458.355 | 1264748.4252
150 | 2749466.0704 | 1264747.9661
151 | 2749412.4651 | 1264805.3591
152 | 2749468.3762 | 1264747.8289
153 | 2749412.7846 | 1264806.3232
154 | 2749506.9748 | 1264820.372
155 | 2749481.691 | 1264828.0044
156 | 2749523.363 | 1264815.4249
157 | 2749479.7404 | 1264828.5932
158 | 2749519.9753 | 1264803.0723
159 | 2749462.8277 | 1264833.7977
160 | 2749515.4125 | 1264786.4347
161 | 2749455.8489 | 1264835.9925
162 | 2749512.5841 | 1264776.1217
163 | 2749576.2911 | 1264763.0225
164 | 2749575.9064 | 1264739.8762
165 | 2749510.9113 | 1264770.0221
166 | 2749487.372 | 1264747.8322
167 | 2749483.7934 | 1264599.4404

## line_std_types
| c_nf_per_km | r_ohm_per_km | x_ohm_per_km | max_i_ka | type | q_mm2 | alpha | voltage_rating
NAYY 4x50 SE | 210 | 0.642 | 0.083 | 0.142 | cs | 50 | 0.00403 | LV
NAYY 4x120 SE | 264 | 0.225 | 0.08 | 0.242 | cs | 120 | 0.00403 | LV
NAYY 4x150 SE | 261 | 0.208 | 0.08 | 0.27 | cs | 150 | 0.00403 | LV
NA2XS2Y 1x95 RM/25 12/20 kV | 216 | 0.313 | 0.132 | 0.252 | cs | 95 | 0.00403 | MV
NA2XS2Y 1x185 RM/25 12/20 kV | 273 | 0.161 | 0.117 | 0.362 | cs | 185 | 0.00403 | MV
NA2XS2Y 1x240 RM/25 12/20 kV | 304 | 0.122 | 0.112 | 0.421 | cs | 240 | 0.00403 | MV
NA2XS2Y 1x95 RM/25 6/10 kV | 315 | 0.313 | 0.123 | 0.249 | cs | 95 | 0.00403 | MV
NA2XS2Y 1x185 RM/25 6/10 kV | 406 | 0.161 | 0.11 | 0.358 | cs | 185 | 0.00403 | MV
NA2XS2Y 1x240 RM/25 6/10 kV | 456 | 0.122 | 0.105 | 0.416 | cs | 240 | 0.00403 | MV
NA2XS2Y 1x150 RM/25 12/20 kV | 250 | 0.206 | 0.116 | 0.319 | cs | 150 | 0.00403 | MV
NA2XS2Y 1x120 RM/25 12/20 kV | 230 | 0.253 | 0.119 | 0.283 | cs | 120 | 0.00403 | MV
NA2XS2Y 1x70 RM/25 12/20 kV | 190 | 0.443 | 0.132 | 0.22 | cs | 70 | 0.00403 | MV
NA2XS2Y 1x150 RM/25 6/10 kV | 360 | 0.206 | 0.11 | 0.315 | cs | 150 | 0.00403 | MV
NA2XS2Y 1x120 RM/25 6/10 kV | 340 | 0.253 | 0.113 | 0.28 | cs | 120 | 0.00403 | MV
NA2XS2Y 1x70 RM/25 6/10 kV | 280 | 0.443 | 0.123 | 0.217 | cs | 70 | 0.00403 | MV
N2XS(FL)2Y 1x120 RM/35 64/110 kV | 112 | 0.153 | 0.166 | 0.366 | cs | 120 | 0.00393 | HV
N2XS(FL)2Y 1x185 RM/35 64/110 kV | 125 | 0.099 | 0.156 | 0.457 | cs | 185 | 0.00393 | HV
N2XS(FL)2Y 1x240 RM/35 64/110 kV | 135 | 0.075 | 0.149 | 0.526 | cs | 240 | 0.00393 | HV
N2XS(FL)2Y 1x300 RM/35 64/110 kV | 144 | 0.06 | 0.144 | 0.588 | cs | 300 | 0.00393 | HV
15-AL1/3-ST1A 0.4 | 11 | 1.8769 | 0.35 | 0.105 | ol | 16 | 0.00403 | LV
24-AL1/4-ST1A 0.4 | 11.25 | 1.2012 | 0.335 | 0.14 | ol | 24 | 0.00403 | LV
48-AL1/8-ST1A 0.4 | 12.2 | 0.5939 | 0.3 | 0.21 | ol | 48 | 0.00403 | LV
94-AL1/15-ST1A 0.4 | 13.2 | 0.306 | 0.29 | 0.35 | ol | 94 | 0.00403 | LV
34-AL1/6-ST1A 10.0 | 9.7 | 0.8342 | 0.36 | 0.17 | ol | 34 | 0.00403 | MV
48-AL1/8-ST1A 10.0 | 10.1 | 0.5939 | 0.35 | 0.21 | ol | 48 | 0.00403 | MV
70-AL1/11-ST1A 10.0 | 10.4 | 0.4132 | 0.339 | 0.29 | ol | 70 | 0.00403 | MV
94-AL1/15-ST1A 10.0 | 10.75 | 0.306 | 0.33 | 0.35 | ol | 94 | 0.00403 | MV
122-AL1/20-ST1A 10.0 | 11.1 | 0.2376 | 0.323 | 0.41 | ol | 122 | 0.00403 | MV
149-AL1/24-ST1A 10.0 | 11.25 | 0.194 | 0.315 | 0.47 | ol | 149 | 0.00403 | MV
34-AL1/6-ST1A 20.0 | 9.15 | 0.8342 | 0.382 | 0.17 | ol | 34 | 0.00403 | MV
48-AL1/8-ST1A 20.0 | 9.5 | 0.5939 | 0.372 | 0.21 | ol | 48 | 0.00403 | MV
70-AL1/11-ST1A 20.0 | 9.7 | 0.4132 | 0.36 | 0.29 | ol | 70 | 0.00403 | MV
94-AL1/15-ST1A 20.0 | 10 | 0.306 | 0.35 | 0.35 | ol | 94 | 0.00403 | MV
122-AL1/20-ST1A 20.0 | 10.3 | 0.2376 | 0.344 | 0.41 | ol | 122 | 0.00403 | MV
149-AL1/24-ST1A 20.0 | 10.5 | 0.194 | 0.337 | 0.47 | ol | 149 | 0.00403 | MV
184-AL1/30-ST1A 20.0 | 10.75 | 0.1571 | 0.33 | 0.535 | ol | 184 | 0.00403 | MV
243-AL1/39-ST1A 20.0 | 11 | 0.1188 | 0.32 | 0.645 | ol | 243 | 0.00403 | MV
48-AL1/8-ST1A 110.0 | 8 | 0.5939 | 0.46 | 0.21 | ol | 48 | 0.00403 | HV
70-AL1/11-ST1A 110.0 | 8.4 | 0.4132 | 0.45 | 0.29 | ol | 70 | 0.00403 | HV
94-AL1/15-ST1A 110.0 | 8.65 | 0.306 | 0.44 | 0.35 | ol | 94 | 0.00403 | HV
122-AL1/20-ST1A 110.0 | 8.5 | 0.2376 | 0.43 | 0.41 | ol | 122 | 0.00403 | HV
149-AL1/24-ST1A 110.0 | 8.75 | 0.194 | 0.41 | 0.47 | ol | 149 | 0.00403 | HV
184-AL1/30-ST1A 110.0 | 8.8 | 0.1571 | 0.4 | 0.535 | ol | 184 | 0.00403 | HV
243-AL1/39-ST1A 110.0 | 9 | 0.1188 | 0.39 | 0.645 | ol | 243 | 0.00403 | HV
305-AL1/39-ST1A 110.0 | 9.2 | 0.0949 | 0.38 | 0.74 | ol | 305 | 0.00403 | HV
490-AL1/64-ST1A 110.0 | 9.75 | 0.059 | 0.37 | 0.96 | ol | 490 | 0.00403 | HV
679-AL1/86-ST1A 110.0 | 9.95 | 0.042 | 0.36 | 1.15 | ol | 679 | 0.00403 | HV
490-AL1/64-ST1A 220.0 | 10 | 0.059 | 0.285 | 0.96 | ol | 490 | 0.00403 | HV
679-AL1/86-ST1A 220.0 | 11.7 | 0.042 | 0.275 | 1.15 | ol | 679 | 0.00403 | HV
490-AL1/64-ST1A 380.0 | 11 | 0.059 | 0.253 | 0.96 | ol | 490 | 0.00403 | HV
679-AL1/86-ST1A 380.0 | 14.6 | 0.042 | 0.25 | 1.15 | ol | 679 | 0.00403 | HV

## trafo_std_types
| i0_percent | pfe_kw | vkr_percent | sn_mva | vn_lv_kv | vn_hv_kv | vk_percent | shift_degree | vector_group | tap_side | tap_neutral | tap_min | tap_max | tap_step_degree | tap_step_percent | tap_phase_shifter
160 MVA 380/110 kV | 0.06 | 60 | 0.25 | 160 | 110 | 380 | 12.2 | 0 | Yy0 | hv | 0 | -9 | 9 | 0 | 1.5 | FALSE
100 MVA 220/110 kV | 0.06 | 55 | 0.26 | 100 | 110 | 220 | 12 | 0 | Yy0 | hv | 0 | -9 | 9 | 0 | 1.5 | FALSE
63 MVA 110/20 kV | 0.04 | 22 | 0.32 | 63 | 20 | 110 | 18 | 150 | YNd5 | hv | 0 | -9 | 9 | 0 | 1.5 | FALSE
40 MVA 110/20 kV | 0.05 | 18 | 0.34 | 40 | 20 | 110 | 16.2 | 150 | YNd5 | hv | 0 | -9 | 9 | 0 | 1.5 | FALSE
25 MVA 110/20 kV | 0.07 | 14 | 0.41 | 25 | 20 | 110 | 12 | 150 | YNd5 | hv | 0 | -9 | 9 | 0 | 1.5 | FALSE
63 MVA 110/10 kV | 0.04 | 22 | 0.32 | 63 | 10 | 110 | 18 | 150 | YNd5 | hv | 0 | -9 | 9 | 0 | 1.5 | FALSE
40 MVA 110/10 kV | 0.05 | 18 | 0.34 | 40 | 10 | 110 | 16.2 | 150 | YNd5 | hv | 0 | -9 | 9 | 0 | 1.5 | FALSE
25 MVA 110/10 kV | 0.07 | 14 | 0.41 | 25 | 10 | 110 | 12 | 150 | YNd5 | hv | 0 | -9 | 9 | 0 | 1.5 | FALSE
0.25 MVA 20/0.4 kV | 0.32 | 0.8 | 1.44 | 0.25 | 0.4 | 20 | 6 | 150 | Yzn5 | hv | 0 | -2 | 2 | 0 | 2.5 | FALSE
0.4 MVA 20/0.4 kV | 0.3375 | 1.35 | 1.425 | 0.4 | 0.4 | 20 | 6 | 150 | Dyn5 | hv | 0 | -2 | 2 | 0 | 2.5 | FALSE
0.63 MVA 20/0.4 kV | 0.2619 | 1.65 | 1.206 | 0.63 | 0.4 | 20 | 6 | 150 | Dyn5 | hv | 0 | -2 | 2 | 0 | 2.5 | FALSE
0.25 MVA 10/0.4 kV | 0.24 | 0.6 | 1.2 | 0.25 | 0.4 | 10 | 4 | 150 | Dyn5 | hv | 0 | -2 | 2 | 0 | 2.5 | FALSE
0.4 MVA 10/0.4 kV | 0.2375 | 0.95 | 1.325 | 0.4 | 0.4 | 10 | 4 | 150 | Dyn5 | hv | 0 | -2 | 2 | 0 | 2.5 | FALSE
0.63 MVA 10/0.4 kV | 0.1873 | 1.18 | 1.0794 | 0.63 | 0.4 | 10 | 4 | 150 | Dyn5 | hv | 0 | -2 | 2 | 0 | 2.5 | FALSE

## trafo3w_std_types
| sn_hv_mva | sn_mv_mva | sn_lv_mva | vn_hv_kv | vn_mv_kv | vn_lv_kv | vk_hv_percent | vk_mv_percent | vk_lv_percent | vkr_hv_percent | vkr_mv_percent | vkr_lv_percent | pfe_kw | i0_percent | shift_mv_degree | shift_lv_degree | vector_group | tap_side | tap_neutral | tap_min | tap_max | tap_step_percent
63/25/38 MVA 110/20/10 kV | 63 | 25 | 38 | 110 | 20 | 10 | 10.4 | 10.4 | 10.4 | 0.28 | 0.32 | 0.35 | 35 | 0.89 | 0 | 0 | YN0yn0yn0 | hv | 0 | -10 | 10 | 1.2
63/25/38 MVA 110/10/10 kV | 63 | 25 | 38 | 110 | 10 | 10 | 10.4 | 10.4 | 10.4 | 0.28 | 0.32 | 0.35 | 35 | 0.89 | 0 | 0 | YN0yn0yn0 | hv | 0 | -10 | 10 | 1.2

## fuse_std_types
| fuse_type | i_rated_a | t_avg | t_min | t_total | x_avg | x_min | x_total
HV 100A | HV 100A | 100 | 0 | [10.0, 3.64, 0.854, 0.281, 0.1, 0.0531, 0.022, 0.01] | [10.0, 4.267, 1.21, 0.403, 0.1, 0.058, 0.022, 0.01] | 0 | [300.0, 350.0, 450.0, 550.0, 700.0, 850.0, 1200.0, 1752.0] | [600.0, 700.0, 900.0, 1150.0, 1665.0, 2000.0, 3000.0, 4313.0]
HV 10A | HV 10A | 10 | 0 | [10.0, 1675.0, 0.344, 0.156, 0.1, 0.0417, 0.0171, 0.01] | [10.0, 1.3, 0.3, 0.155, 0.1, 0.0555, 0.023, 0.01] | 0 | [30.0, 32.0, 35.0, 37.0, 39.0, 50.0, 70.0, 88.0] | [60.0, 70.0, 80.0, 87.0, 94.0, 110.0, 150.0, 216.0]
HV 125A | HV 125A | 125 | 0 | [10.0, 1.82, 0.344, 0.1, 0.0467, 0.0269, 0.01] | [10.0, 2.478, 0.426, 0.1, 0.0427, 0.0211, 0.01] | 0 | [375.0, 500.0, 700.0, 925.0, 1200.0, 1500.0, 2341.0] | [750.0, 1000.0, 1500.0, 2200.0, 3000.0, 4000.0, 5765.0]
HV 160A | HV 160A | 160 | 0 | [10.0, 4.15, 1.03, 0.198, 0.1, 0.051, 0.0172, 0.01] | [10.0, 2.3, 0.734, 0.274, 0.1, 0.046, 0.0177, 0.01] | 0 | [480.0, 550.0, 700.0, 1000.0, 1260.0, 1600.0, 2500.0, 3227.0] | [960.0, 1300.0, 1700.0, 2200.0, 2996.0, 4000.0, 6000.0, 7946.0]
HV 16A | HV 16A | 16 | 0 | [10.0, 0.352, 0.164, 0.1, 0.0649, 0.0342, 0.01] | [10.0, 2.34, 0.722, 0.181, 0.1, 0.055, 0.0296, 0.01] | 0 | [48.0, 60.0, 65.0, 71.0, 80.0, 100.0, 162.0] | [96.0, 110.0, 125.0, 150.0, 168.0, 200.0, 250.0, 398.0]
HV 200A | HV 200A | 200 | 0 | [10.0, 4.267, 1.21, 0.403, 0.1, 0.058, 0.022, 0.01] | [10.0, 3.73, 1.654, 0.328, 0.1, 0.0531, 0.019, 0.01] | 0 | [600.0, 700.0, 900.0, 1150.0, 1665.0, 2000.0, 3000.0, 4313.0] | [1200.0, 1500.0, 1800.0, 2700.0, 3960.0, 5000.0, 7500.0, 10620.0]
HV 20A | HV 20A | 20 | 0 | [10.0, 1.3, 0.3, 0.155, 0.1, 0.0555, 0.023, 0.01] | [10.0, 1.3, 0.161, 0.1, 0.0611, 0.0399, 0.0141, 0.01] | 0 | [60.0, 70.0, 80.0, 87.0, 94.0, 110.0, 150.0, 216.0] | [120.0, 150.0, 200.0, 223.0, 260.0, 300.0, 450.0, 532.0]
HV 25A | HV 25A | 25 | 0 | [10.0, 2.512, 0.833, 0.299, 0.1, 0.0372, 0.0223, 0.01] | [10.0, 3.125, 0.597, 0.198, 0.1, 0.0378, 0.022, 0.01] | 0 | [75.0, 82.0, 90.0, 100.0, 124.0, 170.0, 200.0, 289.0] | [150.0, 170.0, 210.0, 250.0, 294.0, 400.0, 500.0, 711.0]
HV 31.5A | HV 31.5A | 31.5 | 0 | [10.0, 2.34, 0.722, 0.181, 0.1, 0.055, 0.0296, 0.01] | [10.0, 2.84, 0.368, 0.164, 0.1, 0.0621, 0.0378, 0.0195, 0.01] | 0 | [95.0, 110.0, 125.0, 150.0, 165.0, 200.0, 250.0, 390.0] | [189.0, 220.0, 300.0, 350.0, 393.0, 450.0, 530.0, 700.0, 960.0]
HV 40A | HV 40A | 40 | 0 | [10.0, 1.3, 0.161, 0.1, 0.0611, 0.0399, 0.0141, 0.01] | [10.0, 2.05, 0.369, 0.198, 0.1, 0.051, 0.0298, 0.01] | 0 | [120.0, 150.0, 200.0, 223.0, 260.0, 300.0, 450.0, 532.0] | [240.0, 300.0, 400.0, 450.0, 530.0, 650.0, 800.0, 1311.0]
HV 50A | HV 50A | 50 | 0 | [10.0, 3.215, 0.597, 0.198, 0.1, 0.0378, 0.022, 0.01] | [10.0, 3.64, 0.854, 0.281, 0.1, 0.0531, 0.022, 0.01] | 0 | [150.0, 170.0, 210.0, 250.0, 294.0, 400.0, 500.0, 711.0] | [300.0, 350.0, 450.0, 550.0, 700.0, 850.0, 1200.0, 1752.0]
HV 6.3A | HV 6.3A | 6.3 | 0 | [10.0, 1.39, 0.344, 0.168, 0.1, 0.056, 0.0263, 0.01] | [10.0, 1.711, 0.516, 0.198, 0.1, 0.0634, 0.0303, 0.01] | 0 | [19.0, 19.5, 20.4, 20.8, 22.0, 25.0, 32.0, 48.0] | [38.0, 40.0, 43.0, 48.0, 53.0, 60.0, 75.0, 118.0]
HV 63A | HV 63A | 63 | 0 | [10.0, 2.84, 0.368, 0.164, 0.1, 0.0621, 0.0378, 0.0195, 0.01] | [10.0, 1.82, 0.344, 0.1, 0.0467, 0.0269, 0.01] | 0 | [189.0, 220.0, 300.0, 350.0, 393.0, 450.0, 530.0, 700.0, 961.0] | [378.0, 500.0, 700.0, 934.0, 1200.0, 1500.0, 2366.0]
HV 80A | HV 80A | 80 | 0 | [10.0, 2.05, 0.369, 0.198, 0.1, 0.051, 0.0298, 0.01] | [10.0, 4.15, 1.03, 0.198, 0.1, 0.051, 0.0172, 0.01] | 0 | [240.0, 300.0, 400.0, 450.0, 530.0, 650.0, 800.0, 1311.0] | [480.0, 550.0, 700.0, 1000.0, 1260.0, 1600.0, 2500.0, 3227.0]
Siemens NH-1-100 | Siemens NH-1-100 | 100 | [5400.0, 2000.0, 400.0, 20.0, 1.0, 0.2, 0.012, 0.004] | 0 | 0 | [150.0, 190.0, 250.0, 430.0, 900.0, 1250.0, 2700.0, 3600.0] | 0 | 0
Siemens NH-1-125 | Siemens NH-1-125 | 125 | [4800.0, 120.0, 7.0, 0.1, 0.004] | 0 | 0 | [180.0, 400.0, 740.0, 2000.0, 4250.0] | 0 | 0
Siemens NH-1-16 | Siemens NH-1-16 | 16 | [4000.0, 400.0, 2.0, 0.1, 0.04, 0.01] | 0 | 0 | [26.0, 35.0, 75.0, 150.0, 200.0, 300.0] | 0 | 0
Siemens NH-1-160 | Siemens NH-1-160 | 160 | [4800.0, 120.0, 7.0, 0.1, 0.004] | 0 | 0 | [210.0, 500.0, 900.0, 2300.0, 5000.0] | 0 | 0
Siemens NH-1-25 | Siemens NH-1-25 | 25 | [4000.0, 1000.0, 10.0, 0.2, 0.02, 0.01] | 0 | 0 | [40.0, 50.0, 100.0, 210.0, 400.0, 500.0] | 0 | 0
Siemens NH-1-50 | Siemens NH-1-50 | 50 | [4000.0, 40.0, 4.0, 1.0, 0.02, 0.01] | 0 | 0 | [86.0, 200.0, 300.0, 400.0, 1000.0, 1280.0] | 0 | 0
Siemens NH-1-63 | Siemens NH-1-63 | 63 | [4000.0, 100.0, 10.0, 2.0, 0.04, 0.01] | 0 | 0 | [100.0, 200.0, 300.0, 400.0, 1000.0, 1500.0] | 0 | 0
Siemens NH-1-80 | Siemens NH-1-80 | 80 | [4800.0, 120.0, 7.0, 0.1, 0.01] | 0 | 0 | [150.58, 250.0, 450.0, 1150.0, 2470.0] | 0 | 0
Siemens NH-2-1000 | Siemens NH-2-1000 | 1000 | [4800.0, 120.0, 7.0, 0.1, 0.004] | 0 | 0 | [1900.0, 3500.0, 8400.0, 24000.0, 52000.0] | 0 | 0
Siemens NH-2-200 | Siemens NH-2-200 | 200 | [4800.0, 120.0, 7.0, 0.1, 0.004] | 0 | 0 | [280.0, 650.0, 1200.0, 3000.0, 7000.0] | 0 | 0
Siemens NH-2-224 | Siemens NH-2-224 | 224 | [4800.0, 120.0, 7.0, 0.2, 0.04, 0.004] | 0 | 0 | [400.0, 750.0, 1453.0, 3025.0, 4315.0, 7600.0] | 0 | 0
Siemens NH-2-250 | Siemens NH-2-250 | 250 | [4800.0, 120.0, 7.0, 0.1, 0.004] | 0 | 0 | [450.0, 800.0, 1650.0, 4000.0, 8500.0] | 0 | 0
Siemens NH-2-315 | Siemens NH-2-315 | 315 | [4800.0, 120.0, 7.0, 0.1, 0.004] | 0 | 0 | [550.0, 920.0, 1900.0, 5000.0, 11000.0] | 0 | 0
Siemens NH-2-355 | Siemens NH-2-355 | 355 | [4800.0, 120.0, 6.0, 0.1, 0.004] | 0 | 0 | [650.0, 1116.27, 2350.0, 5840.0, 12790.0] | 0 | 0
Siemens NH-2-400 | Siemens NH-2-400 | 400 | [4800.0, 120.0, 7.0, 0.1, 0.004] | 0 | 0 | [720.0, 1350.0, 2800.0, 6500.0, 15000.0] | 0 | 0
Siemens NH-2-425 | Siemens NH-2-425 | 425 | [4800.0, 120.0, 7.0, 0.1, 0.004] | 0 | 0 | [850.0, 1500.0, 3050.0, 7500.0, 16500.0] | 0 | 0
Siemens NH-2-630 | Siemens NH-2-630 | 630 | [4800.0, 120.0, 7.0, 0.1, 0.004] | 0 | 0 | [1200.0, 2000.0, 4800.0, 12000.0, 26000.0] | 0 | 0

## dtypes
| element | column | dtype
0 | bus | name | object
1 | bus | vn_kv | float64
2 | bus | type | object
3 | bus | zone | object
4 | bus | in_service | bool
5 | load | name | object
6 | load | bus | uint32
7 | load | p_mw | float64
8 | load | q_mvar | float64
9 | load | const_z_percent | float64
10 | load | const_i_percent | float64
11 | load | sn_mva | float64
12 | load | scaling | float64
13 | load | in_service | bool
14 | load | type | object
15 | ext_grid | name | object
16 | ext_grid | bus | uint32
17 | ext_grid | vm_pu | float64
18 | ext_grid | va_degree | float64
19 | ext_grid | slack_weight | float64
20 | ext_grid | in_service | bool
21 | line | name | object
22 | line | std_type | object
23 | line | from_bus | uint32
24 | line | to_bus | uint32
25 | line | length_km | float64
26 | line | r_ohm_per_km | float64
27 | line | x_ohm_per_km | float64
28 | line | c_nf_per_km | float64
29 | line | g_us_per_km | float64
30 | line | max_i_ka | float64
31 | line | df | float64
32 | line | parallel | uint32
33 | line | type | object
34 | line | in_service | bool
35 | trafo | name | object
36 | trafo | std_type | object
37 | trafo | hv_bus | uint32
38 | trafo | lv_bus | uint32
39 | trafo | sn_mva | float64
40 | trafo | vn_hv_kv | float64
41 | trafo | vn_lv_kv | float64
42 | trafo | vk_percent | float64
43 | trafo | vkr_percent | float64
44 | trafo | pfe_kw | float64
45 | trafo | i0_percent | float64
46 | trafo | shift_degree | float64
47 | trafo | tap_side | object
48 | trafo | tap_neutral | int32
49 | trafo | tap_min | int32
50 | trafo | tap_max | int32
51 | trafo | tap_step_percent | float64
52 | trafo | tap_step_degree | float64
53 | trafo | tap_pos | int32
54 | trafo | tap_phase_shifter | bool
55 | trafo | parallel | uint32
56 | trafo | df | float64
57 | trafo | in_service | bool
58 | line_geodata | coords | object
59 | bus_geodata | x | float64
60 | bus_geodata | y | float64
61 | bus_geodata | coords | object

## parameters
| version | format_version | converged | OPF_converged | name | f_hz | sn_mva
0 | 2.14.6 | 2.14.0 | FALSE | FALSE |  | 50 | 1