## bus
| name | vn_kv | type | zone | in_service
0 | bus_LV_4441-2_0_6_node_0 | 0.4 | n |  | TRUE
1 | bus_LV_4441-2_0_6_node_1 | 0.4 | n |  | TRUE
2 | bus_LV_4441-2_0_6_node_3 | 0.4 | n |  | TRUE
3 | bus_LV_4441-2_0_6_node_14 | 0.4 | n |  | TRUE
4 | bus_LV_4441-2_0_6_node_46 | 0.4 | n |  | TRUE
5 | bus_LV_4441-2_0_6_node_12 | 0.4 | n |  | TRUE
6 | bus_LV_4441-2_0_6_node_9 | 0.4 | n |  | TRUE
7 | bus_LV_4441-2_0_6_node_4 | 0.4 | n |  | TRUE
8 | bus_LV_4441-2_0_6_node_10 | 0.4 | n |  | TRUE
9 | bus_LV_4441-2_0_6_node_5 | 0.4 | n |  | TRUE
10 | bus_LV_4441-2_0_6_node_6 | 0.4 | n |  | TRUE
11 | bus_LV_4441-2_0_6_node_8 | 0.4 | n |  | TRUE
12 | bus_LV_4441-2_0_6_node_20 | 0.4 | n |  | TRUE
13 | bus_LV_4441-2_0_6_node_19 | 0.4 | n |  | TRUE
14 | bus_LV_4441-2_0_6_node_187 | 0.4 | n |  | TRUE
15 | bus_LV_4441-2_0_6_node_186 | 0.4 | n |  | TRUE
16 | bus_LV_4441-2_0_6_node_11 | 0.4 | n |  | TRUE
17 | bus_LV_4441-2_0_6_node_13 | 0.4 | n |  | TRUE
18 | bus_LV_4441-2_0_6_node_23 | 0.4 | n |  | TRUE
19 | bus_LV_4441-2_0_6_node_51 | 0.4 | n |  | TRUE
20 | bus_LV_4441-2_0_6_node_22 | 0.4 | n |  | TRUE
21 | bus_LV_4441-2_0_6_node_188 | 0.4 | n |  | TRUE
22 | bus_LV_4441-2_0_6_node_15 | 0.4 | n |  | TRUE
23 | bus_LV_4441-2_0_6_node_16 | 0.4 | n |  | TRUE
24 | bus_LV_4441-2_0_6_node_50 | 0.4 | n |  | TRUE
25 | bus_LV_4441-2_0_6_node_17 | 0.4 | n |  | TRUE
26 | bus_LV_4441-2_0_6_node_18 | 0.4 | n |  | TRUE
27 | bus_LV_4441-2_0_6_node_21 | 0.4 | n |  | TRUE
28 | bus_LV_4441-2_0_6_node_29 | 0.4 | n |  | TRUE
29 | bus_LV_4441-2_0_6_node_36 | 0.4 | n |  | TRUE
30 | bus_LV_4441-2_0_6_node_24 | 0.4 | n |  | TRUE
31 | bus_LV_4441-2_0_6_node_25 | 0.4 | n |  | TRUE
32 | bus_LV_4441-2_0_6_node_26 | 0.4 | n |  | TRUE
33 | bus_LV_4441-2_0_6_node_28 | 0.4 | n |  | TRUE
34 | bus_LV_4441-2_0_6_node_27 | 0.4 | n |  | TRUE
35 | bus_LV_4441-2_0_6_node_160 | 0.4 | n |  | TRUE
36 | bus_LV_4441-2_0_6_node_30 | 0.4 | n |  | TRUE
37 | bus_LV_4441-2_0_6_node_31 | 0.4 | n |  | TRUE
38 | bus_LV_4441-2_0_6_node_32 | 0.4 | n |  | TRUE
39 | bus_LV_4441-2_0_6_node_33 | 0.4 | n |  | TRUE
40 | bus_LV_4441-2_0_6_node_34 | 0.4 | n |  | TRUE
41 | bus_LV_4441-2_0_6_node_146 | 0.4 | n |  | TRUE
42 | bus_LV_4441-2_0_6_node_37 | 0.4 | n |  | TRUE
43 | bus_LV_4441-2_0_6_node_35 | 0.4 | n |  | TRUE
44 | bus_LV_4441-2_0_6_node_47 | 0.4 | n |  | TRUE
45 | bus_LV_4441-2_0_6_node_48 | 0.4 | n |  | TRUE
46 | bus_LV_4441-2_0_6_node_145 | 0.4 | n |  | TRUE
47 | bus_LV_4441-2_0_6_node_147 | 0.4 | n |  | TRUE
48 | bus_LV_4441-2_0_6_node_148 | 0.4 | n |  | TRUE
49 | bus_LV_4441-2_0_6_node_149 | 0.4 | n |  | TRUE
50 | bus_LV_4441-2_0_6_node_150 | 0.4 | n |  | TRUE
51 | bus_LV_4441-2_0_6_node_185 | 0.4 | n |  | TRUE
52 | bus_LV_4441-2_0_6_node_151 | 0.4 | n |  | TRUE
53 | bus_LV_4441-2_0_6_node_184 | 0.4 | n |  | TRUE
54 | bus_LV_4441-2_0_6_node_158 | 0.4 | n |  | TRUE
55 | bus_LV_4441-2_0_6_node_152 | 0.4 | n |  | TRUE
56 | bus_LV_4441-2_0_6_node_153 | 0.4 | n |  | TRUE
57 | bus_LV_4441-2_0_6_node_154 | 0.4 | n |  | TRUE
58 | bus_LV_4441-2_0_6_node_155 | 0.4 | n |  | TRUE
59 | bus_LV_4441-2_0_6_node_156 | 0.4 | n |  | TRUE
60 | bus_LV_4441-2_0_6_node_157 | 0.4 | n |  | TRUE
61 | bus_LV_4441-2_0_6_node_162 | 0.4 | n |  | TRUE
62 | bus_LV_4441-2_0_6_node_159 | 0.4 | n |  | TRUE
63 | bus_LV_4441-2_0_6_node_161 | 0.4 | n |  | TRUE
64 | bus_LV_4441-2_0_6_node_163 | 0.4 | n |  | TRUE
65 | bus_LV_4441-2_0_6_node_164 | 0.4 | n |  | TRUE
66 | bus_LV_4441-2_0_6_node_165 | 0.4 | n |  | TRUE
67 | bus_LV_4441-2_0_6_node_166 | 0.4 | n |  | TRUE
68 | bus_LV_4441-2_0_6_node_167 | 0.4 | n |  | TRUE
69 | bus_LV_4441-2_0_6_node_168 | 0.4 | n |  | TRUE
70 | bus_LV_4441-2_0_6_node_169 | 0.4 | n |  | TRUE
71 | bus_LV_4441-2_0_6_node_170 | 0.4 | n |  | TRUE
72 | bus_LV_4441-2_0_6_node_171 | 0.4 | n |  | TRUE
73 | bus_LV_4441-2_0_6_node_172 | 0.4 | n |  | TRUE
74 | bus_LV_4441-2_0_6_node_173 | 0.4 | n |  | TRUE
75 | bus_LV_4441-2_0_6_node_174 | 0.4 | n |  | TRUE
76 | bus_LV_4441-2_0_6_node_175 | 0.4 | n |  | TRUE
77 | bus_LV_4441-2_0_6_node_176 | 0.4 | n |  | TRUE
78 | bus_LV_4441-2_0_6_node_177 | 0.4 | n |  | TRUE
79 | bus_LV_4441-2_0_6_node_178 | 0.4 | n |  | TRUE
80 | bus_LV_4441-2_0_6_node_179 | 0.4 | n |  | TRUE
81 | bus_LV_4441-2_0_6_node_180 | 0.4 | n |  | TRUE
82 | bus_LV_4441-2_0_6_node_181 | 0.4 | n |  | TRUE
83 | bus_LV_4441-2_0_6_node_182 | 0.4 | n |  | TRUE
84 | bus_LV_4441-2_0_6_node_183 | 0.4 | n |  | TRUE
85 | bus_LV_4441-2_0_6_node_136 | 0.4 | n |  | TRUE
86 | bus_LV_4441-2_0_6_node_137 | 0.4 | n |  | TRUE
87 | bus_LV_4441-2_0_6_node_135 | 0.4 | n |  | TRUE
88 | bus_LV_4441-2_0_6_node_38 | 0.4 | n |  | TRUE
89 | bus_LV_4441-2_0_6_node_39 | 0.4 | n |  | TRUE
90 | bus_LV_4441-2_0_6_node_42 | 0.4 | n |  | TRUE
91 | bus_LV_4441-2_0_6_node_40 | 0.4 | n |  | TRUE
92 | bus_LV_4441-2_0_6_node_41 | 0.4 | n |  | TRUE
93 | bus_LV_4441-2_0_6_node_43 | 0.4 | n |  | TRUE
94 | bus_LV_4441-2_0_6_node_44 | 0.4 | n |  | TRUE
95 | bus_LV_4441-2_0_6_node_45 | 0.4 | n |  | TRUE
96 | bus_LV_4441-2_0_6_node_49 | 0.4 | n |  | TRUE
97 | bus_LV_4441-2_0_6_node_52 | 0.4 | n |  | TRUE
98 | bus_LV_4441-2_0_6_node_53 | 0.4 | n |  | TRUE
99 | bus_LV_4441-2_0_6_node_54 | 0.4 | n |  | TRUE
100 | bus_LV_4441-2_0_6_node_55 | 0.4 | n |  | TRUE
101 | bus_LV_4441-2_0_6_node_56 | 0.4 | n |  | TRUE
102 | bus_LV_4441-2_0_6_node_70 | 0.4 | n |  | TRUE
103 | bus_LV_4441-2_0_6_node_61 | 0.4 | n |  | TRUE
104 | bus_LV_4441-2_0_6_node_57 | 0.4 | n |  | TRUE
105 | bus_LV_4441-2_0_6_node_68 | 0.4 | n |  | TRUE
106 | bus_LV_4441-2_0_6_node_66 | 0.4 | n |  | TRUE
107 | bus_LV_4441-2_0_6_node_107 | 0.4 | n |  | TRUE
108 | bus_LV_4441-2_0_6_node_58 | 0.4 | n |  | TRUE
109 | bus_LV_4441-2_0_6_node_59 | 0.4 | n |  | TRUE
110 | bus_LV_4441-2_0_6_node_65 | 0.4 | n |  | TRUE
111 | bus_LV_4441-2_0_6_node_63 | 0.4 | n |  | TRUE
112 | bus_LV_4441-2_0_6_node_64 | 0.4 | n |  | TRUE
113 | bus_LV_4441-2_0_6_node_67 | 0.4 | n |  | TRUE
114 | bus_LV_4441-2_0_6_node_144 | 0.4 | n |  | TRUE
115 | bus_LV_4441-2_0_6_node_126 | 0.4 | n |  | TRUE
116 | bus_LV_4441-2_0_6_node_69 | 0.4 | n |  | TRUE
117 | bus_LV_4441-2_0_6_node_71 | 0.4 | n |  | TRUE
118 | bus_LV_4441-2_0_6_node_72 | 0.4 | n |  | TRUE
119 | bus_LV_4441-2_0_6_node_73 | 0.4 | n |  | TRUE
120 | bus_LV_4441-2_0_6_node_74 | 0.4 | n |  | TRUE
121 | bus_LV_4441-2_0_6_node_75 | 0.4 | n |  | TRUE
122 | bus_LV_4441-2_0_6_node_76 | 0.4 | n |  | TRUE
123 | bus_LV_4441-2_0_6_node_102 | 0.4 | n |  | TRUE
124 | bus_LV_4441-2_0_6_node_77 | 0.4 | n |  | TRUE
125 | bus_LV_4441-2_0_6_node_189 | 0.4 | n |  | TRUE
126 | bus_LV_4441-2_0_6_node_101 | 0.4 | n |  | TRUE
127 | bus_LV_4441-2_0_6_node_78 | 0.4 | n |  | TRUE
128 | bus_LV_4441-2_0_6_node_79 | 0.4 | n |  | TRUE
129 | bus_LV_4441-2_0_6_node_80 | 0.4 | n |  | TRUE
130 | bus_LV_4441-2_0_6_node_81 | 0.4 | n |  | TRUE
131 | bus_LV_4441-2_0_6_node_82 | 0.4 | n |  | TRUE
132 | bus_LV_4441-2_0_6_node_83 | 0.4 | n |  | TRUE
133 | bus_LV_4441-2_0_6_node_84 | 0.4 | n |  | TRUE
134 | bus_LV_4441-2_0_6_node_85 | 0.4 | n |  | TRUE
135 | bus_LV_4441-2_0_6_node_86 | 0.4 | n |  | TRUE
136 | bus_LV_4441-2_0_6_node_87 | 0.4 | n |  | TRUE
137 | bus_LV_4441-2_0_6_node_88 | 0.4 | n |  | TRUE
138 | bus_LV_4441-2_0_6_node_89 | 0.4 | n |  | TRUE
139 | bus_LV_4441-2_0_6_node_94 | 0.4 | n |  | TRUE
140 | bus_LV_4441-2_0_6_node_95 | 0.4 | n |  | TRUE
141 | bus_LV_4441-2_0_6_node_93 | 0.4 | n |  | TRUE
142 | bus_LV_4441-2_0_6_node_90 | 0.4 | n |  | TRUE
143 | bus_LV_4441-2_0_6_node_91 | 0.4 | n |  | TRUE
144 | bus_LV_4441-2_0_6_node_92 | 0.4 | n |  | TRUE
145 | bus_LV_4441-2_0_6_node_108 | 0.4 | n |  | TRUE
146 | bus_LV_4441-2_0_6_node_100 | 0.4 | n |  | TRUE
147 | bus_LV_4441-2_0_6_node_96 | 0.4 | n |  | TRUE
148 | bus_LV_4441-2_0_6_node_97 | 0.4 | n |  | TRUE
149 | bus_LV_4441-2_0_6_node_98 | 0.4 | n |  | TRUE
150 | bus_LV_4441-2_0_6_node_99 | 0.4 | n |  | TRUE
151 | bus_LV_4441-2_0_6_node_105 | 0.4 | n |  | TRUE
152 | bus_LV_4441-2_0_6_node_103 | 0.4 | n |  | TRUE
153 | bus_LV_4441-2_0_6_node_106 | 0.4 | n |  | TRUE
154 | bus_LV_4441-2_0_6_node_109 | 0.4 | n |  | TRUE
155 | bus_LV_4441-2_0_6_node_110 | 0.4 | n |  | TRUE
156 | bus_LV_4441-2_0_6_node_111 | 0.4 | n |  | TRUE
157 | bus_LV_4441-2_0_6_node_112 | 0.4 | n |  | TRUE
158 | bus_LV_4441-2_0_6_node_115 | 0.4 | n |  | TRUE
159 | bus_LV_4441-2_0_6_node_113 | 0.4 | n |  | TRUE
160 | bus_LV_4441-2_0_6_node_127 | 0.4 | n |  | TRUE
161 | bus_LV_4441-2_0_6_node_114 | 0.4 | n |  | TRUE
162 | bus_LV_4441-2_0_6_node_128 | 0.4 | n |  | TRUE
163 | bus_LV_4441-2_0_6_node_116 | 0.4 | n |  | TRUE
164 | bus_LV_4441-2_0_6_node_117 | 0.4 | n |  | TRUE
165 | bus_LV_4441-2_0_6_node_118 | 0.4 | n |  | TRUE
166 | bus_LV_4441-2_0_6_node_119 | 0.4 | n |  | TRUE
167 | bus_LV_4441-2_0_6_node_120 | 0.4 | n |  | TRUE
168 | bus_LV_4441-2_0_6_node_121 | 0.4 | n |  | TRUE
169 | bus_LV_4441-2_0_6_node_122 | 0.4 | n |  | TRUE
170 | bus_LV_4441-2_0_6_node_123 | 0.4 | n |  | TRUE
171 | bus_LV_4441-2_0_6_node_124 | 0.4 | n |  | TRUE
172 | bus_LV_4441-2_0_6_node_125 | 0.4 | n |  | TRUE
173 | bus_LV_4441-2_0_6_node_129 | 0.4 | n |  | TRUE
174 | bus_LV_4441-2_0_6_node_130 | 0.4 | n |  | TRUE
175 | bus_LV_4441-2_0_6_node_131 | 0.4 | n |  | TRUE
176 | bus_LV_4441-2_0_6_node_132 | 0.4 | n |  | TRUE
177 | bus_LV_4441-2_0_6_node_133 | 0.4 | n |  | TRUE
178 | bus_LV_4441-2_0_6_node_134 | 0.4 | n |  | TRUE
179 | bus_LV_4441-2_0_6_node_138 | 0.4 | n |  | TRUE
180 | bus_LV_4441-2_0_6_node_139 | 0.4 | n |  | TRUE
181 | bus_LV_4441-2_0_6_node_140 | 0.4 | n |  | TRUE
182 | bus_LV_4441-2_0_6_node_141 | 0.4 | n |  | TRUE
183 | bus_LV_4441-2_0_6_node_142 | 0.4 | n |  | TRUE
184 | bus_LV_4441-2_0_6_node_143 | 0.4 | n |  | TRUE
185 | bus_MV_437_1_node_102 | 20 | n |  | TRUE

## load
| name | bus | p_mw | q_mvar | const_z_percent | const_i_percent | sn_mva | scaling | in_service | type
0 | LV_4441-2_0_6_load_0 | 0 | 0.00037528 | 9.4055e-05 | 0 | 0 |  | 1 | TRUE | wye
1 | LV_4441-2_0_6_load_1 | 1 | 0.00053975 | 0.00013527 | 0 | 0 |  | 1 | TRUE | wye
2 | LV_4441-2_0_6_load_3 | 2 | 0.00012267 | 3.0744e-05 | 0 | 0 |  | 1 | TRUE | wye
3 | LV_4441-2_0_6_load_14 | 3 | 0.00011586 | 2.9037e-05 | 0 | 0 |  | 1 | TRUE | wye
4 | LV_4441-2_0_6_load_4 | 7 | 0.00032175 | 8.0639e-05 | 0 | 0 |  | 1 | TRUE | wye
5 | LV_4441-2_0_6_load_10 | 8 | 0.00056472 | 0.00014153 | 0 | 0 |  | 1 | TRUE | wye
6 | LV_4441-2_0_6_load_5 | 9 | 0.0049709 | 0.0012458 | 0 | 0 |  | 1 | TRUE | wye
7 | LV_4441-2_0_6_load_20 | 12 | 0.028541 | 0.0071531 | 0 | 0 |  | 1 | TRUE | wye
8 | LV_4441-2_0_6_load_19 | 13 | 0.001052 | 0.00026367 | 0 | 0 |  | 1 | TRUE | wye
9 | LV_4441-2_0_6_load_187 | 14 | 0.00064102 | 0.00016066 | 0 | 0 |  | 1 | TRUE | wye
10 | LV_4441-2_0_6_load_186 | 15 | 0.00056806 | 0.00014237 | 0 | 0 |  | 1 | TRUE | wye
11 | LV_4441-2_0_6_load_11 | 16 | 0.0040851 | 0.0010238 | 0 | 0 |  | 1 | TRUE | wye
12 | LV_4441-2_0_6_load_13 | 17 | 0.0099368 | 0.0024904 | 0 | 0 |  | 1 | TRUE | wye
13 | LV_4441-2_0_6_load_23 | 18 | 0.0039841 | 0.00099852 | 0 | 0 |  | 1 | TRUE | wye
14 | LV_4441-2_0_6_load_51 | 19 | 0.00052545 | 0.00013169 | 0 | 0 |  | 1 | TRUE | wye
15 | LV_4441-2_0_6_load_188 | 21 | 0.0041167 | 0.0010318 | 0 | 0 |  | 1 | TRUE | wye
16 | LV_4441-2_0_6_load_15 | 22 | 0.00025598 | 6.4154e-05 | 0 | 0 |  | 1 | TRUE | wye
17 | LV_4441-2_0_6_load_50 | 24 | 0.00018866 | 4.7284e-05 | 0 | 0 |  | 1 | TRUE | wye
18 | LV_4441-2_0_6_load_18 | 26 | 0.0017934 | 0.00044946 | 0 | 0 |  | 1 | TRUE | wye
19 | LV_4441-2_0_6_load_29 | 28 | 0.00089582 | 0.00022451 | 0 | 0 |  | 1 | TRUE | wye
20 | LV_4441-2_0_6_load_24 | 30 | 0.00015637 | 3.919e-05 | 0 | 0 |  | 1 | TRUE | wye
21 | LV_4441-2_0_6_load_25 | 31 | 0.00017807 | 4.4628e-05 | 0 | 0 |  | 1 | TRUE | wye
22 | LV_4441-2_0_6_load_26 | 32 | 0.0013125 | 0.00032895 | 0 | 0 |  | 1 | TRUE | wye
23 | LV_4441-2_0_6_load_28 | 33 | 0.00040652 | 0.00010188 | 0 | 0 |  | 1 | TRUE | wye
24 | LV_4441-2_0_6_load_27 | 34 | 0.0022668 | 0.0005681 | 0 | 0 |  | 1 | TRUE | wye
25 | LV_4441-2_0_6_load_160 | 35 | 0.0011137 | 0.00027912 | 0 | 0 |  | 1 | TRUE | wye
26 | LV_4441-2_0_6_load_30 | 36 | 0.00015447 | 3.8714e-05 | 0 | 0 |  | 1 | TRUE | wye
27 | LV_4441-2_0_6_load_31 | 37 | 0.00063767 | 0.00015981 | 0 | 0 |  | 1 | TRUE | wye
28 | LV_4441-2_0_6_load_32 | 38 | 0.00020199 | 5.0623e-05 | 0 | 0 |  | 1 | TRUE | wye
29 | LV_4441-2_0_6_load_33 | 39 | 0.00056425 | 0.00014141 | 0 | 0 |  | 1 | TRUE | wye
30 | LV_4441-2_0_6_load_34 | 40 | 0.00011775 | 2.9511e-05 | 0 | 0 |  | 1 | TRUE | wye
31 | LV_4441-2_0_6_load_146 | 41 | 0.0005979 | 0.00014985 | 0 | 0 |  | 1 | TRUE | wye
32 | LV_4441-2_0_6_load_37 | 42 | 0.00021889 | 5.4859e-05 | 0 | 0 |  | 1 | TRUE | wye
33 | LV_4441-2_0_6_load_35 | 43 | 0.00033579 | 8.4158e-05 | 0 | 0 |  | 1 | TRUE | wye
34 | LV_4441-2_0_6_load_47 | 44 | 0.00027881 | 6.9877e-05 | 0 | 0 |  | 1 | TRUE | wye
35 | LV_4441-2_0_6_load_48 | 45 | 0.00032414 | 8.1237e-05 | 0 | 0 |  | 1 | TRUE | wye
36 | LV_4441-2_0_6_load_145 | 46 | 0.00019337 | 4.8463e-05 | 0 | 0 |  | 1 | TRUE | wye
37 | LV_4441-2_0_6_load_148 | 48 | 0.0013582 | 0.00034041 | 0 | 0 |  | 1 | TRUE | wye
38 | LV_4441-2_0_6_load_149 | 49 | 0.00058675 | 0.00014705 | 0 | 0 |  | 1 | TRUE | wye
39 | LV_4441-2_0_6_load_150 | 50 | 0.0012491 | 0.00031306 | 0 | 0 |  | 1 | TRUE | wye
40 | LV_4441-2_0_6_load_185 | 51 | 0.00040597 | 0.00010175 | 0 | 0 |  | 1 | TRUE | wye
41 | LV_4441-2_0_6_load_184 | 53 | 0.003206 | 0.00080351 | 0 | 0 |  | 1 | TRUE | wye
42 | LV_4441-2_0_6_load_152 | 55 | 0.00025964 | 6.5073e-05 | 0 | 0 |  | 1 | TRUE | wye
43 | LV_4441-2_0_6_load_153 | 56 | 0.0009924 | 0.00024872 | 0 | 0 |  | 1 | TRUE | wye
44 | LV_4441-2_0_6_load_154 | 57 | 0.0010165 | 0.00025477 | 0 | 0 |  | 1 | TRUE | wye
45 | LV_4441-2_0_6_load_155 | 58 | 0.00044025 | 0.00011034 | 0 | 0 |  | 1 | TRUE | wye
46 | LV_4441-2_0_6_load_156 | 59 | 0.00040241 | 0.00010085 | 0 | 0 |  | 1 | TRUE | wye
47 | LV_4441-2_0_6_load_162 | 61 | 0.00049088 | 0.00012303 | 0 | 0 |  | 1 | TRUE | wye
48 | LV_4441-2_0_6_load_159 | 62 | 0.0025054 | 0.00062792 | 0 | 0 |  | 1 | TRUE | wye
49 | LV_4441-2_0_6_load_161 | 63 | 0.0010263 | 0.0002572 | 0 | 0 |  | 1 | TRUE | wye
50 | LV_4441-2_0_6_load_163 | 64 | 0.00043465 | 0.00010893 | 0 | 0 |  | 1 | TRUE | wye
51 | LV_4441-2_0_6_load_164 | 65 | 0.00021874 | 5.4821e-05 | 0 | 0 |  | 1 | TRUE | wye
52 | LV_4441-2_0_6_load_165 | 66 | 0.00022955 | 5.753e-05 | 0 | 0 |  | 1 | TRUE | wye
53 | LV_4441-2_0_6_load_166 | 67 | 0.00067728 | 0.00016974 | 0 | 0 |  | 1 | TRUE | wye
54 | LV_4441-2_0_6_load_167 | 68 | 0.00024826 | 6.222e-05 | 0 | 0 |  | 1 | TRUE | wye
55 | LV_4441-2_0_6_load_168 | 69 | 0.00023864 | 5.981e-05 | 0 | 0 |  | 1 | TRUE | wye
56 | LV_4441-2_0_6_load_169 | 70 | 0.0004941 | 0.00012383 | 0 | 0 |  | 1 | TRUE | wye
57 | LV_4441-2_0_6_load_170 | 71 | 0.00066923 | 0.00016772 | 0 | 0 |  | 1 | TRUE | wye
58 | LV_4441-2_0_6_load_171 | 72 | 0.00036153 | 9.0609e-05 | 0 | 0 |  | 1 | TRUE | wye
59 | LV_4441-2_0_6_load_172 | 73 | 0.00017658 | 4.4256e-05 | 0 | 0 |  | 1 | TRUE | wye
60 | LV_4441-2_0_6_load_173 | 74 | 0.00050529 | 0.00012664 | 0 | 0 |  | 1 | TRUE | wye
61 | LV_4441-2_0_6_load_174 | 75 | 0.000766 | 0.00019198 | 0 | 0 |  | 1 | TRUE | wye
62 | LV_4441-2_0_6_load_176 | 77 | 0.00077812 | 0.00019502 | 0 | 0 |  | 1 | TRUE | wye
63 | LV_4441-2_0_6_load_177 | 78 | 0.00065251 | 0.00016353 | 0 | 0 |  | 1 | TRUE | wye
64 | LV_4441-2_0_6_load_178 | 79 | 0.0019241 | 0.00048223 | 0 | 0 |  | 1 | TRUE | wye
65 | LV_4441-2_0_6_load_179 | 80 | 0.0010893 | 0.000273 | 0 | 0 |  | 1 | TRUE | wye
66 | LV_4441-2_0_6_load_180 | 81 | 0.00017802 | 4.4615e-05 | 0 | 0 |  | 1 | TRUE | wye
67 | LV_4441-2_0_6_load_181 | 82 | 0.00051292 | 0.00012855 | 0 | 0 |  | 1 | TRUE | wye
68 | LV_4441-2_0_6_load_183 | 84 | 0.00035336 | 8.856e-05 | 0 | 0 |  | 1 | TRUE | wye
69 | LV_4441-2_0_6_load_136 | 85 | 0.0013663 | 0.00034242 | 0 | 0 |  | 1 | TRUE | wye
70 | LV_4441-2_0_6_load_137 | 86 | 0.0014863 | 0.0003725 | 0 | 0 |  | 1 | TRUE | wye
71 | LV_4441-2_0_6_load_135 | 87 | 0.0012809 | 0.00032103 | 0 | 0 |  | 1 | TRUE | wye
72 | LV_4441-2_0_6_load_38 | 88 | 0.00045056 | 0.00011292 | 0 | 0 |  | 1 | TRUE | wye
73 | LV_4441-2_0_6_load_40 | 91 | 0.00052481 | 0.00013153 | 0 | 0 |  | 1 | TRUE | wye
74 | LV_4441-2_0_6_load_41 | 92 | 0.00068444 | 0.00017154 | 0 | 0 |  | 1 | TRUE | wye
75 | LV_4441-2_0_6_load_43 | 93 | 0.00045529 | 0.00011411 | 0 | 0 |  | 1 | TRUE | wye
76 | LV_4441-2_0_6_load_49 | 96 | 0.0026966 | 0.00067583 | 0 | 0 |  | 1 | TRUE | wye
77 | LV_4441-2_0_6_load_52 | 97 | 0.00047861 | 0.00011995 | 0 | 0 |  | 1 | TRUE | wye
78 | LV_4441-2_0_6_load_53 | 98 | 0.0008034 | 0.00020135 | 0 | 0 |  | 1 | TRUE | wye
79 | LV_4441-2_0_6_load_54 | 99 | 0.00077217 | 0.00019352 | 0 | 0 |  | 1 | TRUE | wye
80 | LV_4441-2_0_6_load_70 | 102 | 0.00033717 | 8.4503e-05 | 0 | 0 |  | 1 | TRUE | wye
81 | LV_4441-2_0_6_load_57 | 104 | 0.00066471 | 0.00016659 | 0 | 0 |  | 1 | TRUE | wye
82 | LV_4441-2_0_6_load_68 | 105 | 0.0013445 | 0.00033697 | 0 | 0 |  | 1 | TRUE | wye
83 | LV_4441-2_0_6_load_66 | 106 | 0.0011878 | 0.0002977 | 0 | 0 |  | 1 | TRUE | wye
84 | LV_4441-2_0_6_load_107 | 107 | 0.00043249 | 0.00010839 | 0 | 0 |  | 1 | TRUE | wye
85 | LV_4441-2_0_6_load_59 | 109 | 0.00479 | 0.0012005 | 0 | 0 |  | 1 | TRUE | wye
86 | LV_4441-2_0_6_load_63 | 111 | 0.0028249 | 0.00070798 | 0 | 0 |  | 1 | TRUE | wye
87 | LV_4441-2_0_6_load_64 | 112 | 0.00066235 | 0.000166 | 0 | 0 |  | 1 | TRUE | wye
88 | LV_4441-2_0_6_load_144 | 114 | 0.0007585 | 0.0001901 | 0 | 0 |  | 1 | TRUE | wye
89 | LV_4441-2_0_6_load_126 | 115 | 0.0011524 | 0.00028882 | 0 | 0 |  | 1 | TRUE | wye
90 | LV_4441-2_0_6_load_69 | 116 | 0.0010531 | 0.00026394 | 0 | 0 |  | 1 | TRUE | wye
91 | LV_4441-2_0_6_load_71 | 117 | 0.0012988 | 0.0003255 | 0 | 0 |  | 1 | TRUE | wye
92 | LV_4441-2_0_6_load_72 | 118 | 0.0012403 | 0.00031084 | 0 | 0 |  | 1 | TRUE | wye
93 | LV_4441-2_0_6_load_74 | 120 | 0.0018451 | 0.00046241 | 0 | 0 |  | 1 | TRUE | wye
94 | LV_4441-2_0_6_load_75 | 121 | 0.0013462 | 0.00033738 | 0 | 0 |  | 1 | TRUE | wye
95 | LV_4441-2_0_6_load_76 | 122 | 0.0012208 | 0.00030597 | 0 | 0 |  | 1 | TRUE | wye
96 | LV_4441-2_0_6_load_102 | 123 | 0.0012931 | 0.00032408 | 0 | 0 |  | 1 | TRUE | wye
97 | LV_4441-2_0_6_load_77 | 124 | 0.00065688 | 0.00016463 | 0 | 0 |  | 1 | TRUE | wye
98 | LV_4441-2_0_6_load_189 | 125 | 0.0027259 | 0.00068317 | 0 | 0 |  | 1 | TRUE | wye
99 | LV_4441-2_0_6_load_101 | 126 | 0.0011836 | 0.00029664 | 0 | 0 |  | 1 | TRUE | wye
100 | LV_4441-2_0_6_load_78 | 127 | 0.0024474 | 0.00061337 | 0 | 0 |  | 1 | TRUE | wye
101 | LV_4441-2_0_6_load_79 | 128 | 0.0068938 | 0.0017278 | 0 | 0 |  | 1 | TRUE | wye
102 | LV_4441-2_0_6_load_80 | 129 | 0.0023934 | 0.00059985 | 0 | 0 |  | 1 | TRUE | wye
103 | LV_4441-2_0_6_load_81 | 130 | 0.0024039 | 0.00060248 | 0 | 0 |  | 1 | TRUE | wye
104 | LV_4441-2_0_6_load_82 | 131 | 0.00091303 | 0.00022883 | 0 | 0 |  | 1 | TRUE | wye
105 | LV_4441-2_0_6_load_83 | 132 | 0.0035271 | 0.00088396 | 0 | 0 |  | 1 | TRUE | wye
106 | LV_4441-2_0_6_load_84 | 133 | 0.0031915 | 0.00079987 | 0 | 0 |  | 1 | TRUE | wye
107 | LV_4441-2_0_6_load_85 | 134 | 0.0031093 | 0.00077926 | 0 | 0 |  | 1 | TRUE | wye
108 | LV_4441-2_0_6_load_86 | 135 | 0.004135 | 0.0010363 | 0 | 0 |  | 1 | TRUE | wye
109 | LV_4441-2_0_6_load_87 | 136 | 0.0018522 | 0.00046421 | 0 | 0 |  | 1 | TRUE | wye
110 | LV_4441-2_0_6_load_88 | 137 | 0.001314 | 0.00032931 | 0 | 0 |  | 1 | TRUE | wye
111 | LV_4441-2_0_6_load_89 | 138 | 0.0024639 | 0.00061752 | 0 | 0 |  | 1 | TRUE | wye
112 | LV_4441-2_0_6_load_95 | 140 | 0.0029685 | 0.00074398 | 0 | 0 |  | 1 | TRUE | wye
113 | LV_4441-2_0_6_load_93 | 141 | 0.0019037 | 0.00047711 | 0 | 0 |  | 1 | TRUE | wye
114 | LV_4441-2_0_6_load_90 | 142 | 0.002193 | 0.00054962 | 0 | 0 |  | 1 | TRUE | wye
115 | LV_4441-2_0_6_load_91 | 143 | 0.0015952 | 0.0003998 | 0 | 0 |  | 1 | TRUE | wye
116 | LV_4441-2_0_6_load_92 | 144 | 0.0017538 | 0.00043954 | 0 | 0 |  | 1 | TRUE | wye
117 | LV_4441-2_0_6_load_108 | 145 | 0.0023385 | 0.00058608 | 0 | 0 |  | 1 | TRUE | wye
118 | LV_4441-2_0_6_load_100 | 146 | 0.0030481 | 0.00076392 | 0 | 0 |  | 1 | TRUE | wye
119 | LV_4441-2_0_6_load_96 | 147 | 0.0022307 | 0.00055907 | 0 | 0 |  | 1 | TRUE | wye
120 | LV_4441-2_0_6_load_97 | 148 | 0.00074957 | 0.00018786 | 0 | 0 |  | 1 | TRUE | wye
121 | LV_4441-2_0_6_load_98 | 149 | 0.0032698 | 0.00081948 | 0 | 0 |  | 1 | TRUE | wye
122 | LV_4441-2_0_6_load_105 | 151 | 0.0011625 | 0.00029135 | 0 | 0 |  | 1 | TRUE | wye
123 | LV_4441-2_0_6_load_103 | 152 | 0.00042332 | 0.00010609 | 0 | 0 |  | 1 | TRUE | wye
124 | LV_4441-2_0_6_load_106 | 153 | 0.00096313 | 0.00024138 | 0 | 0 |  | 1 | TRUE | wye
125 | LV_4441-2_0_6_load_109 | 154 | 0.0022394 | 0.00056124 | 0 | 0 |  | 1 | TRUE | wye
126 | LV_4441-2_0_6_load_110 | 155 | 0.0015264 | 0.00038256 | 0 | 0 |  | 1 | TRUE | wye
127 | LV_4441-2_0_6_load_111 | 156 | 0.0019574 | 0.00049057 | 0 | 0 |  | 1 | TRUE | wye
128 | LV_4441-2_0_6_load_115 | 158 | 0.00053462 | 0.00013399 | 0 | 0 |  | 1 | TRUE | wye
129 | LV_4441-2_0_6_load_113 | 159 | 0.0013151 | 0.00032959 | 0 | 0 |  | 1 | TRUE | wye
130 | LV_4441-2_0_6_load_127 | 160 | 0.00077057 | 0.00019312 | 0 | 0 |  | 1 | TRUE | wye
131 | LV_4441-2_0_6_load_114 | 161 | 0.0018983 | 0.00047577 | 0 | 0 |  | 1 | TRUE | wye
132 | LV_4441-2_0_6_load_116 | 163 | 0.0023328 | 0.00058465 | 0 | 0 |  | 1 | TRUE | wye
133 | LV_4441-2_0_6_load_117 | 164 | 0.0016905 | 0.00042368 | 0 | 0 |  | 1 | TRUE | wye
134 | LV_4441-2_0_6_load_119 | 166 | 0.001691 | 0.00042381 | 0 | 0 |  | 1 | TRUE | wye
135 | LV_4441-2_0_6_load_120 | 167 | 0.0022583 | 0.00056598 | 0 | 0 |  | 1 | TRUE | wye
136 | LV_4441-2_0_6_load_121 | 168 | 0.0027733 | 0.00069505 | 0 | 0 |  | 1 | TRUE | wye
137 | LV_4441-2_0_6_load_122 | 169 | 0.00079795 | 0.00019999 | 0 | 0 |  | 1 | TRUE | wye
138 | LV_4441-2_0_6_load_123 | 170 | 0.00067899 | 0.00017017 | 0 | 0 |  | 1 | TRUE | wye
139 | LV_4441-2_0_6_load_125 | 172 | 0.00087695 | 0.00021978 | 0 | 0 |  | 1 | TRUE | wye
140 | LV_4441-2_0_6_load_129 | 173 | 0.0013316 | 0.00033372 | 0 | 0 |  | 1 | TRUE | wye
141 | LV_4441-2_0_6_load_130 | 174 | 0.0011695 | 0.00029311 | 0 | 0 |  | 1 | TRUE | wye
142 | LV_4441-2_0_6_load_131 | 175 | 0.0014904 | 0.00037352 | 0 | 0 |  | 1 | TRUE | wye
143 | LV_4441-2_0_6_load_132 | 176 | 0.0021378 | 0.00053578 | 0 | 0 |  | 1 | TRUE | wye
144 | LV_4441-2_0_6_load_133 | 177 | 0.0012832 | 0.00032159 | 0 | 0 |  | 1 | TRUE | wye
145 | LV_4441-2_0_6_load_134 | 178 | 0.0010069 | 0.00025235 | 0 | 0 |  | 1 | TRUE | wye
146 | LV_4441-2_0_6_load_138 | 179 | 0.0012395 | 0.00031065 | 0 | 0 |  | 1 | TRUE | wye
147 | LV_4441-2_0_6_load_139 | 180 | 0.0011684 | 0.00029284 | 0 | 0 |  | 1 | TRUE | wye
148 | LV_4441-2_0_6_load_140 | 181 | 0.0010935 | 0.00027405 | 0 | 0 |  | 1 | TRUE | wye
149 | LV_4441-2_0_6_load_141 | 182 | 0.00090643 | 0.00022717 | 0 | 0 |  | 1 | TRUE | wye
150 | LV_4441-2_0_6_load_142 | 183 | 0.0023514 | 0.0005893 | 0 | 0 |  | 1 | TRUE | wye
151 | LV_4441-2_0_6_load_143 | 184 | 0.0018067 | 0.00045281 | 0 | 0 |  | 1 | TRUE | wye

## ext_grid
| name | bus | vm_pu | va_degree | slack_weight | in_service
0 |  | 17 | 1 | 0 | 1 | TRUE

## line
| name | std_type | from_bus | to_bus | length_km | r_ohm_per_km | x_ohm_per_km | c_nf_per_km | g_us_per_km | max_i_ka | df | parallel | type | in_service
0 | LV_4441-2_0_6_line_0 |  | 0 | 1 | 0.032068 | 0.125 | 0.08 | 261 | 0 | 0.364 | 1 | 1 | cs | TRUE
1 | LV_4441-2_0_6_line_1 |  | 1 | 2 | 0.0031024 | 0.125 | 0.08 | 261 | 0 | 0.364 | 1 | 1 | cs | TRUE
2 | LV_4441-2_0_6_line_2 |  | 2 | 6 | 0.0086827 | 0.125 | 0.08 | 261 | 0 | 0.364 | 1 | 1 | cs | TRUE
3 | LV_4441-2_0_6_line_3 |  | 3 | 4 | 0.083766 | 0.125 | 0.08 | 261 | 0 | 0.364 | 1 | 1 | cs | TRUE
4 | LV_4441-2_0_6_line_4 |  | 3 | 5 | 0.021707 | 0.125 | 0.08 | 261 | 0 | 0.364 | 1 | 1 | cs | TRUE
5 | LV_4441-2_0_6_line_5 |  | 4 | 44 | 0.01212 | 0.125 | 0.08 | 261 | 0 | 0.364 | 1 | 1 | cs | TRUE
6 | LV_4441-2_0_6_line_6 |  | 4 | 45 | 0.0088262 | 0.125 | 0.08 | 261 | 0 | 0.364 | 1 | 1 | cs | TRUE
7 | LV_4441-2_0_6_line_7 |  | 5 | 16 | 0.020789 | 0.125 | 0.08 | 261 | 0 | 0.364 | 1 | 1 | cs | TRUE
8 | LV_4441-2_0_6_line_8 |  | 6 | 8 | 0.060364 | 0.125 | 0.08 | 261 | 0 | 0.364 | 1 | 1 | cs | TRUE
9 | LV_4441-2_0_6_line_9 |  | 6 | 7 | 0.025453 | 0.125 | 0.08 | 261 | 0 | 0.364 | 1 | 1 | cs | TRUE
10 | LV_4441-2_0_6_line_10 |  | 8 | 14 | 0.008873 | 0.125 | 0.08 | 261 | 0 | 0.364 | 1 | 1 | cs | TRUE
11 | LV_4441-2_0_6_line_11 |  | 9 | 10 | 0.027176 | 0.125 | 0.08 | 261 | 0 | 0.364 | 1 | 1 | cs | TRUE
12 | LV_4441-2_0_6_line_12 |  | 10 | 11 | 0.069437 | 0.125 | 0.08 | 261 | 0 | 0.364 | 1 | 1 | cs | TRUE
13 | LV_4441-2_0_6_line_13 |  | 11 | 12 | 0.08009 | 0.125 | 0.08 | 261 | 0 | 0.364 | 1 | 1 | cs | TRUE
14 | LV_4441-2_0_6_line_14 |  | 12 | 13 | 0.041776 | 0.125 | 0.08 | 261 | 0 | 0.364 | 1 | 1 | cs | TRUE
15 | LV_4441-2_0_6_line_15 |  | 13 | 23 | 0.078451 | 0.125 | 0.08 | 261 | 0 | 0.364 | 1 | 1 | cs | TRUE
16 | LV_4441-2_0_6_line_16 |  | 14 | 15 | 0.011054 | 0.125 | 0.08 | 261 | 0 | 0.364 | 1 | 1 | cs | TRUE
17 | LV_4441-2_0_6_line_17 |  | 15 | 51 | 0.017199 | 0.125 | 0.08 | 261 | 0 | 0.364 | 1 | 1 | cs | TRUE
18 | LV_4441-2_0_6_line_18 |  | 16 | 17 | 0.070733 | 0.125 | 0.08 | 261 | 0 | 0.364 | 1 | 2 | cs | TRUE
19 | LV_4441-2_0_6_line_19 |  | 17 | 18 | 0.17643 | 0.125 | 0.08 | 261 | 0 | 0.364 | 1 | 4 | cs | TRUE
20 | LV_4441-2_0_6_line_20 |  | 18 | 19 | 0.012071 | 0.125 | 0.08 | 261 | 0 | 0.364 | 1 | 1 | cs | TRUE
21 | LV_4441-2_0_6_line_21 |  | 18 | 20 | 0.062907 | 0.125 | 0.08 | 261 | 0 | 0.364 | 1 | 4 | cs | TRUE
22 | LV_4441-2_0_6_line_22 |  | 19 | 21 | 0.058775 | 0.125 | 0.08 | 261 | 0 | 0.364 | 1 | 1 | cs | TRUE
23 | LV_4441-2_0_6_line_23 |  | 20 | 85 | 0.13869 | 0.125 | 0.08 | 261 | 0 | 0.364 | 1 | 4 | cs | TRUE
24 | LV_4441-2_0_6_line_24 |  | 21 | 96 | 0.15222 | 0.125 | 0.08 | 261 | 0 | 0.364 | 1 | 1 | cs | TRUE
25 | LV_4441-2_0_6_line_25 |  | 22 | 23 | 0.024435 | 0.125 | 0.08 | 261 | 0 | 0.364 | 1 | 1 | cs | TRUE
26 | LV_4441-2_0_6_line_26 |  | 22 | 24 | 0.015387 | 0.125 | 0.08 | 261 | 0 | 0.364 | 1 | 1 | cs | TRUE
27 | LV_4441-2_0_6_line_27 |  | 23 | 25 | 0.013474 | 0.125 | 0.08 | 261 | 0 | 0.364 | 1 | 1 | cs | TRUE
28 | LV_4441-2_0_6_line_28 |  | 23 | 26 | 0.022869 | 0.125 | 0.08 | 261 | 0 | 0.364 | 1 | 1 | cs | TRUE
29 | LV_4441-2_0_6_line_29 |  | 24 | 44 | 0.032205 | 0.125 | 0.08 | 261 | 0 | 0.364 | 1 | 1 | cs | TRUE
30 | LV_4441-2_0_6_line_30 |  | 25 | 27 | 0.033142 | 0.125 | 0.08 | 261 | 0 | 0.364 | 1 | 1 | cs | TRUE
31 | LV_4441-2_0_6_line_31 |  | 26 | 28 | 0.16162 | 0.125 | 0.08 | 261 | 0 | 0.364 | 1 | 1 | cs | TRUE
32 | LV_4441-2_0_6_line_32 |  | 27 | 29 | 0.017318 | 0.125 | 0.08 | 261 | 0 | 0.364 | 1 | 1 | cs | TRUE
33 | LV_4441-2_0_6_line_33 |  | 29 | 42 | 0.0085377 | 0.125 | 0.08 | 261 | 0 | 0.364 | 1 | 1 | cs | TRUE
34 | LV_4441-2_0_6_line_34 |  | 29 | 43 | 0.029819 | 0.125 | 0.08 | 261 | 0 | 0.364 | 1 | 1 | cs | TRUE
35 | LV_4441-2_0_6_line_35 |  | 30 | 31 | 0.014457 | 0.125 | 0.08 | 261 | 0 | 0.364 | 1 | 1 | cs | TRUE
36 | LV_4441-2_0_6_line_36 |  | 30 | 32 | 0.28163 | 0.125 | 0.08 | 261 | 0 | 0.364 | 1 | 1 | cs | TRUE
37 | LV_4441-2_0_6_line_37 |  | 31 | 33 | 0.012735 | 0.125 | 0.08 | 261 | 0 | 0.364 | 1 | 1 | cs | TRUE
38 | LV_4441-2_0_6_line_38 |  | 32 | 34 | 0.0073689 | 0.125 | 0.08 | 261 | 0 | 0.364 | 1 | 1 | cs | TRUE
39 | LV_4441-2_0_6_line_39 |  | 34 | 35 | 0.014453 | 0.125 | 0.08 | 261 | 0 | 0.364 | 1 | 1 | cs | TRUE
40 | LV_4441-2_0_6_line_40 |  | 35 | 63 | 0.019467 | 0.125 | 0.08 | 261 | 0 | 0.364 | 1 | 1 | cs | TRUE
41 | LV_4441-2_0_6_line_41 |  | 36 | 37 | 0.026987 | 0.125 | 0.08 | 261 | 0 | 0.364 | 1 | 1 | cs | TRUE
42 | LV_4441-2_0_6_line_42 |  | 36 | 38 | 0.009521 | 0.125 | 0.08 | 261 | 0 | 0.364 | 1 | 1 | cs | TRUE
43 | LV_4441-2_0_6_line_43 |  | 37 | 39 | 0.038467 | 0.125 | 0.08 | 261 | 0 | 0.364 | 1 | 1 | cs | TRUE
44 | LV_4441-2_0_6_line_44 |  | 38 | 40 | 0.0067621 | 0.125 | 0.08 | 261 | 0 | 0.364 | 1 | 1 | cs | TRUE
45 | LV_4441-2_0_6_line_45 |  | 39 | 41 | 0.0029386 | 0.125 | 0.08 | 261 | 0 | 0.364 | 1 | 1 | cs | TRUE
46 | LV_4441-2_0_6_line_46 |  | 40 | 42 | 0.024614 | 0.125 | 0.08 | 261 | 0 | 0.364 | 1 | 1 | cs | TRUE
47 | LV_4441-2_0_6_line_47 |  | 41 | 46 | 0.0069473 | 0.125 | 0.08 | 261 | 0 | 0.364 | 1 | 1 | cs | TRUE
48 | LV_4441-2_0_6_line_48 |  | 46 | 47 | 0.029095 | 0.125 | 0.08 | 261 | 0 | 0.364 | 1 | 1 | cs | TRUE
49 | LV_4441-2_0_6_line_49 |  | 47 | 48 | 0.026983 | 0.125 | 0.08 | 261 | 0 | 0.364 | 1 | 1 | cs | TRUE
50 | LV_4441-2_0_6_line_50 |  | 47 | 49 | 0.014482 | 0.125 | 0.08 | 261 | 0 | 0.364 | 1 | 1 | cs | TRUE
51 | LV_4441-2_0_6_line_51 |  | 48 | 50 | 0.018378 | 0.125 | 0.08 | 261 | 0 | 0.364 | 1 | 1 | cs | TRUE
52 | LV_4441-2_0_6_line_52 |  | 49 | 51 | 0.0020819 | 0.125 | 0.08 | 261 | 0 | 0.364 | 1 | 1 | cs | TRUE
53 | LV_4441-2_0_6_line_53 |  | 50 | 52 | 0.014617 | 0.125 | 0.08 | 261 | 0 | 0.364 | 1 | 1 | cs | TRUE
54 | LV_4441-2_0_6_line_54 |  | 52 | 53 | 0.040856 | 0.125 | 0.08 | 261 | 0 | 0.364 | 1 | 1 | cs | TRUE
55 | LV_4441-2_0_6_line_55 |  | 52 | 54 | 0.016942 | 0.125 | 0.08 | 261 | 0 | 0.364 | 1 | 1 | cs | TRUE
56 | LV_4441-2_0_6_line_56 |  | 54 | 63 | 0.015921 | 0.125 | 0.08 | 261 | 0 | 0.364 | 1 | 1 | cs | TRUE
57 | LV_4441-2_0_6_line_57 |  | 54 | 60 | 0.016768 | 0.125 | 0.08 | 261 | 0 | 0.364 | 1 | 1 | cs | TRUE
58 | LV_4441-2_0_6_line_58 |  | 55 | 56 | 0.0054228 | 0.125 | 0.08 | 261 | 0 | 0.364 | 1 | 1 | cs | TRUE
59 | LV_4441-2_0_6_line_59 |  | 55 | 57 | 0.020563 | 0.125 | 0.08 | 261 | 0 | 0.364 | 1 | 1 | cs | TRUE
60 | LV_4441-2_0_6_line_60 |  | 56 | 58 | 0.016896 | 0.125 | 0.08 | 261 | 0 | 0.364 | 1 | 1 | cs | TRUE
61 | LV_4441-2_0_6_line_61 |  | 57 | 59 | 0.014844 | 0.125 | 0.08 | 261 | 0 | 0.364 | 1 | 1 | cs | TRUE
62 | LV_4441-2_0_6_line_62 |  | 58 | 60 | 0.041907 | 0.125 | 0.08 | 261 | 0 | 0.364 | 1 | 1 | cs | TRUE
63 | LV_4441-2_0_6_line_63 |  | 59 | 61 | 0.025721 | 0.125 | 0.08 | 261 | 0 | 0.364 | 1 | 1 | cs | TRUE
64 | LV_4441-2_0_6_line_64 |  | 60 | 62 | 0.042275 | 0.125 | 0.08 | 261 | 0 | 0.364 | 1 | 1 | cs | TRUE
65 | LV_4441-2_0_6_line_65 |  | 61 | 64 | 0.019491 | 0.125 | 0.08 | 261 | 0 | 0.364 | 1 | 1 | cs | TRUE
66 | LV_4441-2_0_6_line_66 |  | 64 | 65 | 0.0024142 | 0.125 | 0.08 | 261 | 0 | 0.364 | 1 | 1 | cs | TRUE
67 | LV_4441-2_0_6_line_67 |  | 65 | 66 | 0.015184 | 0.125 | 0.08 | 261 | 0 | 0.364 | 1 | 1 | cs | TRUE
68 | LV_4441-2_0_6_line_68 |  | 66 | 67 | 0.0055077 | 0.125 | 0.08 | 261 | 0 | 0.364 | 1 | 1 | cs | TRUE
69 | LV_4441-2_0_6_line_69 |  | 67 | 68 | 0.013649 | 0.125 | 0.08 | 261 | 0 | 0.364 | 1 | 1 | cs | TRUE
70 | LV_4441-2_0_6_line_70 |  | 68 | 69 | 0.0041626 | 0.125 | 0.08 | 261 | 0 | 0.364 | 1 | 1 | cs | TRUE
71 | LV_4441-2_0_6_line_71 |  | 69 | 70 | 0.026467 | 0.125 | 0.08 | 261 | 0 | 0.364 | 1 | 1 | cs | TRUE
72 | LV_4441-2_0_6_line_72 |  | 70 | 71 | 0.032976 | 0.125 | 0.08 | 261 | 0 | 0.364 | 1 | 1 | cs | TRUE
73 | LV_4441-2_0_6_line_73 |  | 71 | 72 | 0.0037086 | 0.125 | 0.08 | 261 | 0 | 0.364 | 1 | 1 | cs | TRUE
74 | LV_4441-2_0_6_line_74 |  | 72 | 73 | 0.0091282 | 0.125 | 0.08 | 261 | 0 | 0.364 | 1 | 1 | cs | TRUE
75 | LV_4441-2_0_6_line_75 |  | 73 | 74 | 0.012879 | 0.125 | 0.08 | 261 | 0 | 0.364 | 1 | 1 | cs | TRUE
76 | LV_4441-2_0_6_line_76 |  | 74 | 75 | 0.024417 | 0.125 | 0.08 | 261 | 0 | 0.364 | 1 | 1 | cs | TRUE
77 | LV_4441-2_0_6_line_77 |  | 75 | 76 | 0.012301 | 0.125 | 0.08 | 261 | 0 | 0.364 | 1 | 1 | cs | TRUE
78 | LV_4441-2_0_6_line_78 |  | 76 | 77 | 0.0091744 | 0.125 | 0.08 | 261 | 0 | 0.364 | 1 | 1 | cs | TRUE
79 | LV_4441-2_0_6_line_79 |  | 76 | 78 | 0.024257 | 0.125 | 0.08 | 261 | 0 | 0.364 | 1 | 1 | cs | TRUE
80 | LV_4441-2_0_6_line_80 |  | 77 | 79 | 0.044137 | 0.125 | 0.08 | 261 | 0 | 0.364 | 1 | 1 | cs | TRUE
81 | LV_4441-2_0_6_line_81 |  | 78 | 80 | 0.017412 | 0.125 | 0.08 | 261 | 0 | 0.364 | 1 | 1 | cs | TRUE
82 | LV_4441-2_0_6_line_82 |  | 80 | 81 | 0.012915 | 0.125 | 0.08 | 261 | 0 | 0.364 | 1 | 1 | cs | TRUE
83 | LV_4441-2_0_6_line_83 |  | 81 | 82 | 0.045525 | 0.125 | 0.08 | 261 | 0 | 0.364 | 1 | 1 | cs | TRUE
84 | LV_4441-2_0_6_line_84 |  | 82 | 83 | 0.050514 | 0.125 | 0.08 | 261 | 0 | 0.364 | 1 | 1 | cs | TRUE
85 | LV_4441-2_0_6_line_85 |  | 83 | 84 | 0.022489 | 0.125 | 0.08 | 261 | 0 | 0.364 | 1 | 1 | cs | TRUE
86 | LV_4441-2_0_6_line_86 |  | 85 | 86 | 0.0085657 | 0.125 | 0.08 | 261 | 0 | 0.364 | 1 | 4 | cs | TRUE
87 | LV_4441-2_0_6_line_87 |  | 85 | 87 | 0.014357 | 0.125 | 0.08 | 261 | 0 | 0.364 | 1 | 1 | cs | TRUE
88 | LV_4441-2_0_6_line_88 |  | 86 | 173 | 0.023271 | 0.125 | 0.08 | 261 | 0 | 0.364 | 1 | 4 | cs | TRUE
89 | LV_4441-2_0_6_line_89 |  | 87 | 177 | 0.017057 | 0.125 | 0.08 | 261 | 0 | 0.364 | 1 | 1 | cs | TRUE
90 | LV_4441-2_0_6_line_90 |  | 88 | 89 | 0.015322 | 0.125 | 0.08 | 261 | 0 | 0.364 | 1 | 1 | cs | TRUE
91 | LV_4441-2_0_6_line_91 |  | 88 | 90 | 0.17547 | 0.125 | 0.08 | 261 | 0 | 0.364 | 1 | 1 | cs | TRUE
92 | LV_4441-2_0_6_line_92 |  | 89 | 91 | 0.0049599 | 0.125 | 0.08 | 261 | 0 | 0.364 | 1 | 1 | cs | TRUE
93 | LV_4441-2_0_6_line_93 |  | 89 | 92 | 0.020027 | 0.125 | 0.08 | 261 | 0 | 0.364 | 1 | 1 | cs | TRUE
94 | LV_4441-2_0_6_line_94 |  | 90 | 93 | 0.03755 | 0.125 | 0.08 | 261 | 0 | 0.364 | 1 | 1 | cs | TRUE
95 | LV_4441-2_0_6_line_95 |  | 91 | 94 | 0.023992 | 0.125 | 0.08 | 261 | 0 | 0.364 | 1 | 1 | cs | TRUE
96 | LV_4441-2_0_6_line_96 |  | 94 | 95 | 0.010813 | 0.125 | 0.08 | 261 | 0 | 0.364 | 1 | 1 | cs | TRUE
97 | LV_4441-2_0_6_line_97 |  | 95 | 96 | 0.033859 | 0.125 | 0.08 | 261 | 0 | 0.364 | 1 | 1 | cs | TRUE
98 | LV_4441-2_0_6_line_98 |  | 97 | 98 | 0.006255 | 0.125 | 0.08 | 261 | 0 | 0.364 | 1 | 4 | cs | TRUE
99 | LV_4441-2_0_6_line_99 |  | 97 | 99 | 0.024789 | 0.125 | 0.08 | 261 | 0 | 0.364 | 1 | 4 | cs | TRUE
100 | LV_4441-2_0_6_line_100 |  | 98 | 100 | 0.040173 | 0.125 | 0.08 | 261 | 0 | 0.364 | 1 | 4 | cs | TRUE
101 | LV_4441-2_0_6_line_101 |  | 99 | 101 | 0.0093316 | 0.125 | 0.08 | 261 | 0 | 0.364 | 1 | 4 | cs | TRUE
102 | LV_4441-2_0_6_line_102 |  | 100 | 102 | 0.036609 | 0.125 | 0.08 | 261 | 0 | 0.364 | 1 | 4 | cs | TRUE
103 | LV_4441-2_0_6_line_103 |  | 101 | 103 | 0.035732 | 0.125 | 0.08 | 261 | 0 | 0.364 | 1 | 4 | cs | TRUE
104 | LV_4441-2_0_6_line_104 |  | 101 | 104 | 0.014349 | 0.125 | 0.08 | 261 | 0 | 0.364 | 1 | 1 | cs | TRUE
105 | LV_4441-2_0_6_line_105 |  | 102 | 105 | 0.0089962 | 0.125 | 0.08 | 261 | 0 | 0.364 | 1 | 4 | cs | TRUE
106 | LV_4441-2_0_6_line_106 |  | 103 | 106 | 0.041666 | 0.125 | 0.08 | 261 | 0 | 0.364 | 1 | 4 | cs | TRUE
107 | LV_4441-2_0_6_line_107 |  | 103 | 107 | 0.013194 | 0.125 | 0.08 | 261 | 0 | 0.364 | 1 | 1 | cs | TRUE
108 | LV_4441-2_0_6_line_108 |  | 104 | 108 | 0.01617 | 0.125 | 0.08 | 261 | 0 | 0.364 | 1 | 1 | cs | TRUE
109 | LV_4441-2_0_6_line_109 |  | 105 | 116 | 0.019091 | 0.125 | 0.08 | 261 | 0 | 0.364 | 1 | 4 | cs | TRUE
110 | LV_4441-2_0_6_line_110 |  | 106 | 110 | 0.0045356 | 0.125 | 0.08 | 261 | 0 | 0.364 | 1 | 4 | cs | TRUE
111 | LV_4441-2_0_6_line_111 |  | 108 | 109 | 0.021083 | 0.125 | 0.08 | 261 | 0 | 0.364 | 1 | 1 | cs | TRUE
112 | LV_4441-2_0_6_line_112 |  | 110 | 113 | 0.042452 | 0.125 | 0.08 | 261 | 0 | 0.364 | 1 | 4 | cs | TRUE
113 | LV_4441-2_0_6_line_113 |  | 110 | 112 | 0.013738 | 0.125 | 0.08 | 261 | 0 | 0.364 | 1 | 1 | cs | TRUE
114 | LV_4441-2_0_6_line_114 |  | 111 | 112 | 0.018253 | 0.125 | 0.08 | 261 | 0 | 0.364 | 1 | 1 | cs | TRUE
115 | LV_4441-2_0_6_line_115 |  | 113 | 114 | 0.013218 | 0.125 | 0.08 | 261 | 0 | 0.364 | 1 | 4 | cs | TRUE
116 | LV_4441-2_0_6_line_116 |  | 114 | 115 | 0.018026 | 0.125 | 0.08 | 261 | 0 | 0.364 | 1 | 4 | cs | TRUE
117 | LV_4441-2_0_6_line_117 |  | 115 | 171 | 0.026306 | 0.125 | 0.08 | 261 | 0 | 0.364 | 1 | 4 | cs | TRUE
118 | LV_4441-2_0_6_line_118 |  | 116 | 117 | 0.00038143 | 0.125 | 0.08 | 261 | 0 | 0.364 | 1 | 4 | cs | TRUE
119 | LV_4441-2_0_6_line_119 |  | 117 | 118 | 0.020776 | 0.125 | 0.08 | 261 | 0 | 0.364 | 1 | 4 | cs | TRUE
120 | LV_4441-2_0_6_line_120 |  | 118 | 119 | 0.012069 | 0.125 | 0.08 | 261 | 0 | 0.364 | 1 | 4 | cs | TRUE
121 | LV_4441-2_0_6_line_121 |  | 119 | 120 | 0.01652 | 0.125 | 0.08 | 261 | 0 | 0.364 | 1 | 4 | cs | TRUE
122 | LV_4441-2_0_6_line_122 |  | 119 | 121 | 0.015036 | 0.125 | 0.08 | 261 | 0 | 0.364 | 1 | 1 | cs | TRUE
123 | LV_4441-2_0_6_line_123 |  | 120 | 122 | 0.0010416 | 0.125 | 0.08 | 261 | 0 | 0.364 | 1 | 4 | cs | TRUE
124 | LV_4441-2_0_6_line_124 |  | 121 | 123 | 0.021994 | 0.125 | 0.08 | 261 | 0 | 0.364 | 1 | 1 | cs | TRUE
125 | LV_4441-2_0_6_line_125 |  | 122 | 124 | 0.021309 | 0.125 | 0.08 | 261 | 0 | 0.364 | 1 | 4 | cs | TRUE
126 | LV_4441-2_0_6_line_126 |  | 122 | 125 | 0.082345 | 0.125 | 0.08 | 261 | 0 | 0.364 | 1 | 1 | cs | TRUE
127 | LV_4441-2_0_6_line_127 |  | 123 | 126 | 0.0092039 | 0.125 | 0.08 | 261 | 0 | 0.364 | 1 | 1 | cs | TRUE
128 | LV_4441-2_0_6_line_128 |  | 124 | 127 | 0.0087773 | 0.125 | 0.08 | 261 | 0 | 0.364 | 1 | 4 | cs | TRUE
129 | LV_4441-2_0_6_line_129 |  | 126 | 152 | 0.01717 | 0.125 | 0.08 | 261 | 0 | 0.364 | 1 | 1 | cs | TRUE
130 | LV_4441-2_0_6_line_130 |  | 127 | 128 | 0.020909 | 0.125 | 0.08 | 261 | 0 | 0.364 | 1 | 4 | cs | TRUE
131 | LV_4441-2_0_6_line_131 |  | 128 | 129 | 0.013507 | 0.125 | 0.08 | 261 | 0 | 0.364 | 1 | 4 | cs | TRUE
132 | LV_4441-2_0_6_line_132 |  | 129 | 130 | 0.021406 | 0.125 | 0.08 | 261 | 0 | 0.364 | 1 | 4 | cs | TRUE
133 | LV_4441-2_0_6_line_133 |  | 130 | 131 | 0.006914 | 0.125 | 0.08 | 261 | 0 | 0.364 | 1 | 4 | cs | TRUE
134 | LV_4441-2_0_6_line_134 |  | 131 | 132 | 0.0014492 | 0.125 | 0.08 | 261 | 0 | 0.364 | 1 | 4 | cs | TRUE
135 | LV_4441-2_0_6_line_135 |  | 132 | 133 | 0.0068457 | 0.125 | 0.08 | 261 | 0 | 0.364 | 1 | 4 | cs | TRUE
136 | LV_4441-2_0_6_line_136 |  | 133 | 134 | 0.021338 | 0.125 | 0.08 | 261 | 0 | 0.364 | 1 | 4 | cs | TRUE
137 | LV_4441-2_0_6_line_137 |  | 134 | 135 | 0.017045 | 0.125 | 0.08 | 261 | 0 | 0.364 | 1 | 4 | cs | TRUE
138 | LV_4441-2_0_6_line_138 |  | 135 | 136 | 0.017807 | 0.125 | 0.08 | 261 | 0 | 0.364 | 1 | 4 | cs | TRUE
139 | LV_4441-2_0_6_line_139 |  | 136 | 137 | 0.019646 | 0.125 | 0.08 | 261 | 0 | 0.364 | 1 | 4 | cs | TRUE
140 | LV_4441-2_0_6_line_140 |  | 137 | 138 | 0.0010927 | 0.125 | 0.08 | 261 | 0 | 0.364 | 1 | 4 | cs | TRUE
141 | LV_4441-2_0_6_line_141 |  | 138 | 139 | 0.014306 | 0.125 | 0.08 | 261 | 0 | 0.364 | 1 | 4 | cs | TRUE
142 | LV_4441-2_0_6_line_142 |  | 139 | 140 | 0.021253 | 0.125 | 0.08 | 261 | 0 | 0.364 | 1 | 4 | cs | TRUE
143 | LV_4441-2_0_6_line_143 |  | 139 | 141 | 0.0029582 | 0.125 | 0.08 | 261 | 0 | 0.364 | 1 | 1 | cs | TRUE
144 | LV_4441-2_0_6_line_144 |  | 140 | 145 | 0.026527 | 0.125 | 0.08 | 261 | 0 | 0.364 | 1 | 4 | cs | TRUE
145 | LV_4441-2_0_6_line_145 |  | 141 | 143 | 0.024119 | 0.125 | 0.08 | 261 | 0 | 0.364 | 1 | 1 | cs | TRUE
146 | LV_4441-2_0_6_line_146 |  | 142 | 143 | 0.0066196 | 0.125 | 0.08 | 261 | 0 | 0.364 | 1 | 1 | cs | TRUE
147 | LV_4441-2_0_6_line_147 |  | 142 | 144 | 0.013759 | 0.125 | 0.08 | 261 | 0 | 0.364 | 1 | 1 | cs | TRUE
148 | LV_4441-2_0_6_line_148 |  | 145 | 146 | 0.021738 | 0.125 | 0.08 | 261 | 0 | 0.364 | 1 | 4 | cs | TRUE
149 | LV_4441-2_0_6_line_149 |  | 146 | 149 | 0.022101 | 0.125 | 0.08 | 261 | 0 | 0.364 | 1 | 2 | cs | TRUE
150 | LV_4441-2_0_6_line_150 |  | 147 | 148 | 0.00674 | 0.125 | 0.08 | 261 | 0 | 0.364 | 1 | 1 | cs | TRUE
151 | LV_4441-2_0_6_line_151 |  | 147 | 149 | 0.024748 | 0.125 | 0.08 | 261 | 0 | 0.364 | 1 | 1 | cs | TRUE
152 | LV_4441-2_0_6_line_152 |  | 150 | 151 | 0.011541 | 0.125 | 0.08 | 261 | 0 | 0.364 | 1 | 1 | cs | TRUE
153 | LV_4441-2_0_6_line_153 |  | 150 | 152 | 0.0040196 | 0.125 | 0.08 | 261 | 0 | 0.364 | 1 | 1 | cs | TRUE
154 | LV_4441-2_0_6_line_154 |  | 151 | 153 | 0.012646 | 0.125 | 0.08 | 261 | 0 | 0.364 | 1 | 1 | cs | TRUE
155 | LV_4441-2_0_6_line_155 |  | 154 | 155 | 0.012401 | 0.125 | 0.08 | 261 | 0 | 0.364 | 1 | 1 | cs | TRUE
156 | LV_4441-2_0_6_line_156 |  | 154 | 156 | 0.014255 | 0.125 | 0.08 | 261 | 0 | 0.364 | 1 | 1 | cs | TRUE
157 | LV_4441-2_0_6_line_157 |  | 155 | 157 | 0.01883 | 0.125 | 0.08 | 261 | 0 | 0.364 | 1 | 1 | cs | TRUE
158 | LV_4441-2_0_6_line_158 |  | 157 | 158 | 0.020478 | 0.125 | 0.08 | 261 | 0 | 0.364 | 1 | 1 | cs | TRUE
159 | LV_4441-2_0_6_line_159 |  | 157 | 159 | 0.0056356 | 0.125 | 0.08 | 261 | 0 | 0.364 | 1 | 1 | cs | TRUE
160 | LV_4441-2_0_6_line_160 |  | 158 | 160 | 0.020159 | 0.125 | 0.08 | 261 | 0 | 0.364 | 1 | 1 | cs | TRUE
161 | LV_4441-2_0_6_line_161 |  | 159 | 161 | 0.033501 | 0.125 | 0.08 | 261 | 0 | 0.364 | 1 | 1 | cs | TRUE
162 | LV_4441-2_0_6_line_162 |  | 160 | 162 | 0.013322 | 0.125 | 0.08 | 261 | 0 | 0.364 | 1 | 1 | cs | TRUE
163 | LV_4441-2_0_6_line_163 |  | 162 | 173 | 0.0035005 | 0.125 | 0.08 | 261 | 0 | 0.364 | 1 | 4 | cs | TRUE
164 | LV_4441-2_0_6_line_164 |  | 162 | 172 | 0.032483 | 0.125 | 0.08 | 261 | 0 | 0.364 | 1 | 4 | cs | TRUE
165 | LV_4441-2_0_6_line_165 |  | 163 | 164 | 0.0017237 | 0.125 | 0.08 | 261 | 0 | 0.364 | 1 | 1 | cs | TRUE
166 | LV_4441-2_0_6_line_166 |  | 163 | 165 | 0.018741 | 0.125 | 0.08 | 261 | 0 | 0.364 | 1 | 1 | cs | TRUE
167 | LV_4441-2_0_6_line_167 |  | 164 | 166 | 0.014867 | 0.125 | 0.08 | 261 | 0 | 0.364 | 1 | 1 | cs | TRUE
168 | LV_4441-2_0_6_line_168 |  | 165 | 167 | 0.01035 | 0.125 | 0.08 | 261 | 0 | 0.364 | 1 | 1 | cs | TRUE
169 | LV_4441-2_0_6_line_169 |  | 165 | 168 | 0.010405 | 0.125 | 0.08 | 261 | 0 | 0.364 | 1 | 1 | cs | TRUE
170 | LV_4441-2_0_6_line_170 |  | 167 | 169 | 0.019733 | 0.125 | 0.08 | 261 | 0 | 0.364 | 1 | 1 | cs | TRUE
171 | LV_4441-2_0_6_line_171 |  | 169 | 170 | 0.00079726 | 0.125 | 0.08 | 261 | 0 | 0.364 | 1 | 1 | cs | TRUE
172 | LV_4441-2_0_6_line_172 |  | 170 | 171 | 0.016448 | 0.125 | 0.08 | 261 | 0 | 0.364 | 1 | 1 | cs | TRUE
173 | LV_4441-2_0_6_line_173 |  | 171 | 172 | 0.010039 | 0.125 | 0.08 | 261 | 0 | 0.364 | 1 | 4 | cs | TRUE
174 | LV_4441-2_0_6_line_174 |  | 174 | 175 | 0.023008 | 0.125 | 0.08 | 261 | 0 | 0.364 | 1 | 1 | cs | TRUE
175 | LV_4441-2_0_6_line_175 |  | 174 | 176 | 0.010666 | 0.125 | 0.08 | 261 | 0 | 0.364 | 1 | 1 | cs | TRUE
176 | LV_4441-2_0_6_line_176 |  | 175 | 177 | 0.0065915 | 0.125 | 0.08 | 261 | 0 | 0.364 | 1 | 1 | cs | TRUE
177 | LV_4441-2_0_6_line_177 |  | 176 | 178 | 0.027309 | 0.125 | 0.08 | 261 | 0 | 0.364 | 1 | 1 | cs | TRUE
178 | LV_4441-2_0_6_line_178 |  | 178 | 179 | 0.0020025 | 0.125 | 0.08 | 261 | 0 | 0.364 | 1 | 1 | cs | TRUE
179 | LV_4441-2_0_6_line_179 |  | 179 | 180 | 0.016303 | 0.125 | 0.08 | 261 | 0 | 0.364 | 1 | 1 | cs | TRUE
180 | LV_4441-2_0_6_line_180 |  | 180 | 181 | 0.017393 | 0.125 | 0.08 | 261 | 0 | 0.364 | 1 | 1 | cs | TRUE
181 | LV_4441-2_0_6_line_181 |  | 181 | 182 | 0.0025773 | 0.125 | 0.08 | 261 | 0 | 0.364 | 1 | 1 | cs | TRUE
182 | LV_4441-2_0_6_line_182 |  | 182 | 183 | 0.019433 | 0.125 | 0.08 | 261 | 0 | 0.364 | 1 | 1 | cs | TRUE
183 | LV_4441-2_0_6_line_183 |  | 183 | 184 | 0.011655 | 0.125 | 0.08 | 261 | 0 | 0.364 | 1 | 1 | cs | TRUE

## trafo
| name | std_type | hv_bus | lv_bus | sn_mva | vn_hv_kv | vn_lv_kv | vk_percent | vkr_percent | pfe_kw | i0_percent | shift_degree | tap_side | tap_neutral | tap_min | tap_max | tap_step_percent | tap_step_degree | tap_pos | tap_phase_shifter | parallel | df | in_service
0 | LV_4441-2_0_6_trafo_13 | 0.63 MVA 20/0.4 kV | 185 | 17 | 0.63 | 20 | 0.4 | 6 | 1.206 | 1.65 | 0.2619 | 150 | hv | 0 | -2 | 2 | 2.5 | 0 | 0 | FALSE | 1 | 1 | TRUE

## line_geodata
| x0 | y0 | x1 | y1 | x2 | y2 | x3 | y3 | x4 | y4 | x5 | y5 | x6 | y6 | x7 | y7 | x8 | y8
0 | 2744597.0243 | 1268164.6065 | 2744596.1697 | 1268165.9669 | 2744590.5067 | 1268174.2811 | 2744587.6353 | 1268176.2239 | 2744584.2932 | 1268175.864 | 2744580.4897 | 1268174.3583 | 2744577.5088 | 1268172.4724 | 2744573.1623 | 1268168.5399 | 2744573.0799 | 1268168.4951
1 | 2744570.3548 | 1268167.0123 | 2744573.0799 | 1268168.4951
2 | 2744562.5704 | 1268163.1866 | 2744566.1844 | 1268164.7432 | 2744570.3548 | 1268167.0123
3 | 2744740.3595 | 1268523.7632 | 2744689.1155 | 1268457.4996
4 | 2744754.0401 | 1268540.6172 | 2744740.3595 | 1268523.7632
5 | 2744689.1155 | 1268457.4996 | 2744691.7691 | 1268445.6733
6 | 2744689.1155 | 1268457.4996 | 2744683.8124 | 1268450.4442
7 | 2744754.0401 | 1268540.6172 | 2744769.5659 | 1268554.4422
8 | 2744562.5704 | 1268163.1866 | 2744559.8095 | 1268169.225 | 2744554.8954 | 1268180.1713 | 2744547.5834 | 1268198.3216 | 2744545.797 | 1268203.3163 | 2744541.3025 | 1268215.8855 | 2744540.0831 | 1268219.1708
9 | 2744562.5704 | 1268163.1866 | 2744565.9996 | 1268155.6852 | 2744570.3759 | 1268142.1009 | 2744571.7327 | 1268139.5002
10 | 2744536.9955 | 1268227.4893 | 2744540.0831 | 1268219.1708
11 | 2744680.84 | 1268142.5827 | 2744686.2393 | 1268144.7281 | 2744693.2566 | 1268146.9132 | 2744700.8479 | 1268147.1882 | 2744706.3863 | 1268147.0348 | 2744707.2599 | 1268146.9341
12 | 2744680.84 | 1268142.5827 | 2744680.8132 | 1268168.5635 | 2744681.6257 | 1268175.3568 | 2744684.2901 | 1268184.0085 | 2744711.9355 | 1268184.23
13 | 2744711.9355 | 1268184.23 | 2744693.8438 | 1268262.25
14 | 2744693.8438 | 1268262.25 | 2744686.0808 | 1268303.2981
15 | 2744684.399 | 1268381.7307 | 2744686.0808 | 1268303.2981
16 | 2744536.9955 | 1268227.4893 | 2744533.1489 | 1268237.8526
17 | 2744526.1131 | 1268253.5466 | 2744533.0794 | 1268238.0398 | 2744533.1489 | 1268237.8526
18 | 2744769.5659 | 1268554.4422 | 2744830.9943 | 1268589.5091
19 | 2744830.9943 | 1268589.5091 | 2745005.6714 | 1268564.6967
20 | 2745008.8643 | 1268553.0553 | 2745005.6714 | 1268564.6967
21 | 2744989.032 | 1268625.3632 | 2745005.6714 | 1268564.6967
22 | 2745008.8643 | 1268553.0553 | 2745027.2081 | 1268497.2163
23 | 2744986.6425 | 1268764.0316 | 2744989.032 | 1268625.3632
24 | 2745175.6301 | 1268463.4076 | 2745027.2081 | 1268497.2163
25 | 2744684.399 | 1268381.7307 | 2744684.3811 | 1268401.817 | 2744685.9018 | 1268405.8907
26 | 2744685.9018 | 1268405.8907 | 2744698.8199 | 1268414.2496
27 | 2744670.9669 | 1268383.2144 | 2744684.399 | 1268381.7307
28 | 2744684.399 | 1268381.7307 | 2744707.1508 | 1268379.4188
29 | 2744698.8199 | 1268414.2496 | 2744691.7691 | 1268445.6733
30 | 2744639.1217 | 1268390.3308 | 2744646.8922 | 1268385.7387 | 2744670.9669 | 1268383.2144
31 | 2744707.1508 | 1268379.4188 | 2744868.0433 | 1268394.7379
32 | 2744639.1217 | 1268390.3308 | 2744628.1098 | 1268376.9368
33 | 2744628.1098 | 1268376.9368 | 2744622.6439 | 1268370.3782
34 | 2744628.1098 | 1268376.9368 | 2744609.4808 | 1268400.2209
35 | 2744111.0897 | 1268194.9439 | 2744096.7518 | 1268193.0943
36 | 2744388.2042 | 1268245.196 | 2744111.0897 | 1268194.9439
37 | 2744084.1018 | 1268191.6854 | 2744086.9732 | 1268191.8329 | 2744096.7518 | 1268193.0943
38 | 2744388.2042 | 1268245.196 | 2744395.5364 | 1268245.9295
39 | 2744409.9173 | 1268247.3682 | 2744395.5364 | 1268245.9295
40 | 2744409.9173 | 1268247.3682 | 2744429.2879 | 1268249.3062
41 | 2744595.0991 | 1268340.1931 | 2744576.199 | 1268320.929
42 | 2744595.0991 | 1268340.1931 | 2744601.7669 | 1268346.9894
43 | 2744576.199 | 1268320.929 | 2744573.4301 | 1268318.1068 | 2744559.0823 | 1268303.4745 | 2744549.1754 | 1268293.5544
44 | 2744601.7669 | 1268346.9894 | 2744606.5026 | 1268351.8163
45 | 2744547.0988 | 1268291.4751 | 2744549.1754 | 1268293.5544
46 | 2744606.5026 | 1268351.8163 | 2744610.9637 | 1268356.3633 | 2744622.6439 | 1268370.3782
47 | 2744542.1896 | 1268286.5593 | 2744547.0988 | 1268291.4751
48 | 2744519.3254 | 1268268.6562 | 2744537.9957 | 1268282.3598 | 2744542.1896 | 1268286.5593
49 | 2744519.3254 | 1268268.6562 | 2744509.678 | 1268263.4818 | 2744494.3277 | 1268258.8443
50 | 2744519.3254 | 1268268.6562 | 2744525.26 | 1268255.4457
51 | 2744494.3277 | 1268258.8443 | 2744483.1575 | 1268255.4697 | 2744476.5196 | 1268254.492
52 | 2744526.1131 | 1268253.5466 | 2744525.26 | 1268255.4457
53 | 2744462.059 | 1268252.3619 | 2744476.5196 | 1268254.492
54 | 2744462.059 | 1268252.3619 | 2744461.7753 | 1268215.952 | 2744461.2395 | 1268211.5393
55 | 2744462.059 | 1268252.3619 | 2744445.1297 | 1268250.8911
56 | 2744445.1297 | 1268250.8911 | 2744429.2879 | 1268249.3062
57 | 2744445.1297 | 1268250.8911 | 2744443.8622 | 1268267.6101
58 | 2744430.8034 | 1268329.9474 | 2744432.5806 | 1268324.8241
59 | 2744430.8034 | 1268329.9474 | 2744426.8879 | 1268341.2353 | 2744421.9487 | 1268348.2943
60 | 2744438.1178 | 1268308.8608 | 2744432.5806 | 1268324.8241
61 | 2744421.9487 | 1268348.2943 | 2744413.4384 | 1268360.4568
62 | 2744443.8622 | 1268267.6101 | 2744441.4785 | 1268299.1722 | 2744438.1178 | 1268308.8608
63 | 2744413.4384 | 1268360.4568 | 2744398.6926 | 1268381.5311
64 | 2744480.539 | 1268288.6165 | 2744461.9771 | 1268279.7094 | 2744443.8622 | 1268267.6101
65 | 2744398.6926 | 1268381.5311 | 2744396.1296 | 1268385.1941 | 2744393.7575 | 1268400.0261
66 | 2744393.7575 | 1268400.0261 | 2744393.5072 | 1268401.5908 | 2744393.3764 | 1268402.4101
67 | 2744393.3764 | 1268402.4101 | 2744391.5687 | 1268413.7333 | 2744390.9817 | 1268417.4043
68 | 2744390.1122 | 1268422.8429 | 2744390.9817 | 1268417.4043
69 | 2744390.1122 | 1268422.8429 | 2744387.9571 | 1268436.321
70 | 2744387.9571 | 1268436.321 | 2744387.2999 | 1268440.4313
71 | 2744383.1211 | 1268466.5667 | 2744387.2999 | 1268440.4313
72 | 2744383.1211 | 1268466.5667 | 2744380.4655 | 1268483.1757 | 2744376.2755 | 1268498.7789
73 | 2744376.2755 | 1268498.7789 | 2744375.3137 | 1268502.3606
74 | 2744375.3137 | 1268502.3606 | 2744372.9464 | 1268511.1765
75 | 2744369.5227 | 1268523.5903 | 2744370.1516 | 1268521.5843 | 2744372.9464 | 1268511.1765
76 | 2744369.5227 | 1268523.5903 | 2744362.2182 | 1268546.8891
77 | 2744358.5385 | 1268558.6264 | 2744362.2182 | 1268546.8891
78 | 2744358.5385 | 1268558.6264 | 2744349.514 | 1268556.9745
79 | 2744358.5385 | 1268558.6264 | 2744377.9308 | 1268573.198
80 | 2744306.0981 | 1268549.0277 | 2744349.514 | 1268556.9745
81 | 2744377.9308 | 1268573.198 | 2744391.8509 | 1268583.6578
82 | 2744402.5493 | 1268590.8802 | 2744394.9824 | 1268586.0108 | 2744391.8509 | 1268583.6578
83 | 2744402.5493 | 1268590.8802 | 2744433.4851 | 1268610.7877 | 2744437.1507 | 1268618.7184
84 | 2744443.455 | 1268668.6113 | 2744438.9914 | 1268622.7008 | 2744437.1507 | 1268618.7184
85 | 2744443.455 | 1268668.6113 | 2744425.6484 | 1268682.3479
86 | 2744986.6425 | 1268764.0316 | 2744995.1974 | 1268764.463
87 | 2744986.6425 | 1268764.0316 | 2744972.3037 | 1268763.3085
88 | 2745018.4385 | 1268765.6349 | 2744995.1974 | 1268764.463
89 | 2744955.2683 | 1268762.4495 | 2744972.3037 | 1268763.3085
90 | 2745206.1033 | 1268446.0029 | 2745207.3889 | 1268443.3318 | 2745212.8491 | 1268438.0829 | 2745217.2826 | 1268437.5358 | 2745217.5869 | 1268437.6218
91 | 2745217.5869 | 1268437.6218 | 2745312.7588 | 1268290.2021
92 | 2745206.1033 | 1268446.0029 | 2745203.9506 | 1268450.4713
93 | 2745206.1033 | 1268446.0029 | 2745199.4536 | 1268440.8343 | 2745191.4976 | 1268435.8116 | 2745189.6125 | 1268434.6854
94 | 2745312.7588 | 1268290.2021 | 2745308.0522 | 1268287.4614 | 2745302.2016 | 1268283.7805 | 2745296.149 | 1268278.5153 | 2745288.042 | 1268271.6647 | 2745283.5125 | 1268266.9264
95 | 2745208.3041 | 1268471.9385 | 2745203.9139 | 1268464.9124 | 2745200.8464 | 1268457.9857 | 2745203.5562 | 1268451.29 | 2745203.9506 | 1268450.4713
96 | 2745208.3041 | 1268471.9385 | 2745203.8971 | 1268481.8178
97 | 2745203.8971 | 1268481.8178 | 2745197.4446 | 1268478.1223 | 2745191.1519 | 1268474.6642 | 2745183.9814 | 1268470.4616 | 2745178.0425 | 1268465.4773 | 2745175.6301 | 1268463.4076
98 | 2745209.6592 | 1268891.3317 | 2745213.2826 | 1268896.4303
99 | 2745209.6592 | 1268891.3317 | 2745198.4001 | 1268875.4881 | 2745195.4053 | 1268871.0524
100 | 2745241.1275 | 1268925.1213 | 2745233.7963 | 1268919.213 | 2745224.9022 | 1268911.0306 | 2745216.6372 | 1268901.1509 | 2745213.2826 | 1268896.4303
101 | 2745190.1838 | 1268863.3185 | 2745195.4053 | 1268871.0524
102 | 2745241.1275 | 1268925.1213 | 2745216.2368 | 1268932.7283 | 2745205.7496 | 1268934.1402
103 | 2745170.1837 | 1268833.7085 | 2745182.2287 | 1268851.5445 | 2745190.1838 | 1268863.3185
104 | 2745190.1838 | 1268863.3185 | 2745202.1696 | 1268855.4295
105 | 2745196.8338 | 1268935.3406 | 2745205.7496 | 1268934.1402
106 | 2745170.1837 | 1268833.7085 | 2745146.8595 | 1268799.182
107 | 2745170.1837 | 1268833.7085 | 2745157.0233 | 1268834.6424
108 | 2745215.6768 | 1268846.5392 | 2745202.1696 | 1268855.4295
109 | 2745196.8338 | 1268935.3406 | 2745193.5363 | 1268935.7846 | 2745177.8932 | 1268937.7333
110 | 2745144.3205 | 1268795.4237 | 2745146.8595 | 1268799.182
111 | 2745215.6768 | 1268846.5392 | 2745203.8938 | 1268829.0568
112 | 2745120.6574 | 1268760.1293 | 2745144.3205 | 1268795.4237
113 | 2745144.3205 | 1268795.4237 | 2745149.8768 | 1268794.2145 | 2745157.7429 | 1268792.4956
114 | 2745175.7463 | 1268789.493 | 2745175.3273 | 1268789.5796 | 2745158.2948 | 1268792.375 | 2745157.7429 | 1268792.4956
115 | 2745120.6574 | 1268760.1293 | 2745112.227 | 1268764.6157 | 2745108.5732 | 1268764.9412
116 | 2745090.6238 | 1268766.5955 | 2745097.5501 | 1268765.9232 | 2745108.5732 | 1268764.9412
117 | 2745064.3789 | 1268767.9219 | 2745077.7078 | 1268767.849 | 2745090.6238 | 1268766.5955
118 | 2745177.8932 | 1268937.7333 | 2745177.5147 | 1268937.7804
119 | 2745156.8978 | 1268940.3488 | 2745177.5147 | 1268937.7804
120 | 2745144.9216 | 1268941.8407 | 2745156.8978 | 1268940.3488
121 | 2745144.9216 | 1268941.8407 | 2745128.4024 | 1268942.0083
122 | 2745144.9216 | 1268941.8407 | 2745142.1471 | 1268927.0624
123 | 2745128.4024 | 1268942.0083 | 2745127.3608 | 1268942.0189
124 | 2745142.1471 | 1268927.0624 | 2745141.3533 | 1268922.834 | 2745138.9008 | 1268905.3129
125 | 2745106.0533 | 1268942.2352 | 2745127.3608 | 1268942.0189
126 | 2745127.3608 | 1268942.0189 | 2745123.1086 | 1269024.2542
127 | 2745137.6311 | 1268896.197 | 2745137.7477 | 1268897.0752 | 2745138.9008 | 1268905.3129
128 | 2745097.2765 | 1268942.3242 | 2745106.0533 | 1268942.2352
129 | 2745137.6311 | 1268896.197 | 2745135.3718 | 1268879.1767 | 2745135.3718 | 1268879.1767
130 | 2745097.2765 | 1268942.3242 | 2745076.3683 | 1268942.5364
131 | 2745062.8706 | 1268943.0202 | 2745075.4321 | 1268942.5459 | 2745076.3683 | 1268942.5364
132 | 2745062.8706 | 1268943.0202 | 2745049.5602 | 1268943.5228 | 2745041.4764 | 1268943.7246
133 | 2745041.4764 | 1268943.7246 | 2745041.4764 | 1268943.7246 | 2745034.7717 | 1268942.0361 | 2745034.7717 | 1268942.0361
134 | 2745033.7713 | 1268940.9876 | 2745034.7717 | 1268942.0361
135 | 2745033.7713 | 1268940.9876 | 2745029.0454 | 1268936.0348
136 | 2745014.0951 | 1268920.8101 | 2745028.0774 | 1268935.0203 | 2745029.0454 | 1268936.0348
137 | 2745014.0951 | 1268920.8101 | 2745013.3858 | 1268920.0892 | 2745003.1109 | 1268907.7801
138 | 2744991.5228 | 1268894.2601 | 2744991.5228 | 1268894.2601 | 2745002.4001 | 1268906.9286 | 2745003.1109 | 1268907.7801
139 | 2744986.2321 | 1268876.0081 | 2744986.198 | 1268880.8383 | 2744987.1153 | 1268887.6342 | 2744991.5228 | 1268894.2601
140 | 2744986.2321 | 1268876.0081 | 2744986.2399 | 1268874.9155
141 | 2744985.761 | 1268860.6184 | 2744986.2497 | 1268873.5211 | 2744986.2399 | 1268874.9155
142 | 2744985.761 | 1268860.6184 | 2745007.0117 | 1268860.9378
143 | 2744985.761 | 1268860.6184 | 2744982.8032 | 1268860.5704
144 | 2745033.535 | 1268861.3478 | 2745027.7516 | 1268861.2495 | 2745007.0117 | 1268860.9378
145 | 2744982.8032 | 1268860.5704 | 2744958.687 | 1268860.1792
146 | 2744952.0683 | 1268860.0718 | 2744958.687 | 1268860.1792
147 | 2744952.0683 | 1268860.0718 | 2744938.3107 | 1268859.8486
148 | 2745055.2698 | 1268861.717 | 2745033.535 | 1268861.3478
149 | 2745077.2256 | 1268863.1347 | 2745074.8358 | 1268862.3398 | 2745070.2671 | 1268861.9717 | 2745055.2698 | 1268861.717
150 | 2745099.5585 | 1268872.1174 | 2745106.2984 | 1268872.0781
151 | 2745099.5585 | 1268872.1174 | 2745096.4376 | 1268872.1356 | 2745091.4167 | 1268871.4783 | 2745087.3304 | 1268869.5538 | 2745082.2755 | 1268866.2931 | 2745078.9882 | 1268863.7209 | 2745077.2256 | 1268863.1347
152 | 2745133.3337 | 1268875.712 | 2745134.889 | 1268869.1103 | 2745134.3029 | 1268864.3876
153 | 2745133.3337 | 1268875.712 | 2745135.3718 | 1268879.1767
154 | 2745134.3029 | 1268864.3876 | 2745132.7454 | 1268851.8379
155 | 2744956.3469 | 1268810.3687 | 2744961.144 | 1268810.4865 | 2744968.7441 | 1268810.6731
156 | 2744956.3469 | 1268810.3687 | 2744945.8008 | 1268810.1097 | 2744942.1011 | 1268809.9004
157 | 2744986.4086 | 1268806.3578 | 2744980.5401 | 1268810.162 | 2744974.8693 | 1268810.8235 | 2744968.7441 | 1268810.6731
158 | 2744986.4086 | 1268806.3578 | 2744996.4194 | 1268793.3126 | 2744999.163 | 1268790.3553
159 | 2744986.4086 | 1268806.3578 | 2744990.0419 | 1268810.173 | 2744990.4078 | 1268810.2033
160 | 2744999.163 | 1268790.3553 | 2745012.8738 | 1268775.5773
161 | 2745014.5881 | 1268825.791 | 2745011.731 | 1268823.7855 | 2745009.5317 | 1268818.6041 | 2745006.7864 | 1268811.1293 | 2745002.0419 | 1268811.1684 | 2744990.4078 | 1268810.2033
162 | 2745021.9345 | 1268765.8112 | 2745012.8738 | 1268775.5773
163 | 2745021.9345 | 1268765.8112 | 2745018.4385 | 1268765.6349
164 | 2745021.9345 | 1268765.8112 | 2745045.032 | 1268766.2341 | 2745054.3782 | 1268767.0494
165 | 2745085.6026 | 1268815.2806 | 2745087.3263 | 1268815.2893
166 | 2745066.8616 | 1268815.1857 | 2745085.6026 | 1268815.2806
167 | 2745102.1926 | 1268815.3645 | 2745087.3263 | 1268815.2893
168 | 2745066.8616 | 1268815.1857 | 2745066.3187 | 1268804.8497
169 | 2745067.4044 | 1268825.5761 | 2745066.8616 | 1268815.1857
170 | 2745065.2835 | 1268785.1436 | 2745066.3187 | 1268804.8497
171 | 2745065.2835 | 1268785.1436 | 2745065.2417 | 1268784.3474
172 | 2745064.3789 | 1268767.9219 | 2745065.2417 | 1268784.3474
173 | 2745064.3789 | 1268767.9219 | 2745054.3782 | 1268767.0494
174 | 2744925.7279 | 1268760.6224 | 2744938.5137 | 1268761.6046 | 2744948.6851 | 1268762.1175
175 | 2744915.0938 | 1268759.7931 | 2744915.532 | 1268759.8392 | 2744925.7279 | 1268760.6224
176 | 2744955.2683 | 1268762.4495 | 2744948.6851 | 1268762.1175
177 | 2744915.0938 | 1268759.7931 | 2744905.461 | 1268758.78 | 2744888.3023 | 1268754.7614
178 | 2744886.3526 | 1268754.3047 | 2744888.3023 | 1268754.7614
179 | 2744886.3526 | 1268754.3047 | 2744870.9261 | 1268750.6918 | 2744870.4813 | 1268750.5774
180 | 2744853.6357 | 1268746.2477 | 2744870.4813 | 1268750.5774
181 | 2744853.6357 | 1268746.2477 | 2744851.1396 | 1268745.6062
182 | 2744851.1396 | 1268745.6062 | 2744838.0116 | 1268742.232 | 2744832.3999 | 1268740.4815
183 | 2744832.3999 | 1268740.4815 | 2744832.3999 | 1268740.4815 | 2744830.8808 | 1268736.418 | 2744830.7913 | 1268729.1016

## bus_geodata
| x | y | coords
0 | 2744597.0243 | 1268164.6065
1 | 2744573.0799 | 1268168.4951
2 | 2744570.3548 | 1268167.0123
3 | 2744740.3595 | 1268523.7632
4 | 2744689.1155 | 1268457.4996
5 | 2744754.0401 | 1268540.6172
6 | 2744562.5704 | 1268163.1866
7 | 2744571.7327 | 1268139.5002
8 | 2744540.0831 | 1268219.1708
9 | 2744707.2599 | 1268146.9341
10 | 2744680.84 | 1268142.5827
11 | 2744711.9355 | 1268184.23
12 | 2744693.8438 | 1268262.25
13 | 2744686.0808 | 1268303.2981
14 | 2744536.9955 | 1268227.4893
15 | 2744533.1489 | 1268237.8526
16 | 2744769.5659 | 1268554.4422
17 | 2744830.9943 | 1268589.5091
18 | 2745005.6714 | 1268564.6967
19 | 2745008.8643 | 1268553.0553
20 | 2744989.032 | 1268625.3632
21 | 2745027.2081 | 1268497.2163
22 | 2744685.9018 | 1268405.8907
23 | 2744684.399 | 1268381.7307
24 | 2744698.8199 | 1268414.2496
25 | 2744670.9669 | 1268383.2144
26 | 2744707.1508 | 1268379.4188
27 | 2744639.1217 | 1268390.3308
28 | 2744868.0433 | 1268394.7379
29 | 2744628.1098 | 1268376.9368
30 | 2744111.0897 | 1268194.9439
31 | 2744096.7518 | 1268193.0943
32 | 2744388.2042 | 1268245.196
33 | 2744084.1018 | 1268191.6854
34 | 2744395.5364 | 1268245.9295
35 | 2744409.9173 | 1268247.3682
36 | 2744595.0991 | 1268340.1931
37 | 2744576.199 | 1268320.929
38 | 2744601.7669 | 1268346.9894
39 | 2744549.1754 | 1268293.5544
40 | 2744606.5026 | 1268351.8163
41 | 2744547.0988 | 1268291.4751
42 | 2744622.6439 | 1268370.3782
43 | 2744609.4808 | 1268400.2209
44 | 2744691.7691 | 1268445.6733
45 | 2744683.8124 | 1268450.4442
46 | 2744542.1896 | 1268286.5593
47 | 2744519.3254 | 1268268.6562
48 | 2744494.3277 | 1268258.8443
49 | 2744525.26 | 1268255.4457
50 | 2744476.5196 | 1268254.492
51 | 2744526.1131 | 1268253.5466
52 | 2744462.059 | 1268252.3619
53 | 2744461.2395 | 1268211.5393
54 | 2744445.1297 | 1268250.8911
55 | 2744430.8034 | 1268329.9474
56 | 2744432.5806 | 1268324.8241
57 | 2744421.9487 | 1268348.2943
58 | 2744438.1178 | 1268308.8608
59 | 2744413.4384 | 1268360.4568
60 | 2744443.8622 | 1268267.6101
61 | 2744398.6926 | 1268381.5311
62 | 2744480.539 | 1268288.6165
63 | 2744429.2879 | 1268249.3062
64 | 2744393.7575 | 1268400.0261
65 | 2744393.3764 | 1268402.4101
66 | 2744390.9817 | 1268417.4043
67 | 2744390.1122 | 1268422.8429
68 | 2744387.9571 | 1268436.321
69 | 2744387.2999 | 1268440.4313
70 | 2744383.1211 | 1268466.5667
71 | 2744376.2755 | 1268498.7789
72 | 2744375.3137 | 1268502.3606
73 | 2744372.9464 | 1268511.1765
74 | 2744369.5227 | 1268523.5903
75 | 2744362.2182 | 1268546.8891
76 | 2744358.5385 | 1268558.6264
77 | 2744349.514 | 1268556.9745
78 | 2744377.9308 | 1268573.198
79 | 2744306.0981 | 1268549.0277
80 | 2744391.8509 | 1268583.6578
81 | 2744402.5493 | 1268590.8802
82 | 2744437.1507 | 1268618.7184
83 | 2744443.455 | 1268668.6113
84 | 2744425.6484 | 1268682.3479
85 | 2744986.6425 | 1268764.0316
86 | 2744995.1974 | 1268764.463
87 | 2744972.3037 | 1268763.3085
88 | 2745217.5869 | 1268437.6218
89 | 2745206.1033 | 1268446.0029
90 | 2745312.7588 | 1268290.2021
91 | 2745203.9506 | 1268450.4713
92 | 2745189.6125 | 1268434.6854
93 | 2745283.5125 | 1268266.9264
94 | 2745208.3041 | 1268471.9385
95 | 2745203.8971 | 1268481.8178
96 | 2745175.6301 | 1268463.4076
97 | 2745209.6592 | 1268891.3317
98 | 2745213.2826 | 1268896.4303
99 | 2745195.4053 | 1268871.0524
100 | 2745241.1275 | 1268925.1213
101 | 2745190.1838 | 1268863.3185
102 | 2745205.7496 | 1268934.1402
103 | 2745170.1837 | 1268833.7085
104 | 2745202.1696 | 1268855.4295
105 | 2745196.8338 | 1268935.3406
106 | 2745146.8595 | 1268799.182
107 | 2745157.0233 | 1268834.6424
108 | 2745215.6768 | 1268846.5392
109 | 2745203.8938 | 1268829.0568
110 | 2745144.3205 | 1268795.4237
111 | 2745175.7463 | 1268789.493
112 | 2745157.7429 | 1268792.4956
113 | 2745120.6574 | 1268760.1293
114 | 2745108.5732 | 1268764.9412
115 | 2745090.6238 | 1268766.5955
116 | 2745177.8932 | 1268937.7333
117 | 2745177.5147 | 1268937.7804
118 | 2745156.8978 | 1268940.3488
119 | 2745144.9216 | 1268941.8407
120 | 2745128.4024 | 1268942.0083
121 | 2745142.1471 | 1268927.0624
122 | 2745127.3608 | 1268942.0189
123 | 2745138.9008 | 1268905.3129
124 | 2745106.0533 | 1268942.2352
125 | 2745123.1086 | 1269024.2542
126 | 2745137.6311 | 1268896.197
127 | 2745097.2765 | 1268942.3242
128 | 2745076.3683 | 1268942.5364
129 | 2745062.8706 | 1268943.0202
130 | 2745041.4764 | 1268943.7246
131 | 2745034.7717 | 1268942.0361
132 | 2745033.7713 | 1268940.9876
133 | 2745029.0454 | 1268936.0348
134 | 2745014.0951 | 1268920.8101
135 | 2745003.1109 | 1268907.7801
136 | 2744991.5228 | 1268894.2601
137 | 2744986.2321 | 1268876.0081
138 | 2744986.2399 | 1268874.9155
139 | 2744985.761 | 1268860.6184
140 | 2745007.0117 | 1268860.9378
141 | 2744982.8032 | 1268860.5704
142 | 2744952.0683 | 1268860.0718
143 | 2744958.687 | 1268860.1792
144 | 2744938.3107 | 1268859.8486
145 | 2745033.535 | 1268861.3478
146 | 2745055.2698 | 1268861.717
147 | 2745099.5585 | 1268872.1174
148 | 2745106.2984 | 1268872.0781
149 | 2745077.2256 | 1268863.1347
150 | 2745133.3337 | 1268875.712
151 | 2745134.3029 | 1268864.3876
152 | 2745135.3718 | 1268879.1767
153 | 2745132.7454 | 1268851.8379
154 | 2744956.3469 | 1268810.3687
155 | 2744968.7441 | 1268810.6731
156 | 2744942.1011 | 1268809.9004
157 | 2744986.4086 | 1268806.3578
158 | 2744999.163 | 1268790.3553
159 | 2744990.4078 | 1268810.2033
160 | 2745012.8738 | 1268775.5773
161 | 2745014.5881 | 1268825.791
162 | 2745021.9345 | 1268765.8112
163 | 2745085.6026 | 1268815.2806
164 | 2745087.3263 | 1268815.2893
165 | 2745066.8616 | 1268815.1857
166 | 2745102.1926 | 1268815.3645
167 | 2745066.3187 | 1268804.8497
168 | 2745067.4044 | 1268825.5761
169 | 2745065.2835 | 1268785.1436
170 | 2745065.2417 | 1268784.3474
171 | 2745064.3789 | 1268767.9219
172 | 2745054.3782 | 1268767.0494
173 | 2745018.4385 | 1268765.6349
174 | 2744925.7279 | 1268760.6224
175 | 2744948.6851 | 1268762.1175
176 | 2744915.0938 | 1268759.7931
177 | 2744955.2682 | 1268762.4495
178 | 2744888.3023 | 1268754.7614
179 | 2744886.3526 | 1268754.3047
180 | 2744870.4813 | 1268750.5774
181 | 2744853.6357 | 1268746.2477
182 | 2744851.1396 | 1268745.6062
183 | 2744832.3999 | 1268740.4815
184 | 2744830.7913 | 1268729.1016
185 | 2744754.0401 | 1268540.6172

## line_std_types
| c_nf_per_km | r_ohm_per_km | x_ohm_per_km | max_i_ka | type | q_mm2 | alpha | voltage_rating
NAYY 4x50 SE | 210 | 0.642 | 0.083 | 0.142 | cs | 50 | 0.00403 | LV
NAYY 4x120 SE | 264 | 0.225 | 0.08 | 0.242 | cs | 120 | 0.00403 | LV
NAYY 4x150 SE | 261 | 0.208 | 0.08 | 0.27 | cs | 150 | 0.00403 | LV
NA2XS2Y 1x95 RM/25 12/20 kV | 216 | 0.313 | 0.132 | 0.252 | cs | 95 | 0.00403 | MV
NA2XS2Y 1x185 RM/25 12/20 kV | 273 | 0.161 | 0.117 | 0.362 | cs | 185 | 0.00403 | MV
NA2XS2Y 1x240 RM/25 12/20 kV | 304 | 0.122 | 0.112 | 0.421 | cs | 240 | 0.00403 | MV
NA2XS2Y 1x95 RM/25 6/10 kV | 315 | 0.313 | 0.123 | 0.249 | cs | 95 | 0.00403 | MV
NA2XS2Y 1x185 RM/25 6/10 kV | 406 | 0.161 | 0.11 | 0.358 | cs | 185 | 0.00403 | MV
NA2XS2Y 1x240 RM/25 6/10 kV | 456 | 0.122 | 0.105 | 0.416 | cs | 240 | 0.00403 | MV
NA2XS2Y 1x150 RM/25 12/20 kV | 250 | 0.206 | 0.116 | 0.319 | cs | 150 | 0.00403 | MV
NA2XS2Y 1x120 RM/25 12/20 kV | 230 | 0.253 | 0.119 | 0.283 | cs | 120 | 0.00403 | MV
NA2XS2Y 1x70 RM/25 12/20 kV | 190 | 0.443 | 0.132 | 0.22 | cs | 70 | 0.00403 | MV
NA2XS2Y 1x150 RM/25 6/10 kV | 360 | 0.206 | 0.11 | 0.315 | cs | 150 | 0.00403 | MV
NA2XS2Y 1x120 RM/25 6/10 kV | 340 | 0.253 | 0.113 | 0.28 | cs | 120 | 0.00403 | MV
NA2XS2Y 1x70 RM/25 6/10 kV | 280 | 0.443 | 0.123 | 0.217 | cs | 70 | 0.00403 | MV
N2XS(FL)2Y 1x120 RM/35 64/110 kV | 112 | 0.153 | 0.166 | 0.366 | cs | 120 | 0.00393 | HV
N2XS(FL)2Y 1x185 RM/35 64/110 kV | 125 | 0.099 | 0.156 | 0.457 | cs | 185 | 0.00393 | HV
N2XS(FL)2Y 1x240 RM/35 64/110 kV | 135 | 0.075 | 0.149 | 0.526 | cs | 240 | 0.00393 | HV
N2XS(FL)2Y 1x300 RM/35 64/110 kV | 144 | 0.06 | 0.144 | 0.588 | cs | 300 | 0.00393 | HV
15-AL1/3-ST1A 0.4 | 11 | 1.8769 | 0.35 | 0.105 | ol | 16 | 0.00403 | LV
24-AL1/4-ST1A 0.4 | 11.25 | 1.2012 | 0.335 | 0.14 | ol | 24 | 0.00403 | LV
48-AL1/8-ST1A 0.4 | 12.2 | 0.5939 | 0.3 | 0.21 | ol | 48 | 0.00403 | LV
94-AL1/15-ST1A 0.4 | 13.2 | 0.306 | 0.29 | 0.35 | ol | 94 | 0.00403 | LV
34-AL1/6-ST1A 10.0 | 9.7 | 0.8342 | 0.36 | 0.17 | ol | 34 | 0.00403 | MV
48-AL1/8-ST1A 10.0 | 10.1 | 0.5939 | 0.35 | 0.21 | ol | 48 | 0.00403 | MV
70-AL1/11-ST1A 10.0 | 10.4 | 0.4132 | 0.339 | 0.29 | ol | 70 | 0.00403 | MV
94-AL1/15-ST1A 10.0 | 10.75 | 0.306 | 0.33 | 0.35 | ol | 94 | 0.00403 | MV
122-AL1/20-ST1A 10.0 | 11.1 | 0.2376 | 0.323 | 0.41 | ol | 122 | 0.00403 | MV
149-AL1/24-ST1A 10.0 | 11.25 | 0.194 | 0.315 | 0.47 | ol | 149 | 0.00403 | MV
34-AL1/6-ST1A 20.0 | 9.15 | 0.8342 | 0.382 | 0.17 | ol | 34 | 0.00403 | MV
48-AL1/8-ST1A 20.0 | 9.5 | 0.5939 | 0.372 | 0.21 | ol | 48 | 0.00403 | MV
70-AL1/11-ST1A 20.0 | 9.7 | 0.4132 | 0.36 | 0.29 | ol | 70 | 0.00403 | MV
94-AL1/15-ST1A 20.0 | 10 | 0.306 | 0.35 | 0.35 | ol | 94 | 0.00403 | MV
122-AL1/20-ST1A 20.0 | 10.3 | 0.2376 | 0.344 | 0.41 | ol | 122 | 0.00403 | MV
149-AL1/24-ST1A 20.0 | 10.5 | 0.194 | 0.337 | 0.47 | ol | 149 | 0.00403 | MV
184-AL1/30-ST1A 20.0 | 10.75 | 0.1571 | 0.33 | 0.535 | ol | 184 | 0.00403 | MV
243-AL1/39-ST1A 20.0 | 11 | 0.1188 | 0.32 | 0.645 | ol | 243 | 0.00403 | MV
48-AL1/8-ST1A 110.0 | 8 | 0.5939 | 0.46 | 0.21 | ol | 48 | 0.00403 | HV
70-AL1/11-ST1A 110.0 | 8.4 | 0.4132 | 0.45 | 0.29 | ol | 70 | 0.00403 | HV
94-AL1/15-ST1A 110.0 | 8.65 | 0.306 | 0.44 | 0.35 | ol | 94 | 0.00403 | HV
122-AL1/20-ST1A 110.0 | 8.5 | 0.2376 | 0.43 | 0.41 | ol | 122 | 0.00403 | HV
149-AL1/24-ST1A 110.0 | 8.75 | 0.194 | 0.41 | 0.47 | ol | 149 | 0.00403 | HV
184-AL1/30-ST1A 110.0 | 8.8 | 0.1571 | 0.4 | 0.535 | ol | 184 | 0.00403 | HV
243-AL1/39-ST1A 110.0 | 9 | 0.1188 | 0.39 | 0.645 | ol | 243 | 0.00403 | HV
305-AL1/39-ST1A 110.0 | 9.2 | 0.0949 | 0.38 | 0.74 | ol | 305 | 0.00403 | HV
490-AL1/64-ST1A 110.0 | 9.75 | 0.059 | 0.37 | 0.96 | ol | 490 | 0.00403 | HV
679-AL1/86-ST1A 110.0 | 9.95 | 0.042 | 0.36 | 1.15 | ol | 679 | 0.00403 | HV
490-AL1/64-ST1A 220.0 | 10 | 0.059 | 0.285 | 0.96 | ol | 490 | 0.00403 | HV
679-AL1/86-ST1A 220.0 | 11.7 | 0.042 | 0.275 | 1.15 | ol | 679 | 0.00403 | HV
490-AL1/64-ST1A 380.0 | 11 | 0.059 | 0.253 | 0.96 | ol | 490 | 0.00403 | HV
679-AL1/86-ST1A 380.0 | 14.6 | 0.042 | 0.25 | 1.15 | ol | 679 | 0.00403 | HV

## trafo_std_types
| i0_percent | pfe_kw | vkr_percent | sn_mva | vn_lv_kv | vn_hv_kv | vk_percent | shift_degree | vector_group | tap_side | tap_neutral | tap_min | tap_max | tap_step_degree | tap_step_percent | tap_phase_shifter
160 MVA 380/110 kV | 0.06 | 60 | 0.25 | 160 | 110 | 380 | 12.2 | 0 | Yy0 | hv | 0 | -9 | 9 | 0 | 1.5 | FALSE
100 MVA 220/110 kV | 0.06 | 55 | 0.26 | 100 | 110 | 220 | 12 | 0 | Yy0 | hv | 0 | -9 | 9 | 0 | 1.5 | FALSE
63 MVA 110/20 kV | 0.04 | 22 | 0.32 | 63 | 20 | 110 | 18 | 150 | YNd5 | hv | 0 | -9 | 9 | 0 | 1.5 | FALSE
40 MVA 110/20 kV | 0.05 | 18 | 0.34 | 40 | 20 | 110 | 16.2 | 150 | YNd5 | hv | 0 | -9 | 9 | 0 | 1.5 | FALSE
25 MVA 110/20 kV | 0.07 | 14 | 0.41 | 25 | 20 | 110 | 12 | 150 | YNd5 | hv | 0 | -9 | 9 | 0 | 1.5 | FALSE
63 MVA 110/10 kV | 0.04 | 22 | 0.32 | 63 | 10 | 110 | 18 | 150 | YNd5 | hv | 0 | -9 | 9 | 0 | 1.5 | FALSE
40 MVA 110/10 kV | 0.05 | 18 | 0.34 | 40 | 10 | 110 | 16.2 | 150 | YNd5 | hv | 0 | -9 | 9 | 0 | 1.5 | FALSE
25 MVA 110/10 kV | 0.07 | 14 | 0.41 | 25 | 10 | 110 | 12 | 150 | YNd5 | hv | 0 | -9 | 9 | 0 | 1.5 | FALSE
0.25 MVA 20/0.4 kV | 0.32 | 0.8 | 1.44 | 0.25 | 0.4 | 20 | 6 | 150 | Yzn5 | hv | 0 | -2 | 2 | 0 | 2.5 | FALSE
0.4 MVA 20/0.4 kV | 0.3375 | 1.35 | 1.425 | 0.4 | 0.4 | 20 | 6 | 150 | Dyn5 | hv | 0 | -2 | 2 | 0 | 2.5 | FALSE
0.63 MVA 20/0.4 kV | 0.2619 | 1.65 | 1.206 | 0.63 | 0.4 | 20 | 6 | 150 | Dyn5 | hv | 0 | -2 | 2 | 0 | 2.5 | FALSE
0.25 MVA 10/0.4 kV | 0.24 | 0.6 | 1.2 | 0.25 | 0.4 | 10 | 4 | 150 | Dyn5 | hv | 0 | -2 | 2 | 0 | 2.5 | FALSE
0.4 MVA 10/0.4 kV | 0.2375 | 0.95 | 1.325 | 0.4 | 0.4 | 10 | 4 | 150 | Dyn5 | hv | 0 | -2 | 2 | 0 | 2.5 | FALSE
0.63 MVA 10/0.4 kV | 0.1873 | 1.18 | 1.0794 | 0.63 | 0.4 | 10 | 4 | 150 | Dyn5 | hv | 0 | -2 | 2 | 0 | 2.5 | FALSE

## trafo3w_std_types
| sn_hv_mva | sn_mv_mva | sn_lv_mva | vn_hv_kv | vn_mv_kv | vn_lv_kv | vk_hv_percent | vk_mv_percent | vk_lv_percent | vkr_hv_percent | vkr_mv_percent | vkr_lv_percent | pfe_kw | i0_percent | shift_mv_degree | shift_lv_degree | vector_group | tap_side | tap_neutral | tap_min | tap_max | tap_step_percent
63/25/38 MVA 110/20/10 kV | 63 | 25 | 38 | 110 | 20 | 10 | 10.4 | 10.4 | 10.4 | 0.28 | 0.32 | 0.35 | 35 | 0.89 | 0 | 0 | YN0yn0yn0 | hv | 0 | -10 | 10 | 1.2
63/25/38 MVA 110/10/10 kV | 63 | 25 | 38 | 110 | 10 | 10 | 10.4 | 10.4 | 10.4 | 0.28 | 0.32 | 0.35 | 35 | 0.89 | 0 | 0 | YN0yn0yn0 | hv | 0 | -10 | 10 | 1.2

## fuse_std_types
| fuse_type | i_rated_a | t_avg | t_min | t_total | x_avg | x_min | x_total
HV 100A | HV 100A | 100 | 0 | [10.0, 3.64, 0.854, 0.281, 0.1, 0.0531, 0.022, 0.01] | [10.0, 4.267, 1.21, 0.403, 0.1, 0.058, 0.022, 0.01] | 0 | [300.0, 350.0, 450.0, 550.0, 700.0, 850.0, 1200.0, 1752.0] | [600.0, 700.0, 900.0, 1150.0, 1665.0, 2000.0, 3000.0, 4313.0]
HV 10A | HV 10A | 10 | 0 | [10.0, 1675.0, 0.344, 0.156, 0.1, 0.0417, 0.0171, 0.01] | [10.0, 1.3, 0.3, 0.155, 0.1, 0.0555, 0.023, 0.01] | 0 | [30.0, 32.0, 35.0, 37.0, 39.0, 50.0, 70.0, 88.0] | [60.0, 70.0, 80.0, 87.0, 94.0, 110.0, 150.0, 216.0]
HV 125A | HV 125A | 125 | 0 | [10.0, 1.82, 0.344, 0.1, 0.0467, 0.0269, 0.01] | [10.0, 2.478, 0.426, 0.1, 0.0427, 0.0211, 0.01] | 0 | [375.0, 500.0, 700.0, 925.0, 1200.0, 1500.0, 2341.0] | [750.0, 1000.0, 1500.0, 2200.0, 3000.0, 4000.0, 5765.0]
HV 160A | HV 160A | 160 | 0 | [10.0, 4.15, 1.03, 0.198, 0.1, 0.051, 0.0172, 0.01] | [10.0, 2.3, 0.734, 0.274, 0.1, 0.046, 0.0177, 0.01] | 0 | [480.0, 550.0, 700.0, 1000.0, 1260.0, 1600.0, 2500.0, 3227.0] | [960.0, 1300.0, 1700.0, 2200.0, 2996.0, 4000.0, 6000.0, 7946.0]
HV 16A | HV 16A | 16 | 0 | [10.0, 0.352, 0.164, 0.1, 0.0649, 0.0342, 0.01] | [10.0, 2.34, 0.722, 0.181, 0.1, 0.055, 0.0296, 0.01] | 0 | [48.0, 60.0, 65.0, 71.0, 80.0, 100.0, 162.0] | [96.0, 110.0, 125.0, 150.0, 168.0, 200.0, 250.0, 398.0]
HV 200A | HV 200A | 200 | 0 | [10.0, 4.267, 1.21, 0.403, 0.1, 0.058, 0.022, 0.01] | [10.0, 3.73, 1.654, 0.328, 0.1, 0.0531, 0.019, 0.01] | 0 | [600.0, 700.0, 900.0, 1150.0, 1665.0, 2000.0, 3000.0, 4313.0] | [1200.0, 1500.0, 1800.0, 2700.0, 3960.0, 5000.0, 7500.0, 10620.0]
HV 20A | HV 20A | 20 | 0 | [10.0, 1.3, 0.3, 0.155, 0.1, 0.0555, 0.023, 0.01] | [10.0, 1.3, 0.161, 0.1, 0.0611, 0.0399, 0.0141, 0.01] | 0 | [60.0, 70.0, 80.0, 87.0, 94.0, 110.0, 150.0, 216.0] | [120.0, 150.0, 200.0, 223.0, 260.0, 300.0, 450.0, 532.0]
HV 25A | HV 25A | 25 | 0 | [10.0, 2.512, 0.833, 0.299, 0.1, 0.0372, 0.0223, 0.01] | [10.0, 3.125, 0.597, 0.198, 0.1, 0.0378, 0.022, 0.01] | 0 | [75.0, 82.0, 90.0, 100.0, 124.0, 170.0, 200.0, 289.0] | [150.0, 170.0, 210.0, 250.0, 294.0, 400.0, 500.0, 711.0]
HV 31.5A | HV 31.5A | 31.5 | 0 | [10.0, 2.34, 0.722, 0.181, 0.1, 0.055, 0.0296, 0.01] | [10.0, 2.84, 0.368, 0.164, 0.1, 0.0621, 0.0378, 0.0195, 0.01] | 0 | [95.0, 110.0, 125.0, 150.0, 165.0, 200.0, 250.0, 390.0] | [189.0, 220.0, 300.0, 350.0, 393.0, 450.0, 530.0, 700.0, 960.0]
HV 40A | HV 40A | 40 | 0 | [10.0, 1.3, 0.161, 0.1, 0.0611, 0.0399, 0.0141, 0.01] | [10.0, 2.05, 0.369, 0.198, 0.1, 0.051, 0.0298, 0.01] | 0 | [120.0, 150.0, 200.0, 223.0, 260.0, 300.0, 450.0, 532.0] | [240.0, 300.0, 400.0, 450.0, 530.0, 650.0, 800.0, 1311.0]
HV 50A | HV 50A | 50 | 0 | [10.0, 3.215, 0.597, 0.198, 0.1, 0.0378, 0.022, 0.01] | [10.0, 3.64, 0.854, 0.281, 0.1, 0.0531, 0.022, 0.01] | 0 | [150.0, 170.0, 210.0, 250.0, 294.0, 400.0, 500.0, 711.0] | [300.0, 350.0, 450.0, 550.0, 700.0, 850.0, 1200.0, 1752.0]
HV 6.3A | HV 6.3A | 6.3 | 0 | [10.0, 1.39, 0.344, 0.168, 0.1, 0.056, 0.0263, 0.01] | [10.0, 1.711, 0.516, 0.198, 0.1, 0.0634, 0.0303, 0.01] | 0 | [19.0, 19.5, 20.4, 20.8, 22.0, 25.0, 32.0, 48.0] | [38.0, 40.0, 43.0, 48.0, 53.0, 60.0, 75.0, 118.0]
HV 63A | HV 63A | 63 | 0 | [10.0, 2.84, 0.368, 0.164, 0.1, 0.0621, 0.0378, 0.0195, 0.01] | [10.0, 1.82, 0.344, 0.1, 0.0467, 0.0269, 0.01] | 0 | [189.0, 220.0, 300.0, 350.0, 393.0, 450.0, 530.0, 700.0, 961.0] | [378.0, 500.0, 700.0, 934.0, 1200.0, 1500.0, 2366.0]
HV 80A | HV 80A | 80 | 0 | [10.0, 2.05, 0.369, 0.198, 0.1, 0.051, 0.0298, 0.01] | [10.0, 4.15, 1.03, 0.198, 0.1, 0.051, 0.0172, 0.01] | 0 | [240.0, 300.0, 400.0, 450.0, 530.0, 650.0, 800.0, 1311.0] | [480.0, 550.0, 700.0, 1000.0, 1260.0, 1600.0, 2500.0, 3227.0]
Siemens NH-1-100 | Siemens NH-1-100 | 100 | [5400.0, 2000.0, 400.0, 20.0, 1.0, 0.2, 0.012, 0.004] | 0 | 0 | [150.0, 190.0, 250.0, 430.0, 900.0, 1250.0, 2700.0, 3600.0] | 0 | 0
Siemens NH-1-125 | Siemens NH-1-125 | 125 | [4800.0, 120.0, 7.0, 0.1, 0.004] | 0 | 0 | [180.0, 400.0, 740.0, 2000.0, 4250.0] | 0 | 0
Siemens NH-1-16 | Siemens NH-1-16 | 16 | [4000.0, 400.0, 2.0, 0.1, 0.04, 0.01] | 0 | 0 | [26.0, 35.0, 75.0, 150.0, 200.0, 300.0] | 0 | 0
Siemens NH-1-160 | Siemens NH-1-160 | 160 | [4800.0, 120.0, 7.0, 0.1, 0.004] | 0 | 0 | [210.0, 500.0, 900.0, 2300.0, 5000.0] | 0 | 0
Siemens NH-1-25 | Siemens NH-1-25 | 25 | [4000.0, 1000.0, 10.0, 0.2, 0.02, 0.01] | 0 | 0 | [40.0, 50.0, 100.0, 210.0, 400.0, 500.0] | 0 | 0
Siemens NH-1-50 | Siemens NH-1-50 | 50 | [4000.0, 40.0, 4.0, 1.0, 0.02, 0.01] | 0 | 0 | [86.0, 200.0, 300.0, 400.0, 1000.0, 1280.0] | 0 | 0
Siemens NH-1-63 | Siemens NH-1-63 | 63 | [4000.0, 100.0, 10.0, 2.0, 0.04, 0.01] | 0 | 0 | [100.0, 200.0, 300.0, 400.0, 1000.0, 1500.0] | 0 | 0
Siemens NH-1-80 | Siemens NH-1-80 | 80 | [4800.0, 120.0, 7.0, 0.1, 0.01] | 0 | 0 | [150.58, 250.0, 450.0, 1150.0, 2470.0] | 0 | 0
Siemens NH-2-1000 | Siemens NH-2-1000 | 1000 | [4800.0, 120.0, 7.0, 0.1, 0.004] | 0 | 0 | [1900.0, 3500.0, 8400.0, 24000.0, 52000.0] | 0 | 0
Siemens NH-2-200 | Siemens NH-2-200 | 200 | [4800.0, 120.0, 7.0, 0.1, 0.004] | 0 | 0 | [280.0, 650.0, 1200.0, 3000.0, 7000.0] | 0 | 0
Siemens NH-2-224 | Siemens NH-2-224 | 224 | [4800.0, 120.0, 7.0, 0.2, 0.04, 0.004] | 0 | 0 | [400.0, 750.0, 1453.0, 3025.0, 4315.0, 7600.0] | 0 | 0
Siemens NH-2-250 | Siemens NH-2-250 | 250 | [4800.0, 120.0, 7.0, 0.1, 0.004] | 0 | 0 | [450.0, 800.0, 1650.0, 4000.0, 8500.0] | 0 | 0
Siemens NH-2-315 | Siemens NH-2-315 | 315 | [4800.0, 120.0, 7.0, 0.1, 0.004] | 0 | 0 | [550.0, 920.0, 1900.0, 5000.0, 11000.0] | 0 | 0
Siemens NH-2-355 | Siemens NH-2-355 | 355 | [4800.0, 120.0, 6.0, 0.1, 0.004] | 0 | 0 | [650.0, 1116.27, 2350.0, 5840.0, 12790.0] | 0 | 0
Siemens NH-2-400 | Siemens NH-2-400 | 400 | [4800.0, 120.0, 7.0, 0.1, 0.004] | 0 | 0 | [720.0, 1350.0, 2800.0, 6500.0, 15000.0] | 0 | 0
Siemens NH-2-425 | Siemens NH-2-425 | 425 | [4800.0, 120.0, 7.0, 0.1, 0.004] | 0 | 0 | [850.0, 1500.0, 3050.0, 7500.0, 16500.0] | 0 | 0
Siemens NH-2-630 | Siemens NH-2-630 | 630 | [4800.0, 120.0, 7.0, 0.1, 0.004] | 0 | 0 | [1200.0, 2000.0, 4800.0, 12000.0, 26000.0] | 0 | 0

## dtypes
| element | column | dtype
0 | bus | name | object
1 | bus | vn_kv | float64
2 | bus | type | object
3 | bus | zone | object
4 | bus | in_service | bool
5 | load | name | object
6 | load | bus | uint32
7 | load | p_mw | float64
8 | load | q_mvar | float64
9 | load | const_z_percent | float64
10 | load | const_i_percent | float64
11 | load | sn_mva | float64
12 | load | scaling | float64
13 | load | in_service | bool
14 | load | type | object
15 | ext_grid | name | object
16 | ext_grid | bus | uint32
17 | ext_grid | vm_pu | float64
18 | ext_grid | va_degree | float64
19 | ext_grid | slack_weight | float64
20 | ext_grid | in_service | bool
21 | line | name | object
22 | line | std_type | object
23 | line | from_bus | uint32
24 | line | to_bus | uint32
25 | line | length_km | float64
26 | line | r_ohm_per_km | float64
27 | line | x_ohm_per_km | float64
28 | line | c_nf_per_km | float64
29 | line | g_us_per_km | float64
30 | line | max_i_ka | float64
31 | line | df | float64
32 | line | parallel | uint32
33 | line | type | object
34 | line | in_service | bool
35 | trafo | name | object
36 | trafo | std_type | object
37 | trafo | hv_bus | uint32
38 | trafo | lv_bus | uint32
39 | trafo | sn_mva | float64
40 | trafo | vn_hv_kv | float64
41 | trafo | vn_lv_kv | float64
42 | trafo | vk_percent | float64
43 | trafo | vkr_percent | float64
44 | trafo | pfe_kw | float64
45 | trafo | i0_percent | float64
46 | trafo | shift_degree | float64
47 | trafo | tap_side | object
48 | trafo | tap_neutral | int32
49 | trafo | tap_min | int32
50 | trafo | tap_max | int32
51 | trafo | tap_step_percent | float64
52 | trafo | tap_step_degree | float64
53 | trafo | tap_pos | int32
54 | trafo | tap_phase_shifter | bool
55 | trafo | parallel | uint32
56 | trafo | df | float64
57 | trafo | in_service | bool
58 | line_geodata | coords | object
59 | bus_geodata | x | float64
60 | bus_geodata | y | float64
61 | bus_geodata | coords | object

## parameters
| version | format_version | converged | OPF_converged | name | f_hz | sn_mva
0 | 2.14.6 | 2.14.0 | FALSE | FALSE |  | 50 | 1