## bus
| name | vn_kv | type | zone | in_service
0 | bus_LV_4441-4_0_4_node_0 | 0.4 | n |  | TRUE
1 | bus_LV_4441-4_0_4_node_1 | 0.4 | n |  | TRUE
2 | bus_LV_4441-4_0_4_node_2 | 0.4 | n |  | TRUE
3 | bus_LV_4441-4_0_4_node_3 | 0.4 | n |  | TRUE
4 | bus_LV_4441-4_0_4_node_4 | 0.4 | n |  | TRUE
5 | bus_LV_4441-4_0_4_node_6 | 0.4 | n |  | TRUE
6 | bus_LV_4441-4_0_4_node_7 | 0.4 | n |  | TRUE
7 | bus_LV_4441-4_0_4_node_8 | 0.4 | n |  | TRUE
8 | bus_LV_4441-4_0_4_node_10 | 0.4 | n |  | TRUE
9 | bus_LV_4441-4_0_4_node_131 | 0.4 | n |  | TRUE
10 | bus_LV_4441-4_0_4_node_9 | 0.4 | n |  | TRUE
11 | bus_LV_4441-4_0_4_node_136 | 0.4 | n |  | TRUE
12 | bus_LV_4441-4_0_4_node_132 | 0.4 | n |  | TRUE
13 | bus_LV_4441-4_0_4_node_133 | 0.4 | n |  | TRUE
14 | bus_LV_4441-4_0_4_node_11 | 0.4 | n |  | TRUE
15 | bus_LV_4441-4_0_4_node_12 | 0.4 | n |  | TRUE
16 | bus_LV_4441-4_0_4_node_14 | 0.4 | n |  | TRUE
17 | bus_LV_4441-4_0_4_node_18 | 0.4 | n |  | TRUE
18 | bus_LV_4441-4_0_4_node_17 | 0.4 | n |  | TRUE
19 | bus_LV_4441-4_0_4_node_205 | 0.4 | n |  | TRUE
20 | bus_LV_4441-4_0_4_node_203 | 0.4 | n |  | TRUE
21 | bus_LV_4441-4_0_4_node_202 | 0.4 | n |  | TRUE
22 | bus_LV_4441-4_0_4_node_19 | 0.4 | n |  | TRUE
23 | bus_LV_4441-4_0_4_node_200 | 0.4 | n |  | TRUE
24 | bus_LV_4441-4_0_4_node_164 | 0.4 | n |  | TRUE
25 | bus_LV_4441-4_0_4_node_20 | 0.4 | n |  | TRUE
26 | bus_LV_4441-4_0_4_node_32 | 0.4 | n |  | TRUE
27 | bus_LV_4441-4_0_4_node_30 | 0.4 | n |  | TRUE
28 | bus_LV_4441-4_0_4_node_21 | 0.4 | n |  | TRUE
29 | bus_LV_4441-4_0_4_node_197 | 0.4 | n |  | TRUE
30 | bus_LV_4441-4_0_4_node_201 | 0.4 | n |  | TRUE
31 | bus_LV_4441-4_0_4_node_22 | 0.4 | n |  | TRUE
32 | bus_LV_4441-4_0_4_node_24 | 0.4 | n |  | TRUE
33 | bus_LV_4441-4_0_4_node_117 | 0.4 | n |  | TRUE
34 | bus_LV_4441-4_0_4_node_23 | 0.4 | n |  | TRUE
35 | bus_LV_4441-4_0_4_node_160 | 0.4 | n |  | TRUE
36 | bus_LV_4441-4_0_4_node_161 | 0.4 | n |  | TRUE
37 | bus_LV_4441-4_0_4_node_159 | 0.4 | n |  | TRUE
38 | bus_LV_4441-4_0_4_node_163 | 0.4 | n |  | TRUE
39 | bus_LV_4441-4_0_4_node_120 | 0.4 | n |  | TRUE
40 | bus_LV_4441-4_0_4_node_121 | 0.4 | n |  | TRUE
41 | bus_LV_4441-4_0_4_node_118 | 0.4 | n |  | TRUE
42 | bus_LV_4441-4_0_4_node_156 | 0.4 | n |  | TRUE
43 | bus_LV_4441-4_0_4_node_199 | 0.4 | n |  | TRUE
44 | bus_LV_4441-4_0_4_node_61 | 0.4 | n |  | TRUE
45 | bus_LV_4441-4_0_4_node_62 | 0.4 | n |  | TRUE
46 | bus_LV_4441-4_0_4_node_28 | 0.4 | n |  | TRUE
47 | bus_LV_4441-4_0_4_node_116 | 0.4 | n |  | TRUE
48 | bus_LV_4441-4_0_4_node_162 | 0.4 | n |  | TRUE
49 | bus_LV_4441-4_0_4_node_165 | 0.4 | n |  | TRUE
50 | bus_LV_4441-4_0_4_node_25 | 0.4 | n |  | TRUE
51 | bus_LV_4441-4_0_4_node_26 | 0.4 | n |  | TRUE
52 | bus_LV_4441-4_0_4_node_27 | 0.4 | n |  | TRUE
53 | bus_LV_4441-4_0_4_node_29 | 0.4 | n |  | TRUE
54 | bus_LV_4441-4_0_4_node_31 | 0.4 | n |  | TRUE
55 | bus_LV_4441-4_0_4_node_37 | 0.4 | n |  | TRUE
56 | bus_LV_4441-4_0_4_node_35 | 0.4 | n |  | TRUE
57 | bus_LV_4441-4_0_4_node_67 | 0.4 | n |  | TRUE
58 | bus_LV_4441-4_0_4_node_33 | 0.4 | n |  | TRUE
59 | bus_LV_4441-4_0_4_node_34 | 0.4 | n |  | TRUE
60 | bus_LV_4441-4_0_4_node_36 | 0.4 | n |  | TRUE
61 | bus_LV_4441-4_0_4_node_38 | 0.4 | n |  | TRUE
62 | bus_LV_4441-4_0_4_node_39 | 0.4 | n |  | TRUE
63 | bus_LV_4441-4_0_4_node_40 | 0.4 | n |  | TRUE
64 | bus_LV_4441-4_0_4_node_41 | 0.4 | n |  | TRUE
65 | bus_LV_4441-4_0_4_node_42 | 0.4 | n |  | TRUE
66 | bus_LV_4441-4_0_4_node_43 | 0.4 | n |  | TRUE
67 | bus_LV_4441-4_0_4_node_44 | 0.4 | n |  | TRUE
68 | bus_LV_4441-4_0_4_node_45 | 0.4 | n |  | TRUE
69 | bus_LV_4441-4_0_4_node_49 | 0.4 | n |  | TRUE
70 | bus_LV_4441-4_0_4_node_47 | 0.4 | n |  | TRUE
71 | bus_LV_4441-4_0_4_node_55 | 0.4 | n |  | TRUE
72 | bus_LV_4441-4_0_4_node_48 | 0.4 | n |  | TRUE
73 | bus_LV_4441-4_0_4_node_46 | 0.4 | n |  | TRUE
74 | bus_LV_4441-4_0_4_node_50 | 0.4 | n |  | TRUE
75 | bus_LV_4441-4_0_4_node_51 | 0.4 | n |  | TRUE
76 | bus_LV_4441-4_0_4_node_54 | 0.4 | n |  | TRUE
77 | bus_LV_4441-4_0_4_node_52 | 0.4 | n |  | TRUE
78 | bus_LV_4441-4_0_4_node_53 | 0.4 | n |  | TRUE
79 | bus_LV_4441-4_0_4_node_56 | 0.4 | n |  | TRUE
80 | bus_LV_4441-4_0_4_node_57 | 0.4 | n |  | TRUE
81 | bus_LV_4441-4_0_4_node_58 | 0.4 | n |  | TRUE
82 | bus_LV_4441-4_0_4_node_59 | 0.4 | n |  | TRUE
83 | bus_LV_4441-4_0_4_node_60 | 0.4 | n |  | TRUE
84 | bus_LV_4441-4_0_4_node_87 | 0.4 | n |  | TRUE
85 | bus_LV_4441-4_0_4_node_74 | 0.4 | n |  | TRUE
86 | bus_LV_4441-4_0_4_node_76 | 0.4 | n |  | TRUE
87 | bus_LV_4441-4_0_4_node_73 | 0.4 | n |  | TRUE
88 | bus_LV_4441-4_0_4_node_114 | 0.4 | n |  | TRUE
89 | bus_LV_4441-4_0_4_node_65 | 0.4 | n |  | TRUE
90 | bus_LV_4441-4_0_4_node_63 | 0.4 | n |  | TRUE
91 | bus_LV_4441-4_0_4_node_64 | 0.4 | n |  | TRUE
92 | bus_LV_4441-4_0_4_node_66 | 0.4 | n |  | TRUE
93 | bus_LV_4441-4_0_4_node_68 | 0.4 | n |  | TRUE
94 | bus_LV_4441-4_0_4_node_69 | 0.4 | n |  | TRUE
95 | bus_LV_4441-4_0_4_node_70 | 0.4 | n |  | TRUE
96 | bus_LV_4441-4_0_4_node_71 | 0.4 | n |  | TRUE
97 | bus_LV_4441-4_0_4_node_72 | 0.4 | n |  | TRUE
98 | bus_LV_4441-4_0_4_node_75 | 0.4 | n |  | TRUE
99 | bus_LV_4441-4_0_4_node_77 | 0.4 | n |  | TRUE
100 | bus_LV_4441-4_0_4_node_90 | 0.4 | n |  | TRUE
101 | bus_LV_4441-4_0_4_node_99 | 0.4 | n |  | TRUE
102 | bus_LV_4441-4_0_4_node_86 | 0.4 | n |  | TRUE
103 | bus_LV_4441-4_0_4_node_100 | 0.4 | n |  | TRUE
104 | bus_LV_4441-4_0_4_node_78 | 0.4 | n |  | TRUE
105 | bus_LV_4441-4_0_4_node_79 | 0.4 | n |  | TRUE
106 | bus_LV_4441-4_0_4_node_80 | 0.4 | n |  | TRUE
107 | bus_LV_4441-4_0_4_node_81 | 0.4 | n |  | TRUE
108 | bus_LV_4441-4_0_4_node_82 | 0.4 | n |  | TRUE
109 | bus_LV_4441-4_0_4_node_83 | 0.4 | n |  | TRUE
110 | bus_LV_4441-4_0_4_node_84 | 0.4 | n |  | TRUE
111 | bus_LV_4441-4_0_4_node_85 | 0.4 | n |  | TRUE
112 | bus_LV_4441-4_0_4_node_88 | 0.4 | n |  | TRUE
113 | bus_LV_4441-4_0_4_node_89 | 0.4 | n |  | TRUE
114 | bus_LV_4441-4_0_4_node_91 | 0.4 | n |  | TRUE
115 | bus_LV_4441-4_0_4_node_92 | 0.4 | n |  | TRUE
116 | bus_LV_4441-4_0_4_node_93 | 0.4 | n |  | TRUE
117 | bus_LV_4441-4_0_4_node_94 | 0.4 | n |  | TRUE
118 | bus_LV_4441-4_0_4_node_95 | 0.4 | n |  | TRUE
119 | bus_LV_4441-4_0_4_node_96 | 0.4 | n |  | TRUE
120 | bus_LV_4441-4_0_4_node_97 | 0.4 | n |  | TRUE
121 | bus_LV_4441-4_0_4_node_98 | 0.4 | n |  | TRUE
122 | bus_LV_4441-4_0_4_node_107 | 0.4 | n |  | TRUE
123 | bus_LV_4441-4_0_4_node_125 | 0.4 | n |  | TRUE
124 | bus_LV_4441-4_0_4_node_124 | 0.4 | n |  | TRUE
125 | bus_LV_4441-4_0_4_node_106 | 0.4 | n |  | TRUE
126 | bus_LV_4441-4_0_4_node_130 | 0.4 | n |  | TRUE
127 | bus_LV_4441-4_0_4_node_101 | 0.4 | n |  | TRUE
128 | bus_LV_4441-4_0_4_node_102 | 0.4 | n |  | TRUE
129 | bus_LV_4441-4_0_4_node_103 | 0.4 | n |  | TRUE
130 | bus_LV_4441-4_0_4_node_104 | 0.4 | n |  | TRUE
131 | bus_LV_4441-4_0_4_node_105 | 0.4 | n |  | TRUE
132 | bus_LV_4441-4_0_4_node_111 | 0.4 | n |  | TRUE
133 | bus_LV_4441-4_0_4_node_108 | 0.4 | n |  | TRUE
134 | bus_LV_4441-4_0_4_node_109 | 0.4 | n |  | TRUE
135 | bus_LV_4441-4_0_4_node_110 | 0.4 | n |  | TRUE
136 | bus_LV_4441-4_0_4_node_112 | 0.4 | n |  | TRUE
137 | bus_LV_4441-4_0_4_node_113 | 0.4 | n |  | TRUE
138 | bus_LV_4441-4_0_4_node_115 | 0.4 | n |  | TRUE
139 | bus_LV_4441-4_0_4_node_123 | 0.4 | n |  | TRUE
140 | bus_LV_4441-4_0_4_node_122 | 0.4 | n |  | TRUE
141 | bus_LV_4441-4_0_4_node_119 | 0.4 | n |  | TRUE
142 | bus_LV_4441-4_0_4_node_155 | 0.4 | n |  | TRUE
143 | bus_LV_4441-4_0_4_node_158 | 0.4 | n |  | TRUE
144 | bus_LV_4441-4_0_4_node_157 | 0.4 | n |  | TRUE
145 | bus_LV_4441-4_0_4_node_129 | 0.4 | n |  | TRUE
146 | bus_LV_4441-4_0_4_node_126 | 0.4 | n |  | TRUE
147 | bus_LV_4441-4_0_4_node_127 | 0.4 | n |  | TRUE
148 | bus_LV_4441-4_0_4_node_128 | 0.4 | n |  | TRUE
149 | bus_LV_4441-4_0_4_node_134 | 0.4 | n |  | TRUE
150 | bus_LV_4441-4_0_4_node_135 | 0.4 | n |  | TRUE
151 | bus_LV_4441-4_0_4_node_146 | 0.4 | n |  | TRUE
152 | bus_LV_4441-4_0_4_node_144 | 0.4 | n |  | TRUE
153 | bus_LV_4441-4_0_4_node_148 | 0.4 | n |  | TRUE
154 | bus_LV_4441-4_0_4_node_149 | 0.4 | n |  | TRUE
155 | bus_LV_4441-4_0_4_node_147 | 0.4 | n |  | TRUE
156 | bus_LV_4441-4_0_4_node_143 | 0.4 | n |  | TRUE
157 | bus_LV_4441-4_0_4_node_151 | 0.4 | n |  | TRUE
158 | bus_LV_4441-4_0_4_node_137 | 0.4 | n |  | TRUE
159 | bus_LV_4441-4_0_4_node_138 | 0.4 | n |  | TRUE
160 | bus_LV_4441-4_0_4_node_139 | 0.4 | n |  | TRUE
161 | bus_LV_4441-4_0_4_node_140 | 0.4 | n |  | TRUE
162 | bus_LV_4441-4_0_4_node_141 | 0.4 | n |  | TRUE
163 | bus_LV_4441-4_0_4_node_142 | 0.4 | n |  | TRUE
164 | bus_LV_4441-4_0_4_node_145 | 0.4 | n |  | TRUE
165 | bus_LV_4441-4_0_4_node_152 | 0.4 | n |  | TRUE
166 | bus_LV_4441-4_0_4_node_150 | 0.4 | n |  | TRUE
167 | bus_LV_4441-4_0_4_node_153 | 0.4 | n |  | TRUE
168 | bus_LV_4441-4_0_4_node_154 | 0.4 | n |  | TRUE
169 | bus_LV_4441-4_0_4_node_166 | 0.4 | n |  | TRUE
170 | bus_LV_4441-4_0_4_node_167 | 0.4 | n |  | TRUE
171 | bus_LV_4441-4_0_4_node_168 | 0.4 | n |  | TRUE
172 | bus_LV_4441-4_0_4_node_169 | 0.4 | n |  | TRUE
173 | bus_LV_4441-4_0_4_node_170 | 0.4 | n |  | TRUE
174 | bus_LV_4441-4_0_4_node_171 | 0.4 | n |  | TRUE
175 | bus_LV_4441-4_0_4_node_198 | 0.4 | n |  | TRUE
176 | bus_LV_4441-4_0_4_node_172 | 0.4 | n |  | TRUE
177 | bus_LV_4441-4_0_4_node_173 | 0.4 | n |  | TRUE
178 | bus_LV_4441-4_0_4_node_174 | 0.4 | n |  | TRUE
179 | bus_LV_4441-4_0_4_node_178 | 0.4 | n |  | TRUE
180 | bus_LV_4441-4_0_4_node_175 | 0.4 | n |  | TRUE
181 | bus_LV_4441-4_0_4_node_180 | 0.4 | n |  | TRUE
182 | bus_LV_4441-4_0_4_node_176 | 0.4 | n |  | TRUE
183 | bus_LV_4441-4_0_4_node_177 | 0.4 | n |  | TRUE
184 | bus_LV_4441-4_0_4_node_181 | 0.4 | n |  | TRUE
185 | bus_LV_4441-4_0_4_node_182 | 0.4 | n |  | TRUE
186 | bus_LV_4441-4_0_4_node_183 | 0.4 | n |  | TRUE
187 | bus_LV_4441-4_0_4_node_184 | 0.4 | n |  | TRUE
188 | bus_LV_4441-4_0_4_node_185 | 0.4 | n |  | TRUE
189 | bus_LV_4441-4_0_4_node_186 | 0.4 | n |  | TRUE
190 | bus_LV_4441-4_0_4_node_187 | 0.4 | n |  | TRUE
191 | bus_LV_4441-4_0_4_node_191 | 0.4 | n |  | TRUE
192 | bus_LV_4441-4_0_4_node_192 | 0.4 | n |  | TRUE
193 | bus_LV_4441-4_0_4_node_188 | 0.4 | n |  | TRUE
194 | bus_LV_4441-4_0_4_node_204 | 0.4 | n |  | TRUE
195 | bus_LV_4441-4_0_4_node_193 | 0.4 | n |  | TRUE
196 | bus_LV_4441-4_0_4_node_189 | 0.4 | n |  | TRUE
197 | bus_LV_4441-4_0_4_node_190 | 0.4 | n |  | TRUE
198 | bus_LV_4441-4_0_4_node_194 | 0.4 | n |  | TRUE
199 | bus_LV_4441-4_0_4_node_196 | 0.4 | n |  | TRUE
200 | bus_MV_437_1_node_103 | 20 | n |  | TRUE

## load
| name | bus | p_mw | q_mvar | const_z_percent | const_i_percent | sn_mva | scaling | in_service | type
0 | LV_4441-4_0_4_load_0 | 0 | 0.0082723 | 0.0020732 | 0 | 0 |  | 1 | TRUE | wye
1 | LV_4441-4_0_4_load_3 | 3 | 0.00021916 | 5.4928e-05 | 0 | 0 |  | 1 | TRUE | wye
2 | LV_4441-4_0_4_load_4 | 4 | 0.0047164 | 0.0011821 | 0 | 0 |  | 1 | TRUE | wye
3 | LV_4441-4_0_4_load_6 | 5 | 0.0012511 | 0.00031356 | 0 | 0 |  | 1 | TRUE | wye
4 | LV_4441-4_0_4_load_7 | 6 | 0.00061392 | 0.00015386 | 0 | 0 |  | 1 | TRUE | wye
5 | LV_4441-4_0_4_load_8 | 7 | 0.00065016 | 0.00016294 | 0 | 0 |  | 1 | TRUE | wye
6 | LV_4441-4_0_4_load_10 | 8 | 0.0010597 | 0.00026558 | 0 | 0 |  | 1 | TRUE | wye
7 | LV_4441-4_0_4_load_131 | 9 | 0.0010244 | 0.00025675 | 0 | 0 |  | 1 | TRUE | wye
8 | LV_4441-4_0_4_load_9 | 10 | 0.0026617 | 0.00066709 | 0 | 0 |  | 1 | TRUE | wye
9 | LV_4441-4_0_4_load_132 | 12 | 0.001157 | 0.00028998 | 0 | 0 |  | 1 | TRUE | wye
10 | LV_4441-4_0_4_load_11 | 14 | 0.023486 | 0.0058861 | 0 | 0 |  | 1 | TRUE | wye
11 | LV_4441-4_0_4_load_12 | 15 | 0.0013055 | 0.00032718 | 0 | 0 |  | 1 | TRUE | wye
12 | LV_4441-4_0_4_load_205 | 19 | 0.0034755 | 0.00087105 | 0 | 0 |  | 1 | TRUE | wye
13 | LV_4441-4_0_4_load_203 | 20 | 0.0017366 | 0.00043524 | 0 | 0 |  | 1 | TRUE | wye
14 | LV_4441-4_0_4_load_200 | 23 | 0.00059016 | 0.00014791 | 0 | 0 |  | 1 | TRUE | wye
15 | LV_4441-4_0_4_load_164 | 24 | 0.0012233 | 0.00030658 | 0 | 0 |  | 1 | TRUE | wye
16 | LV_4441-4_0_4_load_30 | 27 | 0.0034914 | 0.00087502 | 0 | 0 |  | 1 | TRUE | wye
17 | LV_4441-4_0_4_load_197 | 29 | 0.0047865 | 0.0011996 | 0 | 0 |  | 1 | TRUE | wye
18 | LV_4441-4_0_4_load_201 | 30 | 0.0026879 | 0.00067366 | 0 | 0 |  | 1 | TRUE | wye
19 | LV_4441-4_0_4_load_117 | 33 | 0.0023331 | 0.00058473 | 0 | 0 |  | 1 | TRUE | wye
20 | LV_4441-4_0_4_load_160 | 35 | 0.001319 | 0.00033056 | 0 | 0 |  | 1 | TRUE | wye
21 | LV_4441-4_0_4_load_161 | 36 | 0.0029255 | 0.00073321 | 0 | 0 |  | 1 | TRUE | wye
22 | LV_4441-4_0_4_load_159 | 37 | 0.0021147 | 0.00053 | 0 | 0 |  | 1 | TRUE | wye
23 | LV_4441-4_0_4_load_163 | 38 | 0.0020873 | 0.00052313 | 0 | 0 |  | 1 | TRUE | wye
24 | LV_4441-4_0_4_load_118 | 41 | 0.0028245 | 0.00070789 | 0 | 0 |  | 1 | TRUE | wye
25 | LV_4441-4_0_4_load_199 | 43 | 0.0034348 | 0.00086085 | 0 | 0 |  | 1 | TRUE | wye
26 | LV_4441-4_0_4_load_61 | 44 | 0.0013652 | 0.00034215 | 0 | 0 |  | 1 | TRUE | wye
27 | LV_4441-4_0_4_load_62 | 45 | 0.0016389 | 0.00041075 | 0 | 0 |  | 1 | TRUE | wye
28 | LV_4441-4_0_4_load_28 | 46 | 0.001303 | 0.00032656 | 0 | 0 |  | 1 | TRUE | wye
29 | LV_4441-4_0_4_load_162 | 48 | 0.0016035 | 0.00040187 | 0 | 0 |  | 1 | TRUE | wye
30 | LV_4441-4_0_4_load_165 | 49 | 0.0013407 | 0.00033601 | 0 | 0 |  | 1 | TRUE | wye
31 | LV_4441-4_0_4_load_25 | 50 | 0.015405 | 0.0038608 | 0 | 0 |  | 1 | TRUE | wye
32 | LV_4441-4_0_4_load_26 | 51 | 0.016395 | 0.0041089 | 0 | 0 |  | 1 | TRUE | wye
33 | LV_4441-4_0_4_load_29 | 53 | 0.0074931 | 0.001878 | 0 | 0 |  | 1 | TRUE | wye
34 | LV_4441-4_0_4_load_31 | 54 | 0.0012889 | 0.00032303 | 0 | 0 |  | 1 | TRUE | wye
35 | LV_4441-4_0_4_load_37 | 55 | 0.0012898 | 0.00032325 | 0 | 0 |  | 1 | TRUE | wye
36 | LV_4441-4_0_4_load_35 | 56 | 0.0012892 | 0.00032311 | 0 | 0 |  | 1 | TRUE | wye
37 | LV_4441-4_0_4_load_67 | 57 | 0.0033576 | 0.0008415 | 0 | 0 |  | 1 | TRUE | wye
38 | LV_4441-4_0_4_load_33 | 58 | 0.0036584 | 0.00091687 | 0 | 0 |  | 1 | TRUE | wye
39 | LV_4441-4_0_4_load_34 | 59 | 0.0011659 | 0.00029221 | 0 | 0 |  | 1 | TRUE | wye
40 | LV_4441-4_0_4_load_36 | 60 | 0.0012025 | 0.00030138 | 0 | 0 |  | 1 | TRUE | wye
41 | LV_4441-4_0_4_load_38 | 61 | 0.0011976 | 0.00030014 | 0 | 0 |  | 1 | TRUE | wye
42 | LV_4441-4_0_4_load_39 | 62 | 0.0027096 | 0.00067909 | 0 | 0 |  | 1 | TRUE | wye
43 | LV_4441-4_0_4_load_40 | 63 | 0.00088997 | 0.00022305 | 0 | 0 |  | 1 | TRUE | wye
44 | LV_4441-4_0_4_load_41 | 64 | 0.0011976 | 0.00030014 | 0 | 0 |  | 1 | TRUE | wye
45 | LV_4441-4_0_4_load_42 | 65 | 0.0053264 | 0.0013349 | 0 | 0 |  | 1 | TRUE | wye
46 | LV_4441-4_0_4_load_43 | 66 | 0.0012978 | 0.00032526 | 0 | 0 |  | 1 | TRUE | wye
47 | LV_4441-4_0_4_load_44 | 67 | 0.0012956 | 0.00032471 | 0 | 0 |  | 1 | TRUE | wye
48 | LV_4441-4_0_4_load_49 | 69 | 0.0024188 | 0.00060622 | 0 | 0 |  | 1 | TRUE | wye
49 | LV_4441-4_0_4_load_55 | 71 | 0.0012974 | 0.00032517 | 0 | 0 |  | 1 | TRUE | wye
50 | LV_4441-4_0_4_load_48 | 72 | 0.0027002 | 0.00067674 | 0 | 0 |  | 1 | TRUE | wye
51 | LV_4441-4_0_4_load_46 | 73 | 0.0019006 | 0.00047633 | 0 | 0 |  | 1 | TRUE | wye
52 | LV_4441-4_0_4_load_50 | 74 | 0.0014258 | 0.00035734 | 0 | 0 |  | 1 | TRUE | wye
53 | LV_4441-4_0_4_load_51 | 75 | 0.0021221 | 0.00053184 | 0 | 0 |  | 1 | TRUE | wye
54 | LV_4441-4_0_4_load_54 | 76 | 0.0012978 | 0.00032526 | 0 | 0 |  | 1 | TRUE | wye
55 | LV_4441-4_0_4_load_52 | 77 | 0.0021221 | 0.00053184 | 0 | 0 |  | 1 | TRUE | wye
56 | LV_4441-4_0_4_load_53 | 78 | 0.0020978 | 0.00052575 | 0 | 0 |  | 1 | TRUE | wye
57 | LV_4441-4_0_4_load_57 | 80 | 0.0022647 | 0.00056759 | 0 | 0 |  | 1 | TRUE | wye
58 | LV_4441-4_0_4_load_58 | 81 | 0.0086667 | 0.0021721 | 0 | 0 |  | 1 | TRUE | wye
59 | LV_4441-4_0_4_load_59 | 82 | 0.0044247 | 0.0011089 | 0 | 0 |  | 1 | TRUE | wye
60 | LV_4441-4_0_4_load_60 | 83 | 0.001342 | 0.00033634 | 0 | 0 |  | 1 | TRUE | wye
61 | LV_4441-4_0_4_load_87 | 84 | 0.0020244 | 0.00050736 | 0 | 0 |  | 1 | TRUE | wye
62 | LV_4441-4_0_4_load_76 | 86 | 0.0068663 | 0.0017209 | 0 | 0 |  | 1 | TRUE | wye
63 | LV_4441-4_0_4_load_114 | 88 | 0.0046145 | 0.0011565 | 0 | 0 |  | 1 | TRUE | wye
64 | LV_4441-4_0_4_load_65 | 89 | 0.0026839 | 0.00067265 | 0 | 0 |  | 1 | TRUE | wye
65 | LV_4441-4_0_4_load_63 | 90 | 0.0029497 | 0.00073926 | 0 | 0 |  | 1 | TRUE | wye
66 | LV_4441-4_0_4_load_64 | 91 | 0.0018089 | 0.00045335 | 0 | 0 |  | 1 | TRUE | wye
67 | LV_4441-4_0_4_load_66 | 92 | 0.0020632 | 0.00051709 | 0 | 0 |  | 1 | TRUE | wye
68 | LV_4441-4_0_4_load_68 | 93 | 0.0027926 | 0.00069989 | 0 | 0 |  | 1 | TRUE | wye
69 | LV_4441-4_0_4_load_69 | 94 | 0.0031122 | 0.00077999 | 0 | 0 |  | 1 | TRUE | wye
70 | LV_4441-4_0_4_load_70 | 95 | 0.0025336 | 0.00063497 | 0 | 0 |  | 1 | TRUE | wye
71 | LV_4441-4_0_4_load_71 | 96 | 0.0021515 | 0.00053923 | 0 | 0 |  | 1 | TRUE | wye
72 | LV_4441-4_0_4_load_72 | 97 | 0.0013247 | 0.000332 | 0 | 0 |  | 1 | TRUE | wye
73 | LV_4441-4_0_4_load_75 | 98 | 0.0027292 | 0.000684 | 0 | 0 |  | 1 | TRUE | wye
74 | LV_4441-4_0_4_load_77 | 99 | 0.0037855 | 0.00094874 | 0 | 0 |  | 1 | TRUE | wye
75 | LV_4441-4_0_4_load_90 | 100 | 0.0018762 | 0.00047022 | 0 | 0 |  | 1 | TRUE | wye
76 | LV_4441-4_0_4_load_99 | 101 | 0.0043973 | 0.0011021 | 0 | 0 |  | 1 | TRUE | wye
77 | LV_4441-4_0_4_load_86 | 102 | 0.0025839 | 0.00064758 | 0 | 0 |  | 1 | TRUE | wye
78 | LV_4441-4_0_4_load_100 | 103 | 0.0021637 | 0.00054227 | 0 | 0 |  | 1 | TRUE | wye
79 | LV_4441-4_0_4_load_78 | 104 | 0.0010671 | 0.00026744 | 0 | 0 |  | 1 | TRUE | wye
80 | LV_4441-4_0_4_load_79 | 105 | 0.0017416 | 0.00043648 | 0 | 0 |  | 1 | TRUE | wye
81 | LV_4441-4_0_4_load_80 | 106 | 0.0034237 | 0.00085807 | 0 | 0 |  | 1 | TRUE | wye
82 | LV_4441-4_0_4_load_81 | 107 | 0.0023061 | 0.00057797 | 0 | 0 |  | 1 | TRUE | wye
83 | LV_4441-4_0_4_load_82 | 108 | 0.0018272 | 0.00045794 | 0 | 0 |  | 1 | TRUE | wye
84 | LV_4441-4_0_4_load_83 | 109 | 0.0020617 | 0.00051672 | 0 | 0 |  | 1 | TRUE | wye
85 | LV_4441-4_0_4_load_89 | 113 | 0.0025448 | 0.00063779 | 0 | 0 |  | 1 | TRUE | wye
86 | LV_4441-4_0_4_load_91 | 114 | 0.0023802 | 0.00059653 | 0 | 0 |  | 1 | TRUE | wye
87 | LV_4441-4_0_4_load_92 | 115 | 0.0054906 | 0.0013761 | 0 | 0 |  | 1 | TRUE | wye
88 | LV_4441-4_0_4_load_94 | 117 | 0.0025946 | 0.00065027 | 0 | 0 |  | 1 | TRUE | wye
89 | LV_4441-4_0_4_load_96 | 119 | 0.0020145 | 0.00050489 | 0 | 0 |  | 1 | TRUE | wye
90 | LV_4441-4_0_4_load_98 | 121 | 0.0013429 | 0.00033656 | 0 | 0 |  | 1 | TRUE | wye
91 | LV_4441-4_0_4_load_107 | 122 | 0.0026687 | 0.00066883 | 0 | 0 |  | 1 | TRUE | wye
92 | LV_4441-4_0_4_load_125 | 123 | 0.0062175 | 0.0015583 | 0 | 0 |  | 1 | TRUE | wye
93 | LV_4441-4_0_4_load_124 | 124 | 0.0018268 | 0.00045784 | 0 | 0 |  | 1 | TRUE | wye
94 | LV_4441-4_0_4_load_106 | 125 | 0.002776 | 0.00069574 | 0 | 0 |  | 1 | TRUE | wye
95 | LV_4441-4_0_4_load_130 | 126 | 0.0034226 | 0.00085778 | 0 | 0 |  | 1 | TRUE | wye
96 | LV_4441-4_0_4_load_103 | 129 | 0.0018172 | 0.00045542 | 0 | 0 |  | 1 | TRUE | wye
97 | LV_4441-4_0_4_load_104 | 130 | 0.00063539 | 0.00015924 | 0 | 0 |  | 1 | TRUE | wye
98 | LV_4441-4_0_4_load_105 | 131 | 0.0048951 | 0.0012268 | 0 | 0 |  | 1 | TRUE | wye
99 | LV_4441-4_0_4_load_111 | 132 | 0.00060924 | 0.00015269 | 0 | 0 |  | 1 | TRUE | wye
100 | LV_4441-4_0_4_load_108 | 133 | 0.0026009 | 0.00065185 | 0 | 0 |  | 1 | TRUE | wye
101 | LV_4441-4_0_4_load_109 | 134 | 0.0044615 | 0.0011182 | 0 | 0 |  | 1 | TRUE | wye
102 | LV_4441-4_0_4_load_112 | 136 | 0.0018146 | 0.00045479 | 0 | 0 |  | 1 | TRUE | wye
103 | LV_4441-4_0_4_load_113 | 137 | 0.0028436 | 0.00071268 | 0 | 0 |  | 1 | TRUE | wye
104 | LV_4441-4_0_4_load_115 | 138 | 0.0024362 | 0.00061057 | 0 | 0 |  | 1 | TRUE | wye
105 | LV_4441-4_0_4_load_123 | 139 | 0.0066719 | 0.0016721 | 0 | 0 |  | 1 | TRUE | wye
106 | LV_4441-4_0_4_load_122 | 140 | 0.0016676 | 0.00041793 | 0 | 0 |  | 1 | TRUE | wye
107 | LV_4441-4_0_4_load_119 | 141 | 0.0062616 | 0.0015693 | 0 | 0 |  | 1 | TRUE | wye
108 | LV_4441-4_0_4_load_155 | 142 | 0.010989 | 0.002754 | 0 | 0 |  | 1 | TRUE | wye
109 | LV_4441-4_0_4_load_158 | 143 | 0.00045742 | 0.00011464 | 0 | 0 |  | 1 | TRUE | wye
110 | LV_4441-4_0_4_load_157 | 144 | 0.00046744 | 0.00011715 | 0 | 0 |  | 1 | TRUE | wye
111 | LV_4441-4_0_4_load_129 | 145 | 0.0048344 | 0.0012116 | 0 | 0 |  | 1 | TRUE | wye
112 | LV_4441-4_0_4_load_126 | 146 | 0.0010726 | 0.00026882 | 0 | 0 |  | 1 | TRUE | wye
113 | LV_4441-4_0_4_load_127 | 147 | 0.0059241 | 0.0014847 | 0 | 0 |  | 1 | TRUE | wye
114 | LV_4441-4_0_4_load_128 | 148 | 0.0042776 | 0.0010721 | 0 | 0 |  | 1 | TRUE | wye
115 | LV_4441-4_0_4_load_134 | 149 | 0.0011004 | 0.00027579 | 0 | 0 |  | 1 | TRUE | wye
116 | LV_4441-4_0_4_load_135 | 150 | 0.00082247 | 0.00020613 | 0 | 0 |  | 1 | TRUE | wye
117 | LV_4441-4_0_4_load_146 | 151 | 0.00092652 | 0.00023221 | 0 | 0 |  | 1 | TRUE | wye
118 | LV_4441-4_0_4_load_148 | 153 | 0.0019899 | 0.00049872 | 0 | 0 |  | 1 | TRUE | wye
119 | LV_4441-4_0_4_load_149 | 154 | 0.0014348 | 0.0003596 | 0 | 0 |  | 1 | TRUE | wye
120 | LV_4441-4_0_4_load_151 | 157 | 0.0009335 | 0.00023396 | 0 | 0 |  | 1 | TRUE | wye
121 | LV_4441-4_0_4_load_137 | 158 | 0.0007149 | 0.00017917 | 0 | 0 |  | 1 | TRUE | wye
122 | LV_4441-4_0_4_load_138 | 159 | 0.0014165 | 0.00035502 | 0 | 0 |  | 1 | TRUE | wye
123 | LV_4441-4_0_4_load_139 | 160 | 0.0020627 | 0.00051697 | 0 | 0 |  | 1 | TRUE | wye
124 | LV_4441-4_0_4_load_140 | 161 | 0.00094289 | 0.00023631 | 0 | 0 |  | 1 | TRUE | wye
125 | LV_4441-4_0_4_load_141 | 162 | 0.0019475 | 0.00048809 | 0 | 0 |  | 1 | TRUE | wye
126 | LV_4441-4_0_4_load_145 | 164 | 0.0010648 | 0.00026687 | 0 | 0 |  | 1 | TRUE | wye
127 | LV_4441-4_0_4_load_152 | 165 | 0.0010689 | 0.00026788 | 0 | 0 |  | 1 | TRUE | wye
128 | LV_4441-4_0_4_load_150 | 166 | 0.00077455 | 0.00019412 | 0 | 0 |  | 1 | TRUE | wye
129 | LV_4441-4_0_4_load_153 | 167 | 0.00041966 | 0.00010518 | 0 | 0 |  | 1 | TRUE | wye
130 | LV_4441-4_0_4_load_154 | 168 | 0.00087201 | 0.00021855 | 0 | 0 |  | 1 | TRUE | wye
131 | LV_4441-4_0_4_load_167 | 170 | 0.0019891 | 0.0004985 | 0 | 0 |  | 1 | TRUE | wye
132 | LV_4441-4_0_4_load_168 | 171 | 0.0047348 | 0.0011866 | 0 | 0 |  | 1 | TRUE | wye
133 | LV_4441-4_0_4_load_169 | 172 | 0.0010291 | 0.00025793 | 0 | 0 |  | 1 | TRUE | wye
134 | LV_4441-4_0_4_load_170 | 173 | 0.0018605 | 0.0004663 | 0 | 0 |  | 1 | TRUE | wye
135 | LV_4441-4_0_4_load_171 | 174 | 0.00084187 | 0.00021099 | 0 | 0 |  | 1 | TRUE | wye
136 | LV_4441-4_0_4_load_198 | 175 | 0.0093553 | 0.0023447 | 0 | 0 |  | 1 | TRUE | wye
137 | LV_4441-4_0_4_load_173 | 177 | 0.0007994 | 0.00020035 | 0 | 0 |  | 1 | TRUE | wye
138 | LV_4441-4_0_4_load_174 | 178 | 0.0011281 | 0.00028272 | 0 | 0 |  | 1 | TRUE | wye
139 | LV_4441-4_0_4_load_178 | 179 | 0.00088746 | 0.00022242 | 0 | 0 |  | 1 | TRUE | wye
140 | LV_4441-4_0_4_load_175 | 180 | 0.00056016 | 0.00014039 | 0 | 0 |  | 1 | TRUE | wye
141 | LV_4441-4_0_4_load_180 | 181 | 0.0034977 | 0.0008766 | 0 | 0 |  | 1 | TRUE | wye
142 | LV_4441-4_0_4_load_176 | 182 | 0.0023483 | 0.00058853 | 0 | 0 |  | 1 | TRUE | wye
143 | LV_4441-4_0_4_load_177 | 183 | 0.0029556 | 0.00074073 | 0 | 0 |  | 1 | TRUE | wye
144 | LV_4441-4_0_4_load_181 | 184 | 0.00088722 | 0.00022236 | 0 | 0 |  | 1 | TRUE | wye
145 | LV_4441-4_0_4_load_182 | 185 | 0.0024058 | 0.00060295 | 0 | 0 |  | 1 | TRUE | wye
146 | LV_4441-4_0_4_load_183 | 186 | 0.0019595 | 0.00049109 | 0 | 0 |  | 1 | TRUE | wye
147 | LV_4441-4_0_4_load_184 | 187 | 0.0028415 | 0.00071214 | 0 | 0 |  | 1 | TRUE | wye
148 | LV_4441-4_0_4_load_187 | 190 | 0.00041235 | 0.00010334 | 0 | 0 |  | 1 | TRUE | wye
149 | LV_4441-4_0_4_load_191 | 191 | 0.0021068 | 0.00052801 | 0 | 0 |  | 1 | TRUE | wye
150 | LV_4441-4_0_4_load_192 | 192 | 0.0085799 | 0.0021503 | 0 | 0 |  | 1 | TRUE | wye
151 | LV_4441-4_0_4_load_204 | 194 | 0.003747 | 0.00093909 | 0 | 0 |  | 1 | TRUE | wye
152 | LV_4441-4_0_4_load_193 | 195 | 0.0048317 | 0.0012109 | 0 | 0 |  | 1 | TRUE | wye
153 | LV_4441-4_0_4_load_189 | 196 | 0.00084754 | 0.00021241 | 0 | 0 |  | 1 | TRUE | wye
154 | LV_4441-4_0_4_load_190 | 197 | 0.0035509 | 0.00088995 | 0 | 0 |  | 1 | TRUE | wye
155 | LV_4441-4_0_4_load_196 | 199 | 0.0034561 | 0.00086617 | 0 | 0 |  | 1 | TRUE | wye

## ext_grid
| name | bus | vm_pu | va_degree | slack_weight | in_service
0 |  | 88 | 1 | 0 | 1 | TRUE

## line
| name | std_type | from_bus | to_bus | length_km | r_ohm_per_km | x_ohm_per_km | c_nf_per_km | g_us_per_km | max_i_ka | df | parallel | type | in_service
0 | LV_4441-4_0_4_line_0 |  | 0 | 1 | 0.059953 | 0.125 | 0.08 | 261 | 0 | 0.364 | 1 | 1 | cs | TRUE
1 | LV_4441-4_0_4_line_1 |  | 0 | 2 | 0.032901 | 0.125 | 0.08 | 261 | 0 | 0.364 | 1 | 1 | cs | TRUE
2 | LV_4441-4_0_4_line_2 |  | 1 | 3 | 0.022968 | 0.125 | 0.08 | 261 | 0 | 0.364 | 1 | 1 | cs | TRUE
3 | LV_4441-4_0_4_line_3 |  | 1 | 4 | 0.052703 | 0.125 | 0.08 | 261 | 0 | 0.364 | 1 | 1 | cs | TRUE
4 | LV_4441-4_0_4_line_4 |  | 2 | 5 | 0.054329 | 0.125 | 0.08 | 261 | 0 | 0.364 | 1 | 1 | cs | TRUE
5 | LV_4441-4_0_4_line_5 |  | 3 | 6 | 0.041934 | 0.125 | 0.08 | 261 | 0 | 0.364 | 1 | 1 | cs | TRUE
6 | LV_4441-4_0_4_line_6 |  | 4 | 7 | 0.039347 | 0.125 | 0.08 | 261 | 0 | 0.364 | 1 | 1 | cs | TRUE
7 | LV_4441-4_0_4_line_7 |  | 6 | 8 | 0.018619 | 0.125 | 0.08 | 261 | 0 | 0.364 | 1 | 1 | cs | TRUE
8 | LV_4441-4_0_4_line_8 |  | 7 | 9 | 0.018666 | 0.125 | 0.08 | 261 | 0 | 0.364 | 1 | 1 | cs | TRUE
9 | LV_4441-4_0_4_line_9 |  | 9 | 12 | 0.025515 | 0.125 | 0.08 | 261 | 0 | 0.364 | 1 | 1 | cs | TRUE
10 | LV_4441-4_0_4_line_10 |  | 10 | 11 | 0.0006165 | 0.125 | 0.08 | 261 | 0 | 0.364 | 1 | 1 | cs | TRUE
11 | LV_4441-4_0_4_line_11 |  | 11 | 13 | 0.005112 | 0.125 | 0.08 | 261 | 0 | 0.364 | 1 | 1 | cs | TRUE
12 | LV_4441-4_0_4_line_12 |  | 12 | 13 | 0.013915 | 0.125 | 0.08 | 261 | 0 | 0.364 | 1 | 1 | cs | TRUE
13 | LV_4441-4_0_4_line_13 |  | 13 | 149 | 0.028815 | 0.125 | 0.08 | 261 | 0 | 0.364 | 1 | 1 | cs | TRUE
14 | LV_4441-4_0_4_line_14 |  | 13 | 150 | 0.019159 | 0.125 | 0.08 | 261 | 0 | 0.364 | 1 | 1 | cs | TRUE
15 | LV_4441-4_0_4_line_15 |  | 14 | 15 | 0.031808 | 0.125 | 0.08 | 261 | 0 | 0.364 | 1 | 1 | cs | TRUE
16 | LV_4441-4_0_4_line_16 |  | 15 | 16 | 0.015582 | 0.125 | 0.08 | 261 | 0 | 0.364 | 1 | 1 | cs | TRUE
17 | LV_4441-4_0_4_line_17 |  | 16 | 17 | 0.028349 | 0.125 | 0.08 | 261 | 0 | 0.364 | 1 | 1 | cs | TRUE
18 | LV_4441-4_0_4_line_18 |  | 16 | 18 | 0.014265 | 0.125 | 0.08 | 261 | 0 | 0.364 | 1 | 1 | cs | TRUE
19 | LV_4441-4_0_4_line_19 |  | 17 | 20 | 0.021134 | 0.125 | 0.08 | 261 | 0 | 0.364 | 1 | 1 | cs | TRUE
20 | LV_4441-4_0_4_line_20 |  | 17 | 21 | 0.006166 | 0.125 | 0.08 | 261 | 0 | 0.364 | 1 | 1 | cs | TRUE
21 | LV_4441-4_0_4_line_21 |  | 18 | 19 | 0.019834 | 0.125 | 0.08 | 261 | 0 | 0.364 | 1 | 1 | cs | TRUE
22 | LV_4441-4_0_4_line_22 |  | 21 | 43 | 0.014401 | 0.125 | 0.08 | 261 | 0 | 0.364 | 1 | 1 | cs | TRUE
23 | LV_4441-4_0_4_line_23 |  | 21 | 28 | 0.004404 | 0.125 | 0.08 | 261 | 0 | 0.364 | 1 | 1 | cs | TRUE
24 | LV_4441-4_0_4_line_24 |  | 22 | 23 | 0.010234 | 0.125 | 0.08 | 261 | 0 | 0.364 | 1 | 1 | cs | TRUE
25 | LV_4441-4_0_4_line_25 |  | 22 | 24 | 0.017738 | 0.125 | 0.08 | 261 | 0 | 0.364 | 1 | 1 | cs | TRUE
26 | LV_4441-4_0_4_line_26 |  | 23 | 30 | 0.0013135 | 0.125 | 0.08 | 261 | 0 | 0.364 | 1 | 1 | cs | TRUE
27 | LV_4441-4_0_4_line_27 |  | 24 | 32 | 0.019126 | 0.125 | 0.08 | 261 | 0 | 0.364 | 1 | 1 | cs | TRUE
28 | LV_4441-4_0_4_line_28 |  | 25 | 26 | 0.001756 | 0.125 | 0.08 | 261 | 0 | 0.364 | 1 | 1 | cs | TRUE
29 | LV_4441-4_0_4_line_29 |  | 25 | 27 | 0.018259 | 0.125 | 0.08 | 261 | 0 | 0.364 | 1 | 1 | cs | TRUE
30 | LV_4441-4_0_4_line_30 |  | 26 | 44 | 0.0097936 | 0.125 | 0.08 | 261 | 0 | 0.364 | 1 | 1 | cs | TRUE
31 | LV_4441-4_0_4_line_31 |  | 26 | 45 | 0.023451 | 0.125 | 0.08 | 261 | 0 | 0.364 | 1 | 1 | cs | TRUE
32 | LV_4441-4_0_4_line_32 |  | 27 | 46 | 0.0055864 | 0.125 | 0.08 | 261 | 0 | 0.364 | 1 | 1 | cs | TRUE
33 | LV_4441-4_0_4_line_33 |  | 28 | 29 | 0.0099573 | 0.125 | 0.08 | 261 | 0 | 0.364 | 1 | 1 | cs | TRUE
34 | LV_4441-4_0_4_line_34 |  | 28 | 30 | 0.024721 | 0.125 | 0.08 | 261 | 0 | 0.364 | 1 | 1 | cs | TRUE
35 | LV_4441-4_0_4_line_35 |  | 31 | 32 | 0.019581 | 0.125 | 0.08 | 261 | 0 | 0.364 | 1 | 2 | cs | TRUE
36 | LV_4441-4_0_4_line_36 |  | 31 | 33 | 0.017561 | 0.125 | 0.08 | 261 | 0 | 0.364 | 1 | 2 | cs | TRUE
37 | LV_4441-4_0_4_line_37 |  | 32 | 38 | 0.010714 | 0.125 | 0.08 | 261 | 0 | 0.364 | 1 | 1 | cs | TRUE
38 | LV_4441-4_0_4_line_38 |  | 32 | 35 | 0.043479 | 0.125 | 0.08 | 261 | 0 | 0.364 | 1 | 1 | cs | TRUE
39 | LV_4441-4_0_4_line_39 |  | 33 | 47 | 0.016438 | 0.125 | 0.08 | 261 | 0 | 0.364 | 1 | 2 | cs | TRUE
40 | LV_4441-4_0_4_line_40 |  | 34 | 35 | 0.0086025 | 0.125 | 0.08 | 261 | 0 | 0.364 | 1 | 1 | cs | TRUE
41 | LV_4441-4_0_4_line_41 |  | 34 | 36 | 0.024577 | 0.125 | 0.08 | 261 | 0 | 0.364 | 1 | 1 | cs | TRUE
42 | LV_4441-4_0_4_line_42 |  | 34 | 37 | 0.012861 | 0.125 | 0.08 | 261 | 0 | 0.364 | 1 | 1 | cs | TRUE
43 | LV_4441-4_0_4_line_43 |  | 36 | 48 | 0.039631 | 0.125 | 0.08 | 261 | 0 | 0.364 | 1 | 1 | cs | TRUE
44 | LV_4441-4_0_4_line_44 |  | 37 | 42 | 0.026216 | 0.125 | 0.08 | 261 | 0 | 0.364 | 1 | 1 | cs | TRUE
45 | LV_4441-4_0_4_line_45 |  | 38 | 49 | 0.021076 | 0.125 | 0.08 | 261 | 0 | 0.364 | 1 | 1 | cs | TRUE
46 | LV_4441-4_0_4_line_46 |  | 39 | 40 | 0.027404 | 0.125 | 0.08 | 261 | 0 | 0.364 | 1 | 1 | cs | TRUE
47 | LV_4441-4_0_4_line_47 |  | 39 | 41 | 0.0149 | 0.125 | 0.08 | 261 | 0 | 0.364 | 1 | 1 | cs | TRUE
48 | LV_4441-4_0_4_line_48 |  | 40 | 42 | 0.006179 | 0.125 | 0.08 | 261 | 0 | 0.364 | 1 | 1 | cs | TRUE
49 | LV_4441-4_0_4_line_49 |  | 41 | 141 | 0.043757 | 0.125 | 0.08 | 261 | 0 | 0.364 | 1 | 1 | cs | TRUE
50 | LV_4441-4_0_4_line_50 |  | 42 | 142 | 0.05269 | 0.125 | 0.08 | 261 | 0 | 0.364 | 1 | 1 | cs | TRUE
51 | LV_4441-4_0_4_line_51 |  | 43 | 199 | 0.017528 | 0.125 | 0.08 | 261 | 0 | 0.364 | 1 | 1 | cs | TRUE
52 | LV_4441-4_0_4_line_52 |  | 45 | 57 | 0.010692 | 0.125 | 0.08 | 261 | 0 | 0.364 | 1 | 1 | cs | TRUE
53 | LV_4441-4_0_4_line_53 |  | 47 | 88 | 0.010084 | 0.125 | 0.08 | 261 | 0 | 0.364 | 1 | 2 | cs | TRUE
54 | LV_4441-4_0_4_line_54 |  | 49 | 169 | 0.015308 | 0.125 | 0.08 | 261 | 0 | 0.364 | 1 | 1 | cs | TRUE
55 | LV_4441-4_0_4_line_55 |  | 50 | 51 | 0.0086695 | 0.125 | 0.08 | 261 | 0 | 0.364 | 1 | 1 | cs | TRUE
56 | LV_4441-4_0_4_line_56 |  | 50 | 52 | 0.0035245 | 0.125 | 0.08 | 261 | 0 | 0.364 | 1 | 1 | cs | TRUE
57 | LV_4441-4_0_4_line_57 |  | 52 | 53 | 0.011107 | 0.125 | 0.08 | 261 | 0 | 0.364 | 1 | 1 | cs | TRUE
58 | LV_4441-4_0_4_line_58 |  | 53 | 54 | 0.024425 | 0.125 | 0.08 | 261 | 0 | 0.364 | 1 | 1 | cs | TRUE
59 | LV_4441-4_0_4_line_59 |  | 54 | 55 | 0.00022099 | 0.125 | 0.08 | 261 | 0 | 0.364 | 1 | 1 | cs | TRUE
60 | LV_4441-4_0_4_line_60 |  | 55 | 56 | 0.0002179 | 0.125 | 0.08 | 261 | 0 | 0.364 | 1 | 1 | cs | TRUE
61 | LV_4441-4_0_4_line_61 |  | 56 | 58 | 0.00028735 | 0.125 | 0.08 | 261 | 0 | 0.364 | 1 | 1 | cs | TRUE
62 | LV_4441-4_0_4_line_62 |  | 57 | 89 | 0.010977 | 0.125 | 0.08 | 261 | 0 | 0.364 | 1 | 1 | cs | TRUE
63 | LV_4441-4_0_4_line_63 |  | 58 | 59 | 0.011232 | 0.125 | 0.08 | 261 | 0 | 0.364 | 1 | 1 | cs | TRUE
64 | LV_4441-4_0_4_line_64 |  | 59 | 60 | 0.00043762 | 0.125 | 0.08 | 261 | 0 | 0.364 | 1 | 1 | cs | TRUE
65 | LV_4441-4_0_4_line_65 |  | 60 | 61 | 0.014551 | 0.125 | 0.08 | 261 | 0 | 0.364 | 1 | 1 | cs | TRUE
66 | LV_4441-4_0_4_line_66 |  | 61 | 62 | 0.004156 | 0.125 | 0.08 | 261 | 0 | 0.364 | 1 | 1 | cs | TRUE
67 | LV_4441-4_0_4_line_67 |  | 62 | 63 | 0.00091793 | 0.125 | 0.08 | 261 | 0 | 0.364 | 1 | 1 | cs | TRUE
68 | LV_4441-4_0_4_line_68 |  | 63 | 64 | 0.0016774 | 0.125 | 0.08 | 261 | 0 | 0.364 | 1 | 1 | cs | TRUE
69 | LV_4441-4_0_4_line_69 |  | 64 | 65 | 0.020543 | 0.125 | 0.08 | 261 | 0 | 0.364 | 1 | 1 | cs | TRUE
70 | LV_4441-4_0_4_line_70 |  | 65 | 66 | 0.00067965 | 0.125 | 0.08 | 261 | 0 | 0.364 | 1 | 1 | cs | TRUE
71 | LV_4441-4_0_4_line_71 |  | 66 | 67 | 2.7308e-05 | 0.125 | 0.08 | 261 | 0 | 0.364 | 1 | 1 | cs | TRUE
72 | LV_4441-4_0_4_line_72 |  | 67 | 68 | 0.019619 | 0.125 | 0.08 | 261 | 0 | 0.364 | 1 | 1 | cs | TRUE
73 | LV_4441-4_0_4_line_73 |  | 68 | 69 | 0.020703 | 0.125 | 0.08 | 261 | 0 | 0.364 | 1 | 1 | cs | TRUE
74 | LV_4441-4_0_4_line_74 |  | 68 | 70 | 0.013151 | 0.125 | 0.08 | 261 | 0 | 0.364 | 1 | 1 | cs | TRUE
75 | LV_4441-4_0_4_line_75 |  | 69 | 71 | 0.0014957 | 0.125 | 0.08 | 261 | 0 | 0.364 | 1 | 1 | cs | TRUE
76 | LV_4441-4_0_4_line_76 |  | 70 | 72 | 0.014271 | 0.125 | 0.08 | 261 | 0 | 0.364 | 1 | 1 | cs | TRUE
77 | LV_4441-4_0_4_line_77 |  | 70 | 73 | 0.0030768 | 0.125 | 0.08 | 261 | 0 | 0.364 | 1 | 1 | cs | TRUE
78 | LV_4441-4_0_4_line_78 |  | 71 | 76 | 0.0027981 | 0.125 | 0.08 | 261 | 0 | 0.364 | 1 | 1 | cs | TRUE
79 | LV_4441-4_0_4_line_79 |  | 72 | 74 | 0.0041407 | 0.125 | 0.08 | 261 | 0 | 0.364 | 1 | 1 | cs | TRUE
80 | LV_4441-4_0_4_line_80 |  | 74 | 75 | 0.014872 | 0.125 | 0.08 | 261 | 0 | 0.364 | 1 | 1 | cs | TRUE
81 | LV_4441-4_0_4_line_81 |  | 75 | 77 | 0.016683 | 0.125 | 0.08 | 261 | 0 | 0.364 | 1 | 1 | cs | TRUE
82 | LV_4441-4_0_4_line_82 |  | 76 | 79 | 0.0056288 | 0.125 | 0.08 | 261 | 0 | 0.364 | 1 | 1 | cs | TRUE
83 | LV_4441-4_0_4_line_83 |  | 77 | 78 | 0.0013038 | 0.125 | 0.08 | 261 | 0 | 0.364 | 1 | 1 | cs | TRUE
84 | LV_4441-4_0_4_line_84 |  | 79 | 80 | 0.013402 | 0.125 | 0.08 | 261 | 0 | 0.364 | 1 | 1 | cs | TRUE
85 | LV_4441-4_0_4_line_85 |  | 79 | 81 | 0.016941 | 0.125 | 0.08 | 261 | 0 | 0.364 | 1 | 1 | cs | TRUE
86 | LV_4441-4_0_4_line_86 |  | 80 | 82 | 0.013935 | 0.125 | 0.08 | 261 | 0 | 0.364 | 1 | 1 | cs | TRUE
87 | LV_4441-4_0_4_line_87 |  | 81 | 83 | 0.020945 | 0.125 | 0.08 | 261 | 0 | 0.364 | 1 | 1 | cs | TRUE
88 | LV_4441-4_0_4_line_88 |  | 82 | 84 | 0.013787 | 0.125 | 0.08 | 261 | 0 | 0.364 | 1 | 1 | cs | TRUE
89 | LV_4441-4_0_4_line_89 |  | 83 | 85 | 0.014776 | 0.125 | 0.08 | 261 | 0 | 0.364 | 1 | 1 | cs | TRUE
90 | LV_4441-4_0_4_line_90 |  | 85 | 86 | 0.020187 | 0.125 | 0.08 | 261 | 0 | 0.364 | 1 | 1 | cs | TRUE
91 | LV_4441-4_0_4_line_91 |  | 85 | 87 | 0.006617 | 0.125 | 0.08 | 261 | 0 | 0.364 | 1 | 1 | cs | TRUE
92 | LV_4441-4_0_4_line_92 |  | 86 | 100 | 0.028897 | 0.125 | 0.08 | 261 | 0 | 0.364 | 1 | 1 | cs | TRUE
93 | LV_4441-4_0_4_line_93 |  | 87 | 98 | 0.019749 | 0.125 | 0.08 | 261 | 0 | 0.364 | 1 | 2 | cs | TRUE
94 | LV_4441-4_0_4_line_94 |  | 87 | 97 | 0.0078742 | 0.125 | 0.08 | 261 | 0 | 0.364 | 1 | 1 | cs | TRUE
95 | LV_4441-4_0_4_line_95 |  | 88 | 136 | 0.0092923 | 0.125 | 0.08 | 261 | 0 | 0.364 | 1 | 2 | cs | TRUE
96 | LV_4441-4_0_4_line_96 |  | 89 | 90 | 0.0017108 | 0.125 | 0.08 | 261 | 0 | 0.364 | 1 | 1 | cs | TRUE
97 | LV_4441-4_0_4_line_97 |  | 90 | 91 | 0.00091655 | 0.125 | 0.08 | 261 | 0 | 0.364 | 1 | 1 | cs | TRUE
98 | LV_4441-4_0_4_line_98 |  | 91 | 92 | 0.00037725 | 0.125 | 0.08 | 261 | 0 | 0.364 | 1 | 1 | cs | TRUE
99 | LV_4441-4_0_4_line_99 |  | 92 | 93 | 0.014967 | 0.125 | 0.08 | 261 | 0 | 0.364 | 1 | 1 | cs | TRUE
100 | LV_4441-4_0_4_line_100 |  | 93 | 94 | 0.0012889 | 0.125 | 0.08 | 261 | 0 | 0.364 | 1 | 1 | cs | TRUE
101 | LV_4441-4_0_4_line_101 |  | 94 | 95 | 0.017498 | 0.125 | 0.08 | 261 | 0 | 0.364 | 1 | 1 | cs | TRUE
102 | LV_4441-4_0_4_line_102 |  | 95 | 96 | 0.010317 | 0.125 | 0.08 | 261 | 0 | 0.364 | 1 | 1 | cs | TRUE
103 | LV_4441-4_0_4_line_103 |  | 96 | 97 | 0.017656 | 0.125 | 0.08 | 261 | 0 | 0.364 | 1 | 1 | cs | TRUE
104 | LV_4441-4_0_4_line_104 |  | 98 | 99 | 0.0088415 | 0.125 | 0.08 | 261 | 0 | 0.364 | 1 | 2 | cs | TRUE
105 | LV_4441-4_0_4_line_105 |  | 99 | 101 | 0.024803 | 0.125 | 0.08 | 261 | 0 | 0.364 | 1 | 2 | cs | TRUE
106 | LV_4441-4_0_4_line_106 |  | 100 | 102 | 0.0034703 | 0.125 | 0.08 | 261 | 0 | 0.364 | 1 | 1 | cs | TRUE
107 | LV_4441-4_0_4_line_107 |  | 101 | 103 | 0.0063451 | 0.125 | 0.08 | 261 | 0 | 0.364 | 1 | 2 | cs | TRUE
108 | LV_4441-4_0_4_line_108 |  | 102 | 110 | 0.030718 | 0.125 | 0.08 | 261 | 0 | 0.364 | 1 | 1 | cs | TRUE
109 | LV_4441-4_0_4_line_109 |  | 103 | 127 | 0.01161 | 0.125 | 0.08 | 261 | 0 | 0.364 | 1 | 2 | cs | TRUE
110 | LV_4441-4_0_4_line_110 |  | 104 | 105 | 0.00063558 | 0.125 | 0.08 | 261 | 0 | 0.364 | 1 | 1 | cs | TRUE
111 | LV_4441-4_0_4_line_111 |  | 105 | 106 | 0.019765 | 0.125 | 0.08 | 261 | 0 | 0.364 | 1 | 1 | cs | TRUE
112 | LV_4441-4_0_4_line_112 |  | 106 | 107 | 1.2792e-05 | 0.125 | 0.08 | 261 | 0 | 0.364 | 1 | 1 | cs | TRUE
113 | LV_4441-4_0_4_line_113 |  | 107 | 108 | 0.018616 | 0.125 | 0.08 | 261 | 0 | 0.364 | 1 | 1 | cs | TRUE
114 | LV_4441-4_0_4_line_114 |  | 108 | 109 | 0.022059 | 0.125 | 0.08 | 261 | 0 | 0.364 | 1 | 1 | cs | TRUE
115 | LV_4441-4_0_4_line_115 |  | 109 | 110 | 0.012377 | 0.125 | 0.08 | 261 | 0 | 0.364 | 1 | 1 | cs | TRUE
116 | LV_4441-4_0_4_line_116 |  | 110 | 111 | 0.00407 | 0.125 | 0.08 | 261 | 0 | 0.364 | 1 | 1 | cs | TRUE
117 | LV_4441-4_0_4_line_117 |  | 111 | 112 | 0.00975 | 0.125 | 0.08 | 261 | 0 | 0.364 | 1 | 1 | cs | TRUE
118 | LV_4441-4_0_4_line_118 |  | 111 | 113 | 0.012086 | 0.125 | 0.08 | 261 | 0 | 0.364 | 1 | 1 | cs | TRUE
119 | LV_4441-4_0_4_line_119 |  | 112 | 114 | 0.020788 | 0.125 | 0.08 | 261 | 0 | 0.364 | 1 | 1 | cs | TRUE
120 | LV_4441-4_0_4_line_120 |  | 113 | 115 | 0.02879 | 0.125 | 0.08 | 261 | 0 | 0.364 | 1 | 1 | cs | TRUE
121 | LV_4441-4_0_4_line_121 |  | 116 | 117 | 0.03307 | 0.125 | 0.08 | 261 | 0 | 0.364 | 1 | 1 | cs | TRUE
122 | LV_4441-4_0_4_line_122 |  | 116 | 118 | 0.05374 | 0.125 | 0.08 | 261 | 0 | 0.364 | 1 | 1 | cs | TRUE
123 | LV_4441-4_0_4_line_123 |  | 117 | 119 | 0.013711 | 0.125 | 0.08 | 261 | 0 | 0.364 | 1 | 1 | cs | TRUE
124 | LV_4441-4_0_4_line_124 |  | 118 | 120 | 0.051013 | 0.125 | 0.08 | 261 | 0 | 0.364 | 1 | 1 | cs | TRUE
125 | LV_4441-4_0_4_line_125 |  | 118 | 121 | 0.043701 | 0.125 | 0.08 | 261 | 0 | 0.364 | 1 | 1 | cs | TRUE
126 | LV_4441-4_0_4_line_126 |  | 119 | 122 | 0.006407 | 0.125 | 0.08 | 261 | 0 | 0.364 | 1 | 1 | cs | TRUE
127 | LV_4441-4_0_4_line_127 |  | 120 | 123 | 0.067572 | 0.125 | 0.08 | 261 | 0 | 0.364 | 1 | 1 | cs | TRUE
128 | LV_4441-4_0_4_line_128 |  | 121 | 124 | 0.0083279 | 0.125 | 0.08 | 261 | 0 | 0.364 | 1 | 1 | cs | TRUE
129 | LV_4441-4_0_4_line_129 |  | 122 | 125 | 0.0188 | 0.125 | 0.08 | 261 | 0 | 0.364 | 1 | 1 | cs | TRUE
130 | LV_4441-4_0_4_line_130 |  | 123 | 126 | 0.00042793 | 0.125 | 0.08 | 261 | 0 | 0.364 | 1 | 1 | cs | TRUE
131 | LV_4441-4_0_4_line_131 |  | 125 | 129 | 0.0012942 | 0.125 | 0.08 | 261 | 0 | 0.364 | 1 | 1 | cs | TRUE
132 | LV_4441-4_0_4_line_132 |  | 126 | 145 | 0.016994 | 0.125 | 0.08 | 261 | 0 | 0.364 | 1 | 1 | cs | TRUE
133 | LV_4441-4_0_4_line_133 |  | 127 | 128 | 0.007881 | 0.125 | 0.08 | 261 | 0 | 0.364 | 1 | 2 | cs | TRUE
134 | LV_4441-4_0_4_line_134 |  | 127 | 129 | 0.026147 | 0.125 | 0.08 | 261 | 0 | 0.364 | 1 | 1 | cs | TRUE
135 | LV_4441-4_0_4_line_135 |  | 128 | 130 | 0.010575 | 0.125 | 0.08 | 261 | 0 | 0.364 | 1 | 1 | cs | TRUE
136 | LV_4441-4_0_4_line_136 |  | 128 | 131 | 0.033696 | 0.125 | 0.08 | 261 | 0 | 0.364 | 1 | 2 | cs | TRUE
137 | LV_4441-4_0_4_line_137 |  | 130 | 132 | 0.021188 | 0.125 | 0.08 | 261 | 0 | 0.364 | 1 | 1 | cs | TRUE
138 | LV_4441-4_0_4_line_138 |  | 131 | 133 | 0.0048152 | 0.125 | 0.08 | 261 | 0 | 0.364 | 1 | 2 | cs | TRUE
139 | LV_4441-4_0_4_line_139 |  | 133 | 134 | 0.017135 | 0.125 | 0.08 | 261 | 0 | 0.364 | 1 | 2 | cs | TRUE
140 | LV_4441-4_0_4_line_140 |  | 134 | 135 | 0.016259 | 0.125 | 0.08 | 261 | 0 | 0.364 | 1 | 2 | cs | TRUE
141 | LV_4441-4_0_4_line_141 |  | 135 | 136 | 0.012064 | 0.125 | 0.08 | 261 | 0 | 0.364 | 1 | 2 | cs | TRUE
142 | LV_4441-4_0_4_line_142 |  | 135 | 137 | 0.030658 | 0.125 | 0.08 | 261 | 0 | 0.364 | 1 | 1 | cs | TRUE
143 | LV_4441-4_0_4_line_143 |  | 137 | 138 | 0.00546 | 0.125 | 0.08 | 261 | 0 | 0.364 | 1 | 1 | cs | TRUE
144 | LV_4441-4_0_4_line_144 |  | 138 | 139 | 0.011455 | 0.125 | 0.08 | 261 | 0 | 0.364 | 1 | 1 | cs | TRUE
145 | LV_4441-4_0_4_line_145 |  | 139 | 140 | 0.0070694 | 0.125 | 0.08 | 261 | 0 | 0.364 | 1 | 1 | cs | TRUE
146 | LV_4441-4_0_4_line_146 |  | 142 | 168 | 0.031917 | 0.125 | 0.08 | 261 | 0 | 0.364 | 1 | 1 | cs | TRUE
147 | LV_4441-4_0_4_line_147 |  | 143 | 144 | 0.0013307 | 0.125 | 0.08 | 261 | 0 | 0.364 | 1 | 1 | cs | TRUE
148 | LV_4441-4_0_4_line_148 |  | 144 | 157 | 0.023689 | 0.125 | 0.08 | 261 | 0 | 0.364 | 1 | 1 | cs | TRUE
149 | LV_4441-4_0_4_line_149 |  | 145 | 147 | 0.00027008 | 0.125 | 0.08 | 261 | 0 | 0.364 | 1 | 1 | cs | TRUE
150 | LV_4441-4_0_4_line_150 |  | 146 | 147 | 0.011585 | 0.125 | 0.08 | 261 | 0 | 0.364 | 1 | 1 | cs | TRUE
151 | LV_4441-4_0_4_line_151 |  | 146 | 148 | 0.01731 | 0.125 | 0.08 | 261 | 0 | 0.364 | 1 | 1 | cs | TRUE
152 | LV_4441-4_0_4_line_152 |  | 149 | 151 | 0.0038317 | 0.125 | 0.08 | 261 | 0 | 0.364 | 1 | 1 | cs | TRUE
153 | LV_4441-4_0_4_line_153 |  | 150 | 152 | 0.01764 | 0.125 | 0.08 | 261 | 0 | 0.364 | 1 | 1 | cs | TRUE
154 | LV_4441-4_0_4_line_154 |  | 151 | 153 | 0.0065806 | 0.125 | 0.08 | 261 | 0 | 0.364 | 1 | 1 | cs | TRUE
155 | LV_4441-4_0_4_line_155 |  | 152 | 154 | 0.016164 | 0.125 | 0.08 | 261 | 0 | 0.364 | 1 | 1 | cs | TRUE
156 | LV_4441-4_0_4_line_156 |  | 152 | 155 | 0.005187 | 0.125 | 0.08 | 261 | 0 | 0.364 | 1 | 1 | cs | TRUE
157 | LV_4441-4_0_4_line_157 |  | 152 | 156 | 0.031388 | 0.125 | 0.08 | 261 | 0 | 0.364 | 1 | 1 | cs | TRUE
158 | LV_4441-4_0_4_line_158 |  | 154 | 166 | 0.037679 | 0.125 | 0.08 | 261 | 0 | 0.364 | 1 | 1 | cs | TRUE
159 | LV_4441-4_0_4_line_159 |  | 155 | 157 | 0.039654 | 0.125 | 0.08 | 261 | 0 | 0.364 | 1 | 1 | cs | TRUE
160 | LV_4441-4_0_4_line_160 |  | 156 | 164 | 0.012518 | 0.125 | 0.08 | 261 | 0 | 0.364 | 1 | 1 | cs | TRUE
161 | LV_4441-4_0_4_line_161 |  | 156 | 163 | 0.048081 | 0.125 | 0.08 | 261 | 0 | 0.364 | 1 | 1 | cs | TRUE
162 | LV_4441-4_0_4_line_162 |  | 158 | 159 | 0.0033684 | 0.125 | 0.08 | 261 | 0 | 0.364 | 1 | 1 | cs | TRUE
163 | LV_4441-4_0_4_line_163 |  | 158 | 160 | 0.0074202 | 0.125 | 0.08 | 261 | 0 | 0.364 | 1 | 1 | cs | TRUE
164 | LV_4441-4_0_4_line_164 |  | 159 | 161 | 0.021848 | 0.125 | 0.08 | 261 | 0 | 0.364 | 1 | 1 | cs | TRUE
165 | LV_4441-4_0_4_line_165 |  | 161 | 162 | 0.0034266 | 0.125 | 0.08 | 261 | 0 | 0.364 | 1 | 1 | cs | TRUE
166 | LV_4441-4_0_4_line_166 |  | 162 | 163 | 0.029763 | 0.125 | 0.08 | 261 | 0 | 0.364 | 1 | 1 | cs | TRUE
167 | LV_4441-4_0_4_line_167 |  | 164 | 165 | 0.023486 | 0.125 | 0.08 | 261 | 0 | 0.364 | 1 | 1 | cs | TRUE
168 | LV_4441-4_0_4_line_168 |  | 166 | 167 | 0.0026103 | 0.125 | 0.08 | 261 | 0 | 0.364 | 1 | 1 | cs | TRUE
169 | LV_4441-4_0_4_line_169 |  | 167 | 168 | 0.035255 | 0.125 | 0.08 | 261 | 0 | 0.364 | 1 | 1 | cs | TRUE
170 | LV_4441-4_0_4_line_170 |  | 169 | 170 | 0.011777 | 0.125 | 0.08 | 261 | 0 | 0.364 | 1 | 1 | cs | TRUE
171 | LV_4441-4_0_4_line_171 |  | 169 | 171 | 0.017234 | 0.125 | 0.08 | 261 | 0 | 0.364 | 1 | 1 | cs | TRUE
172 | LV_4441-4_0_4_line_172 |  | 170 | 172 | 0.0080646 | 0.125 | 0.08 | 261 | 0 | 0.364 | 1 | 1 | cs | TRUE
173 | LV_4441-4_0_4_line_173 |  | 171 | 173 | 0.024579 | 0.125 | 0.08 | 261 | 0 | 0.364 | 1 | 1 | cs | TRUE
174 | LV_4441-4_0_4_line_174 |  | 172 | 174 | 0.011993 | 0.125 | 0.08 | 261 | 0 | 0.364 | 1 | 1 | cs | TRUE
175 | LV_4441-4_0_4_line_175 |  | 173 | 175 | 0.0043833 | 0.125 | 0.08 | 261 | 0 | 0.364 | 1 | 1 | cs | TRUE
176 | LV_4441-4_0_4_line_176 |  | 174 | 176 | 0.017527 | 0.125 | 0.08 | 261 | 0 | 0.364 | 1 | 1 | cs | TRUE
177 | LV_4441-4_0_4_line_177 |  | 176 | 177 | 0.0014588 | 0.125 | 0.08 | 261 | 0 | 0.364 | 1 | 1 | cs | TRUE
178 | LV_4441-4_0_4_line_178 |  | 176 | 178 | 0.017048 | 0.125 | 0.08 | 261 | 0 | 0.364 | 1 | 1 | cs | TRUE
179 | LV_4441-4_0_4_line_179 |  | 177 | 179 | 0.020285 | 0.125 | 0.08 | 261 | 0 | 0.364 | 1 | 1 | cs | TRUE
180 | LV_4441-4_0_4_line_180 |  | 178 | 180 | 0.00018015 | 0.125 | 0.08 | 261 | 0 | 0.364 | 1 | 1 | cs | TRUE
181 | LV_4441-4_0_4_line_181 |  | 179 | 181 | 0.05495 | 0.125 | 0.08 | 261 | 0 | 0.364 | 1 | 1 | cs | TRUE
182 | LV_4441-4_0_4_line_182 |  | 180 | 182 | 0.012472 | 0.125 | 0.08 | 261 | 0 | 0.364 | 1 | 1 | cs | TRUE
183 | LV_4441-4_0_4_line_183 |  | 182 | 183 | 0.028533 | 0.125 | 0.08 | 261 | 0 | 0.364 | 1 | 1 | cs | TRUE
184 | LV_4441-4_0_4_line_184 |  | 184 | 185 | 0.0010758 | 0.125 | 0.08 | 261 | 0 | 0.364 | 1 | 1 | cs | TRUE
185 | LV_4441-4_0_4_line_185 |  | 184 | 186 | 0.028287 | 0.125 | 0.08 | 261 | 0 | 0.364 | 1 | 1 | cs | TRUE
186 | LV_4441-4_0_4_line_186 |  | 185 | 187 | 0.0019629 | 0.125 | 0.08 | 261 | 0 | 0.364 | 1 | 1 | cs | TRUE
187 | LV_4441-4_0_4_line_187 |  | 186 | 188 | 0.011647 | 0.125 | 0.08 | 261 | 0 | 0.364 | 1 | 1 | cs | TRUE
188 | LV_4441-4_0_4_line_188 |  | 188 | 189 | 0.002729 | 0.125 | 0.08 | 261 | 0 | 0.364 | 1 | 1 | cs | TRUE
189 | LV_4441-4_0_4_line_189 |  | 188 | 190 | 0.017721 | 0.125 | 0.08 | 261 | 0 | 0.364 | 1 | 1 | cs | TRUE
190 | LV_4441-4_0_4_line_190 |  | 189 | 191 | 0.018749 | 0.125 | 0.08 | 261 | 0 | 0.364 | 1 | 1 | cs | TRUE
191 | LV_4441-4_0_4_line_191 |  | 189 | 192 | 0.028503 | 0.125 | 0.08 | 261 | 0 | 0.364 | 1 | 1 | cs | TRUE
192 | LV_4441-4_0_4_line_192 |  | 190 | 193 | 0.039351 | 0.125 | 0.08 | 261 | 0 | 0.364 | 1 | 1 | cs | TRUE
193 | LV_4441-4_0_4_line_193 |  | 191 | 194 | 0.017068 | 0.125 | 0.08 | 261 | 0 | 0.364 | 1 | 1 | cs | TRUE
194 | LV_4441-4_0_4_line_194 |  | 192 | 195 | 0.01146 | 0.125 | 0.08 | 261 | 0 | 0.364 | 1 | 1 | cs | TRUE
195 | LV_4441-4_0_4_line_195 |  | 193 | 196 | 0.026609 | 0.125 | 0.08 | 261 | 0 | 0.364 | 1 | 1 | cs | TRUE
196 | LV_4441-4_0_4_line_196 |  | 195 | 198 | 0.019894 | 0.125 | 0.08 | 261 | 0 | 0.364 | 1 | 1 | cs | TRUE
197 | LV_4441-4_0_4_line_197 |  | 196 | 197 | 0.0046472 | 0.125 | 0.08 | 261 | 0 | 0.364 | 1 | 1 | cs | TRUE
198 | LV_4441-4_0_4_line_198 |  | 198 | 199 | 0.015387 | 0.125 | 0.08 | 261 | 0 | 0.364 | 1 | 1 | cs | TRUE

## trafo
| name | std_type | hv_bus | lv_bus | sn_mva | vn_hv_kv | vn_lv_kv | vk_percent | vkr_percent | pfe_kw | i0_percent | shift_degree | tap_side | tap_neutral | tap_min | tap_max | tap_step_percent | tap_step_degree | tap_pos | tap_phase_shifter | parallel | df | in_service
0 | LV_4441-4_0_4_trafo_114 | 0.63 MVA 20/0.4 kV | 200 | 88 | 0.63 | 20 | 0.4 | 6 | 1.206 | 1.65 | 0.2619 | 150 | hv | 0 | -2 | 2 | 2.5 | 0 | 0 | FALSE | 1 | 1 | TRUE

## line_geodata
| x0 | y0 | x1 | y1 | x2 | y2 | x3 | y3 | x4 | y4 | x5 | y5 | x6 | y6 | x7 | y7
0 | 2745448.1129 | 1268450.0032 | 2745451.971 | 1268390.1745
1 | 2745455.4452 | 1268357.4799 | 2745452.9142 | 1268375.5468 | 2745451.971 | 1268390.1745
2 | 2745448.1129 | 1268450.0032 | 2745436.121 | 1268450.4863 | 2745425.2539 | 1268449.0174 | 2745425.2539 | 1268449.0174
3 | 2745448.1129 | 1268450.0032 | 2745445.1593 | 1268502.623
4 | 2745455.4452 | 1268357.4799 | 2745439.3828 | 1268351.1004 | 2745424.3351 | 1268343.567 | 2745406.3869 | 1268334.2604
5 | 2745388.0501 | 1268429.9116 | 2745399.3403 | 1268435.088 | 2745415.0339 | 1268444.8172 | 2745425.2539 | 1268449.0174
6 | 2745445.1593 | 1268502.623 | 2745442.9541 | 1268541.9081
7 | 2745388.0501 | 1268429.9116 | 2745371.1251 | 1268422.1517
8 | 2745442.9541 | 1268541.9081 | 2745441.908 | 1268560.5452
9 | 2745441.908 | 1268560.5452 | 2745440.478 | 1268586.0201
10 | 2745444.8412 | 1268599.7236 | 2745444.8079 | 1268600.3392
11 | 2745444.8079 | 1268600.3392 | 2745439.6982 | 1268599.913
12 | 2745439.6982 | 1268599.913 | 2745440.478 | 1268586.0201
13 | 2745439.6982 | 1268599.913 | 2745425.9096 | 1268598.7613 | 2745411.2064 | 1268595.9059
14 | 2745439.6982 | 1268599.913 | 2745438.6232 | 1268619.0419
15 | 2745418.5576 | 1269017.0114 | 2745424.3412 | 1268991.8836 | 2745425.096 | 1268985.9079
16 | 2745433.8161 | 1268974.0323 | 2745430.4684 | 1268975.7516 | 2745427.6574 | 1268978.6075 | 2745425.3888 | 1268983.59 | 2745425.096 | 1268985.9079
17 | 2745410.2953 | 1268970.65 | 2745418.0896 | 1268969.9745 | 2745422.3799 | 1268969.7242 | 2745426.1717 | 1268969.5396 | 2745433.7914 | 1268969.2268 | 2745433.8161 | 1268974.0323
18 | 2745433.8161 | 1268974.0323 | 2745433.7914 | 1268969.2268 | 2745433.7634 | 1268963.031 | 2745436.7025 | 1268964.4493
19 | 2745410.2953 | 1268970.65 | 2745409.6072 | 1268976.272 | 2745412.8312 | 1268978.6538 | 2745414.3447 | 1268981.7052 | 2745414.6123 | 1268984.9039 | 2745413.811 | 1268989.6827
20 | 2745404.1374 | 1268971.2212 | 2745405.9641 | 1268971.0327 | 2745410.2953 | 1268970.65
21 | 2745436.7025 | 1268964.4493 | 2745436.8049 | 1268944.6158
22 | 2745404.1374 | 1268971.2212 | 2745389.81 | 1268972.6787
23 | 2745404.1374 | 1268971.2212 | 2745404.291 | 1268966.8206
24 | 2745419.9022 | 1268940.4116 | 2745409.9861 | 1268942.9442
25 | 2745419.9022 | 1268940.4116 | 2745421.1918 | 1268922.7207
26 | 2745409.9861 | 1268942.9442 | 2745408.9005 | 1268943.2215 | 2745408.8861 | 1268943.414
27 | 2745422.4721 | 1268903.638 | 2745422.1084 | 1268910.1467 | 2745421.1918 | 1268922.7207
28 | 2745473.1338 | 1268967.3045 | 2745474.8788 | 1268967.0695
29 | 2745473.1338 | 1268967.3045 | 2745476.3649 | 1268981.0089 | 2745476.6077 | 1268985.1809
30 | 2745474.8788 | 1268967.0695 | 2745475.0162 | 1268957.2769
31 | 2745474.8788 | 1268967.0695 | 2745486.725 | 1268965.7376 | 2745498.254 | 1268965.5455
32 | 2745476.6077 | 1268985.1809 | 2745476.9323 | 1268990.7578
33 | 2745404.291 | 1268966.8206 | 2745394.3634 | 1268967.5903
34 | 2745404.291 | 1268966.8206 | 2745404.5287 | 1268959.9195 | 2745407.9462 | 1268955.9774 | 2745408.8861 | 1268943.414
35 | 2745422.4721 | 1268903.638 | 2745427.4634 | 1268904.8843 | 2745431.3759 | 1268905.915 | 2745441.7531 | 1268906.4487
36 | 2745441.7531 | 1268906.4487 | 2745459.297 | 1268907.2144
37 | 2745422.4721 | 1268903.638 | 2745411.7899 | 1268902.8106
38 | 2745422.4721 | 1268903.638 | 2745423.4968 | 1268884.9667 | 2745424.8218 | 1268860.223
39 | 2745475.7048 | 1268908.1974 | 2745463.4067 | 1268907.3938 | 2745459.297 | 1268907.2144
40 | 2745425.2818 | 1268851.6328 | 2745424.8218 | 1268860.223
41 | 2745425.2818 | 1268851.6328 | 2745412.5342 | 1268850.1175 | 2745405.3026 | 1268848.727 | 2745402.9068 | 1268847.5669 | 2745401.7235 | 1268846.3267
42 | 2745425.2818 | 1268851.6328 | 2745426.1461 | 1268838.8008
43 | 2745394.87 | 1268808.8637 | 2745395.2503 | 1268834.3875 | 2745396.9114 | 1268836.6418 | 2745399.4804 | 1268839.0296 | 2745400.542 | 1268841.169 | 2745400.8716 | 1268843.991 | 2745401.2333 | 1268845.8129 | 2745401.7235 | 1268846.3267
44 | 2745426.7025 | 1268812.6064 | 2745426.1684 | 1268821.7579 | 2745426.3146 | 1268836.2983 | 2745426.1461 | 1268838.8008
45 | 2745411.7899 | 1268902.8106 | 2745400.3631 | 1268901.9255 | 2745390.8443 | 1268900.5693
46 | 2745432.8908 | 1268812.9479 | 2745432.0772 | 1268827.9429 | 2745437.8048 | 1268828.3398 | 2745444.4343 | 1268828.8035
47 | 2745444.4343 | 1268828.8035 | 2745445.6022 | 1268813.9494
48 | 2745432.8908 | 1268812.9479 | 2745426.7025 | 1268812.6064
49 | 2745445.6022 | 1268813.9494 | 2745448.1298 | 1268781.8029 | 2745458.5776 | 1268776.9714
50 | 2745426.7025 | 1268812.6064 | 2745427.184 | 1268805.2886 | 2745429.0721 | 1268788.5517 | 2745429.5187 | 1268781.1219 | 2745430.7507 | 1268760.0881
51 | 2745372.3717 | 1268974.4525 | 2745389.81 | 1268972.6787
52 | 2745508.909 | 1268966.3652 | 2745499.3793 | 1268965.5267 | 2745498.254 | 1268965.5455
53 | 2745475.7048 | 1268908.1974 | 2745476.6443 | 1268908.265 | 2745485.7666 | 1268908.8646
54 | 2745375.7994 | 1268897.7725 | 2745381.4551 | 1268898.9461 | 2745386.6777 | 1268899.9757 | 2745390.8443 | 1268900.5693
55 | 2745468.6031 | 1269030.0376 | 2745465.49 | 1269033.9721 | 2745463.5565 | 1269037.0708
56 | 2745470.79 | 1269027.2737 | 2745468.6031 | 1269030.0376
57 | 2745470.79 | 1269027.2737 | 2745481.2909 | 1269030.8922
58 | 2745481.2909 | 1269030.8922 | 2745492.1345 | 1269034.6288 | 2745504.5102 | 1269038.4603
59 | 2745504.7213 | 1269038.5257 | 2745504.5102 | 1269038.4603
60 | 2745504.9295 | 1269038.5901 | 2745504.7213 | 1269038.5257
61 | 2745505.204 | 1269038.6751 | 2745504.9295 | 1269038.5901
62 | 2745508.909 | 1268966.3652 | 2745519.8438 | 1268967.3273
63 | 2745515.9337 | 1269041.997 | 2745505.204 | 1269038.6751
64 | 2745516.3518 | 1269042.1264 | 2745515.9337 | 1269041.997
65 | 2745516.3518 | 1269042.1264 | 2745518.9892 | 1269042.9429 | 2745530.3011 | 1269046.2682
66 | 2745534.2883 | 1269047.4403 | 2745530.3011 | 1269046.2682
67 | 2745535.169 | 1269047.6991 | 2745534.2883 | 1269047.4403
68 | 2745535.169 | 1269047.6991 | 2745535.4267 | 1269047.7749 | 2745536.7836 | 1269048.1538
69 | 2745556.5693 | 1269053.6792 | 2745536.7836 | 1269048.1538
70 | 2745557.2239 | 1269053.8621 | 2745556.5693 | 1269053.6792
71 | 2745557.2502 | 1269053.8694 | 2745557.2239 | 1269053.8621
72 | 2745575.9536 | 1269059.7742 | 2745563.9089 | 1269055.7289 | 2745557.2502 | 1269053.8694
73 | 2745575.9536 | 1269059.7742 | 2745580.2948 | 1269046.4678 | 2745582.348 | 1269040.0835
74 | 2745571.8808 | 1269072.2753 | 2745574.1464 | 1269064.6679 | 2745575.9536 | 1269059.7742
75 | 2745582.806 | 1269038.6596 | 2745582.348 | 1269040.0835
76 | 2745571.8808 | 1269072.2753 | 2745585.3973 | 1269076.8534
77 | 2745571.8808 | 1269072.2753 | 2745570.9274 | 1269075.2006
78 | 2745582.806 | 1269038.6596 | 2745583.6627 | 1269035.9958
79 | 2745589.3192 | 1269078.1818 | 2745585.3973 | 1269076.8534
80 | 2745589.3192 | 1269078.1818 | 2745591.6078 | 1269078.9569 | 2745600.0706 | 1269079.5661 | 2745604.0365 | 1269079.7604
81 | 2745604.0365 | 1269079.7604 | 2745620.6991 | 1269080.5766
82 | 2745587.344 | 1269031.7378 | 2745583.6627 | 1269035.9958 | 2745583.6627 | 1269035.9958
83 | 2745620.6991 | 1269080.5766 | 2745622.0013 | 1269080.6403
84 | 2745587.344 | 1269031.7378 | 2745591.7642 | 1269034.4606 | 2745599.8517 | 1269035.8756
85 | 2745587.344 | 1269031.7378 | 2745588.3593 | 1269030.5616 | 2745594.021 | 1269025.3848 | 2745596.1837 | 1269017.9786
86 | 2745599.8517 | 1269035.8756 | 2745613.5778 | 1269038.2772
87 | 2745596.1837 | 1269017.9786 | 2745596.8006 | 1269015.866 | 2745599.3555 | 1269005.3851 | 2745598.6075 | 1268997.4645
88 | 2745627.1581 | 1269040.6532 | 2745613.5778 | 1269038.2772
89 | 2745597.2183 | 1268982.7541 | 2745598.6075 | 1268997.4645
90 | 2745597.2183 | 1268982.7541 | 2745616.7277 | 1268987.941
91 | 2745597.2183 | 1268982.7541 | 2745590.9066 | 1268980.7077
92 | 2745643.9928 | 1268997.372 | 2745639.8614 | 1268995.3622 | 2745621.5662 | 1268989.2273 | 2745616.7277 | 1268987.941
93 | 2745590.9066 | 1268980.7077 | 2745590.3466 | 1268969.5271 | 2745589.7965 | 1268960.9901
94 | 2745590.9066 | 1268980.7077 | 2745583.3617 | 1268978.4544
95 | 2745495.0529 | 1268909.0719 | 2745488.5589 | 1268909.0481 | 2745485.7666 | 1268908.8646
96 | 2745521.548 | 1268967.4772 | 2745519.8438 | 1268967.3273
97 | 2745521.548 | 1268967.4772 | 2745522.461 | 1268967.5576
98 | 2745522.461 | 1268967.5576 | 2745522.8368 | 1268967.5906
99 | 2745522.8368 | 1268967.5906 | 2745537.746 | 1268968.9024
100 | 2745539.03 | 1268969.0153 | 2745537.746 | 1268968.9024
101 | 2745539.03 | 1268969.0153 | 2745545.5688 | 1268969.5906 | 2745556.3716 | 1268971.2774
102 | 2745566.4444 | 1268973.402 | 2745562.5721 | 1268972.2455 | 2745556.3716 | 1268971.2774
103 | 2745566.4444 | 1268973.402 | 2745583.3617 | 1268978.4544
104 | 2745589.228 | 1268952.1669 | 2745589.7965 | 1268960.9901
105 | 2745589.228 | 1268952.1669 | 2745589.1651 | 1268951.1907 | 2745587.8884 | 1268927.4004
106 | 2745643.9928 | 1268997.372 | 2745647.1135 | 1268998.8901
107 | 2745587.5484 | 1268921.0644 | 2745587.8884 | 1268927.4004
108 | 2745674.1093 | 1269013.458 | 2745662.6523 | 1269007.8699 | 2745652.6505 | 1269001.5837 | 2745647.1135 | 1268998.8901
109 | 2745586.9263 | 1268909.4714 | 2745587.5484 | 1268921.0644
110 | 2745680.5894 | 1269085.854 | 2745680.4154 | 1269085.2427
111 | 2745680.4154 | 1269085.2427 | 2745675.0062 | 1269066.2322
112 | 2745675.0062 | 1269066.2322 | 2745675.0027 | 1269066.2199
113 | 2745672.4945 | 1269047.812 | 2745672.5004 | 1269049.3655 | 2745674.3403 | 1269063.8921 | 2745675.0027 | 1269066.2199
114 | 2745672.4945 | 1269047.812 | 2745672.4481 | 1269035.6171 | 2745672.8116 | 1269025.7593
115 | 2745674.1093 | 1269013.458 | 2745672.9037 | 1269023.2603 | 2745672.8116 | 1269025.7593
116 | 2745675.0578 | 1269009.4996 | 2745674.1093 | 1269013.458
117 | 2745675.0578 | 1269009.4996 | 2745678.8555 | 1269010.294 | 2745684.6309 | 1269011.4932
118 | 2745675.0578 | 1269009.4996 | 2745677.1299 | 1268997.5923
119 | 2745684.6309 | 1269011.4932 | 2745691.9187 | 1269030.9617
120 | 2745677.1299 | 1268997.5923 | 2745682.0656 | 1268969.2284
121 | 2745686.3499 | 1268910.4229 | 2745653.2819 | 1268910.1065
122 | 2745686.3499 | 1268910.4229 | 2745684.7919 | 1268856.7084
123 | 2745653.2819 | 1268910.1065 | 2745639.5719 | 1268909.9753
124 | 2745682.9027 | 1268805.7328 | 2745683.5205 | 1268821.8865 | 2745683.7598 | 1268828.0542 | 2745684.7919 | 1268856.7084
125 | 2745684.7919 | 1268856.7084 | 2745641.1104 | 1268858.0033
126 | 2745633.1653 | 1268909.9139 | 2745639.5719 | 1268909.9753
127 | 2745682.9027 | 1268805.7328 | 2745656.5186 | 1268805.7713 | 2745615.5689 | 1268810.1917
128 | 2745632.7861 | 1268858.2501 | 2745641.1104 | 1268858.0033
129 | 2745614.3665 | 1268909.734 | 2745633.1653 | 1268909.9139
130 | 2745615.1435 | 1268810.2377 | 2745615.5689 | 1268810.1917
131 | 2745614.3665 | 1268909.734 | 2745613.0723 | 1268909.7216
132 | 2745615.1435 | 1268810.2377 | 2745598.248 | 1268812.0615
133 | 2745586.9263 | 1268909.4714 | 2745579.0224 | 1268909.3988
134 | 2745586.9263 | 1268909.4714 | 2745613.0723 | 1268909.7216
135 | 2745579.0224 | 1268909.3988 | 2745578.7336 | 1268898.8279
136 | 2745579.0224 | 1268909.3988 | 2745545.3267 | 1268909.2664
137 | 2745578.7336 | 1268898.8279 | 2745578.1551 | 1268877.648
138 | 2745545.3267 | 1268909.2664 | 2745540.5115 | 1268909.2475
139 | 2745523.3762 | 1268909.1801 | 2745540.5115 | 1268909.2475
140 | 2745507.117 | 1268909.1162 | 2745523.3762 | 1268909.1801
141 | 2745507.117 | 1268909.1162 | 2745495.0529 | 1268909.0719
142 | 2745507.117 | 1268909.1162 | 2745508.863 | 1268878.5075
143 | 2745509.1739 | 1268873.0563 | 2745508.863 | 1268878.5075
144 | 2745509.1739 | 1268873.0563 | 2745509.8262 | 1268861.6199
145 | 2745510.2288 | 1268854.562 | 2745509.8262 | 1268861.6199
146 | 2745432.617 | 1268728.2257 | 2745430.7507 | 1268760.0881
147 | 2745439.3554 | 1268701.4965 | 2745439.4291 | 1268700.1679
148 | 2745440.7427 | 1268676.5152 | 2745439.4291 | 1268700.1679
149 | 2745597.9795 | 1268812.0905 | 2745597.9795 | 1268812.0905 | 2745598.248 | 1268812.0615
150 | 2745598.7449 | 1268823.6497 | 2745597.9795 | 1268812.0905
151 | 2745599.8886 | 1268840.922 | 2745598.7449 | 1268823.6497
152 | 2745411.2064 | 1268595.9059 | 2745407.4449 | 1268595.1754
153 | 2745437.6334 | 1268636.6545 | 2745438.6232 | 1268619.0419
154 | 2745400.9851 | 1268593.9209 | 2745407.4449 | 1268595.1754
155 | 2745437.6334 | 1268636.6545 | 2745436.7636 | 1268652.7953
156 | 2745442.8299 | 1268636.916 | 2745437.6334 | 1268636.6545
157 | 2745407.7111 | 1268627.4645 | 2745420.3266 | 1268632.5245 | 2745427.1777 | 1268635.0067 | 2745430.2925 | 1268635.7174 | 2745437.6334 | 1268636.6545
158 | 2745436.7636 | 1268652.7953 | 2745434.736 | 1268690.4195
159 | 2745442.8299 | 1268636.916 | 2745441.6309 | 1268660.5213 | 2745440.7427 | 1268676.5152
160 | 2745407.7111 | 1268627.4645 | 2745405.8497 | 1268639.8429
161 | 2745407.7111 | 1268627.4645 | 2745400.2996 | 1268624.5014 | 2745394.1794 | 1268621.0807 | 2745388.1253 | 1268616.5049 | 2745382.8908 | 1268611.0595 | 2745378.6095 | 1268604.5143 | 2745376.4335 | 1268599.3111 | 2745374.6165 | 1268595.1289
162 | 2745400.7956 | 1268542.9179 | 2745399.2858 | 1268545.929
163 | 2745404.1215 | 1268536.2848 | 2745400.7956 | 1268542.9179
164 | 2745399.2858 | 1268545.929 | 2745389.4929 | 1268565.4598
165 | 2745387.957 | 1268568.5229 | 2745389.4929 | 1268565.4598
166 | 2745374.6165 | 1268595.1289 | 2745387.957 | 1268568.5229
167 | 2745401.0483 | 1268662.7956 | 2745404.1452 | 1268651.1783 | 2745405.8497 | 1268639.8429
168 | 2745434.5955 | 1268693.026 | 2745434.736 | 1268690.4195
169 | 2745434.5955 | 1268693.026 | 2745433.6384 | 1268710.7861 | 2745432.617 | 1268728.2257
170 | 2745375.7994 | 1268897.7725 | 2745364.5212 | 1268894.3805
171 | 2745375.7994 | 1268897.7725 | 2745371.7483 | 1268914.5233
172 | 2745357.1029 | 1268891.2171 | 2745364.5212 | 1268894.3805 | 2745364.5212 | 1268894.3805
173 | 2745365.9707 | 1268938.4134 | 2745371.7483 | 1268914.5233
174 | 2745357.1029 | 1268891.2171 | 2745346.071 | 1268886.5127
175 | 2745365.9707 | 1268938.4134 | 2745364.9404 | 1268942.6738
176 | 2745329.9482 | 1268879.6375 | 2745346.071 | 1268886.5127
177 | 2745329.9482 | 1268879.6375 | 2745328.6057 | 1268879.0666
178 | 2745329.9482 | 1268879.6375 | 2745327.5159 | 1268875.062 | 2745327.7335 | 1268871.1189 | 2745330.3075 | 1268863.6319
179 | 2745309.9381 | 1268871.128 | 2745328.6057 | 1268879.0666
180 | 2745330.3075 | 1268863.6319 | 2745330.366 | 1268863.4615
181 | 2745309.9381 | 1268871.128 | 2745259.3707 | 1268849.6236
182 | 2745333.3453 | 1268851.4483 | 2745333.3453 | 1268851.4483 | 2745333.0456 | 1268855.6674 | 2745330.366 | 1268863.4615
183 | 2745333.3453 | 1268851.4483 | 2745330.2063 | 1268847.7452 | 2745321.1183 | 1268844.385 | 2745308.1196 | 1268839.2162
184 | 2745316.4534 | 1268918.6494 | 2745316.9303 | 1268917.685
185 | 2745316.4534 | 1268918.6494 | 2745303.9133 | 1268944.005
186 | 2745317.8005 | 1268915.9256 | 2745316.9303 | 1268917.685
187 | 2745298.7499 | 1268954.4452 | 2745303.9133 | 1268944.005
188 | 2745298.7499 | 1268954.4452 | 2745301.2366 | 1268955.5853
189 | 2745298.7499 | 1268954.4452 | 2745282.8463 | 1268946.6289
190 | 2745301.2366 | 1268955.5853 | 2745297.1718 | 1268973.8879
191 | 2745301.2366 | 1268955.5853 | 2745306.4483 | 1268957.9714 | 2745326.8759 | 1268968.0339
192 | 2745247.5306 | 1268929.2718 | 2745282.8463 | 1268946.6289
193 | 2745297.1718 | 1268973.8879 | 2745293.4712 | 1268990.5501
194 | 2745337.4778 | 1268972.2723 | 2745332.5443 | 1268970.8261 | 2745326.8759 | 1268968.0339
195 | 2745247.5306 | 1268929.2718 | 2745243.3227 | 1268940.5574 | 2745238.7309 | 1268949.9985 | 2745236.3036 | 1268953.2605
196 | 2745357.0213 | 1268975.4328 | 2745355.2121 | 1268975.5218 | 2745343.5629 | 1268974.0559 | 2745337.4778 | 1268972.2723
197 | 2745233.5294 | 1268956.9887 | 2745236.3036 | 1268953.2605
198 | 2745357.0213 | 1268975.4328 | 2745367.4309 | 1268974.9551 | 2745372.3717 | 1268974.4525

## bus_geodata
| x | y | coords
0 | 2745451.971 | 1268390.1745
1 | 2745448.1129 | 1268450.0032
2 | 2745455.4452 | 1268357.4799
3 | 2745425.2539 | 1268449.0174
4 | 2745445.1593 | 1268502.623
5 | 2745406.3869 | 1268334.2604
6 | 2745388.0501 | 1268429.9116
7 | 2745442.9541 | 1268541.9081
8 | 2745371.1251 | 1268422.1517
9 | 2745441.908 | 1268560.5452
10 | 2745444.8412 | 1268599.7236
11 | 2745444.8079 | 1268600.3392
12 | 2745440.478 | 1268586.0201
13 | 2745439.6982 | 1268599.913
14 | 2745418.5576 | 1269017.0114
15 | 2745425.096 | 1268985.9079
16 | 2745433.8161 | 1268974.0323
17 | 2745410.2953 | 1268970.65
18 | 2745436.7025 | 1268964.4493
19 | 2745436.8049 | 1268944.6158
20 | 2745413.811 | 1268989.6827
21 | 2745404.1374 | 1268971.2212
22 | 2745419.9022 | 1268940.4116
23 | 2745409.9861 | 1268942.9442
24 | 2745421.1918 | 1268922.7207
25 | 2745473.1338 | 1268967.3045
26 | 2745474.8788 | 1268967.0695
27 | 2745476.6077 | 1268985.1809
28 | 2745404.291 | 1268966.8206
29 | 2745394.3634 | 1268967.5903
30 | 2745408.8861 | 1268943.414
31 | 2745441.7531 | 1268906.4487
32 | 2745422.4721 | 1268903.638
33 | 2745459.297 | 1268907.2144
34 | 2745425.2818 | 1268851.6328
35 | 2745424.8218 | 1268860.223
36 | 2745401.7235 | 1268846.3267
37 | 2745426.1461 | 1268838.8008
38 | 2745411.7899 | 1268902.8106
39 | 2745444.4343 | 1268828.8035
40 | 2745432.8908 | 1268812.9479
41 | 2745445.6022 | 1268813.9494
42 | 2745426.7025 | 1268812.6064
43 | 2745389.81 | 1268972.6787
44 | 2745475.0162 | 1268957.2769
45 | 2745498.254 | 1268965.5455
46 | 2745476.9323 | 1268990.7578
47 | 2745475.7048 | 1268908.1974
48 | 2745394.87 | 1268808.8637
49 | 2745390.8443 | 1268900.5693
50 | 2745468.6031 | 1269030.0376
51 | 2745463.5565 | 1269037.0708
52 | 2745470.79 | 1269027.2737
53 | 2745481.2909 | 1269030.8922
54 | 2745504.5102 | 1269038.4603
55 | 2745504.7213 | 1269038.5257
56 | 2745504.9295 | 1269038.5901
57 | 2745508.909 | 1268966.3652
58 | 2745505.204 | 1269038.6751
59 | 2745515.9337 | 1269041.997
60 | 2745516.3518 | 1269042.1264
61 | 2745530.3011 | 1269046.2682
62 | 2745534.2883 | 1269047.4403
63 | 2745535.169 | 1269047.6991
64 | 2745536.7836 | 1269048.1538
65 | 2745556.5693 | 1269053.6792
66 | 2745557.2239 | 1269053.8621
67 | 2745557.2502 | 1269053.8694
68 | 2745575.9536 | 1269059.7742
69 | 2745582.348 | 1269040.0835
70 | 2745571.8808 | 1269072.2753
71 | 2745582.806 | 1269038.6596
72 | 2745585.3973 | 1269076.8534
73 | 2745570.9274 | 1269075.2006
74 | 2745589.3192 | 1269078.1818
75 | 2745604.0365 | 1269079.7604
76 | 2745583.6627 | 1269035.9958
77 | 2745620.6991 | 1269080.5766
78 | 2745622.0013 | 1269080.6403
79 | 2745587.344 | 1269031.7378
80 | 2745599.8517 | 1269035.8756
81 | 2745596.1837 | 1269017.9786
82 | 2745613.5778 | 1269038.2772
83 | 2745598.6075 | 1268997.4645
84 | 2745627.1581 | 1269040.6532
85 | 2745597.2183 | 1268982.7541
86 | 2745616.7277 | 1268987.941
87 | 2745590.9066 | 1268980.7077
88 | 2745485.7666 | 1268908.8646
89 | 2745519.8438 | 1268967.3273
90 | 2745521.548 | 1268967.4772
91 | 2745522.461 | 1268967.5576
92 | 2745522.8368 | 1268967.5906
93 | 2745537.746 | 1268968.9024
94 | 2745539.03 | 1268969.0153
95 | 2745556.3716 | 1268971.2774
96 | 2745566.4444 | 1268973.402
97 | 2745583.3617 | 1268978.4544
98 | 2745589.7965 | 1268960.9901
99 | 2745589.228 | 1268952.1669
100 | 2745643.9928 | 1268997.372
101 | 2745587.8884 | 1268927.4004
102 | 2745647.1135 | 1268998.8901
103 | 2745587.5484 | 1268921.0644
104 | 2745680.5894 | 1269085.854
105 | 2745680.4154 | 1269085.2427
106 | 2745675.0062 | 1269066.2322
107 | 2745675.0027 | 1269066.2199
108 | 2745672.4945 | 1269047.812
109 | 2745672.8116 | 1269025.7593
110 | 2745674.1093 | 1269013.458
111 | 2745675.0578 | 1269009.4996
112 | 2745684.6309 | 1269011.4932
113 | 2745677.1299 | 1268997.5923
114 | 2745691.9187 | 1269030.9617
115 | 2745682.0656 | 1268969.2284
116 | 2745686.3499 | 1268910.4229
117 | 2745653.2819 | 1268910.1065
118 | 2745684.7919 | 1268856.7084
119 | 2745639.5719 | 1268909.9753
120 | 2745682.9027 | 1268805.7328
121 | 2745641.1104 | 1268858.0033
122 | 2745633.1653 | 1268909.9139
123 | 2745615.5689 | 1268810.1917
124 | 2745632.7861 | 1268858.2501
125 | 2745614.3665 | 1268909.734
126 | 2745615.1435 | 1268810.2377
127 | 2745586.9263 | 1268909.4714
128 | 2745579.0224 | 1268909.3988
129 | 2745613.0723 | 1268909.7216
130 | 2745578.7336 | 1268898.8279
131 | 2745545.3267 | 1268909.2664
132 | 2745578.1551 | 1268877.648
133 | 2745540.5115 | 1268909.2475
134 | 2745523.3762 | 1268909.1801
135 | 2745507.117 | 1268909.1162
136 | 2745495.0529 | 1268909.0719
137 | 2745508.863 | 1268878.5075
138 | 2745509.1739 | 1268873.0563
139 | 2745509.8262 | 1268861.6199
140 | 2745510.2288 | 1268854.562
141 | 2745458.5776 | 1268776.9714
142 | 2745430.7507 | 1268760.0881
143 | 2745439.3554 | 1268701.4965
144 | 2745439.4291 | 1268700.1679
145 | 2745598.248 | 1268812.0615
146 | 2745598.7449 | 1268823.6497
147 | 2745597.9795 | 1268812.0905
148 | 2745599.8886 | 1268840.922
149 | 2745411.2064 | 1268595.9059
150 | 2745438.6232 | 1268619.0419
151 | 2745407.4449 | 1268595.1754
152 | 2745437.6334 | 1268636.6545
153 | 2745400.9851 | 1268593.9209
154 | 2745436.7636 | 1268652.7953
155 | 2745442.8299 | 1268636.916
156 | 2745407.7111 | 1268627.4645
157 | 2745440.7427 | 1268676.5152
158 | 2745400.7956 | 1268542.9179
159 | 2745399.2858 | 1268545.929
160 | 2745404.1215 | 1268536.2848
161 | 2745389.4929 | 1268565.4598
162 | 2745387.957 | 1268568.5229
163 | 2745374.6165 | 1268595.1289
164 | 2745405.8497 | 1268639.8429
165 | 2745401.0483 | 1268662.7956
166 | 2745434.736 | 1268690.4195
167 | 2745434.5955 | 1268693.026
168 | 2745432.617 | 1268728.2257
169 | 2745375.7994 | 1268897.7725
170 | 2745364.5212 | 1268894.3805
171 | 2745371.7483 | 1268914.5233
172 | 2745357.1029 | 1268891.2171
173 | 2745365.9707 | 1268938.4134
174 | 2745346.071 | 1268886.5127
175 | 2745364.9404 | 1268942.6738
176 | 2745329.9482 | 1268879.6375
177 | 2745328.6057 | 1268879.0666
178 | 2745330.3075 | 1268863.6319
179 | 2745309.9381 | 1268871.128
180 | 2745330.366 | 1268863.4615
181 | 2745259.3707 | 1268849.6236
182 | 2745333.3453 | 1268851.4483
183 | 2745308.1196 | 1268839.2162
184 | 2745316.4534 | 1268918.6494
185 | 2745316.9303 | 1268917.685
186 | 2745303.9133 | 1268944.005
187 | 2745317.8005 | 1268915.9256
188 | 2745298.7499 | 1268954.4452
189 | 2745301.2366 | 1268955.5853
190 | 2745282.8463 | 1268946.6289
191 | 2745297.1718 | 1268973.8879
192 | 2745326.8759 | 1268968.0339
193 | 2745247.5306 | 1268929.2718
194 | 2745293.4712 | 1268990.5501
195 | 2745337.4778 | 1268972.2723
196 | 2745236.3036 | 1268953.2605
197 | 2745233.5294 | 1268956.9887
198 | 2745357.0213 | 1268975.4328
199 | 2745372.3717 | 1268974.4525
200 | 2745475.7048 | 1268908.1974

## line_std_types
| c_nf_per_km | r_ohm_per_km | x_ohm_per_km | max_i_ka | type | q_mm2 | alpha | voltage_rating
NAYY 4x50 SE | 210 | 0.642 | 0.083 | 0.142 | cs | 50 | 0.00403 | LV
NAYY 4x120 SE | 264 | 0.225 | 0.08 | 0.242 | cs | 120 | 0.00403 | LV
NAYY 4x150 SE | 261 | 0.208 | 0.08 | 0.27 | cs | 150 | 0.00403 | LV
NA2XS2Y 1x95 RM/25 12/20 kV | 216 | 0.313 | 0.132 | 0.252 | cs | 95 | 0.00403 | MV
NA2XS2Y 1x185 RM/25 12/20 kV | 273 | 0.161 | 0.117 | 0.362 | cs | 185 | 0.00403 | MV
NA2XS2Y 1x240 RM/25 12/20 kV | 304 | 0.122 | 0.112 | 0.421 | cs | 240 | 0.00403 | MV
NA2XS2Y 1x95 RM/25 6/10 kV | 315 | 0.313 | 0.123 | 0.249 | cs | 95 | 0.00403 | MV
NA2XS2Y 1x185 RM/25 6/10 kV | 406 | 0.161 | 0.11 | 0.358 | cs | 185 | 0.00403 | MV
NA2XS2Y 1x240 RM/25 6/10 kV | 456 | 0.122 | 0.105 | 0.416 | cs | 240 | 0.00403 | MV
NA2XS2Y 1x150 RM/25 12/20 kV | 250 | 0.206 | 0.116 | 0.319 | cs | 150 | 0.00403 | MV
NA2XS2Y 1x120 RM/25 12/20 kV | 230 | 0.253 | 0.119 | 0.283 | cs | 120 | 0.00403 | MV
NA2XS2Y 1x70 RM/25 12/20 kV | 190 | 0.443 | 0.132 | 0.22 | cs | 70 | 0.00403 | MV
NA2XS2Y 1x150 RM/25 6/10 kV | 360 | 0.206 | 0.11 | 0.315 | cs | 150 | 0.00403 | MV
NA2XS2Y 1x120 RM/25 6/10 kV | 340 | 0.253 | 0.113 | 0.28 | cs | 120 | 0.00403 | MV
NA2XS2Y 1x70 RM/25 6/10 kV | 280 | 0.443 | 0.123 | 0.217 | cs | 70 | 0.00403 | MV
N2XS(FL)2Y 1x120 RM/35 64/110 kV | 112 | 0.153 | 0.166 | 0.366 | cs | 120 | 0.00393 | HV
N2XS(FL)2Y 1x185 RM/35 64/110 kV | 125 | 0.099 | 0.156 | 0.457 | cs | 185 | 0.00393 | HV
N2XS(FL)2Y 1x240 RM/35 64/110 kV | 135 | 0.075 | 0.149 | 0.526 | cs | 240 | 0.00393 | HV
N2XS(FL)2Y 1x300 RM/35 64/110 kV | 144 | 0.06 | 0.144 | 0.588 | cs | 300 | 0.00393 | HV
15-AL1/3-ST1A 0.4 | 11 | 1.8769 | 0.35 | 0.105 | ol | 16 | 0.00403 | LV
24-AL1/4-ST1A 0.4 | 11.25 | 1.2012 | 0.335 | 0.14 | ol | 24 | 0.00403 | LV
48-AL1/8-ST1A 0.4 | 12.2 | 0.5939 | 0.3 | 0.21 | ol | 48 | 0.00403 | LV
94-AL1/15-ST1A 0.4 | 13.2 | 0.306 | 0.29 | 0.35 | ol | 94 | 0.00403 | LV
34-AL1/6-ST1A 10.0 | 9.7 | 0.8342 | 0.36 | 0.17 | ol | 34 | 0.00403 | MV
48-AL1/8-ST1A 10.0 | 10.1 | 0.5939 | 0.35 | 0.21 | ol | 48 | 0.00403 | MV
70-AL1/11-ST1A 10.0 | 10.4 | 0.4132 | 0.339 | 0.29 | ol | 70 | 0.00403 | MV
94-AL1/15-ST1A 10.0 | 10.75 | 0.306 | 0.33 | 0.35 | ol | 94 | 0.00403 | MV
122-AL1/20-ST1A 10.0 | 11.1 | 0.2376 | 0.323 | 0.41 | ol | 122 | 0.00403 | MV
149-AL1/24-ST1A 10.0 | 11.25 | 0.194 | 0.315 | 0.47 | ol | 149 | 0.00403 | MV
34-AL1/6-ST1A 20.0 | 9.15 | 0.8342 | 0.382 | 0.17 | ol | 34 | 0.00403 | MV
48-AL1/8-ST1A 20.0 | 9.5 | 0.5939 | 0.372 | 0.21 | ol | 48 | 0.00403 | MV
70-AL1/11-ST1A 20.0 | 9.7 | 0.4132 | 0.36 | 0.29 | ol | 70 | 0.00403 | MV
94-AL1/15-ST1A 20.0 | 10 | 0.306 | 0.35 | 0.35 | ol | 94 | 0.00403 | MV
122-AL1/20-ST1A 20.0 | 10.3 | 0.2376 | 0.344 | 0.41 | ol | 122 | 0.00403 | MV
149-AL1/24-ST1A 20.0 | 10.5 | 0.194 | 0.337 | 0.47 | ol | 149 | 0.00403 | MV
184-AL1/30-ST1A 20.0 | 10.75 | 0.1571 | 0.33 | 0.535 | ol | 184 | 0.00403 | MV
243-AL1/39-ST1A 20.0 | 11 | 0.1188 | 0.32 | 0.645 | ol | 243 | 0.00403 | MV
48-AL1/8-ST1A 110.0 | 8 | 0.5939 | 0.46 | 0.21 | ol | 48 | 0.00403 | HV
70-AL1/11-ST1A 110.0 | 8.4 | 0.4132 | 0.45 | 0.29 | ol | 70 | 0.00403 | HV
94-AL1/15-ST1A 110.0 | 8.65 | 0.306 | 0.44 | 0.35 | ol | 94 | 0.00403 | HV
122-AL1/20-ST1A 110.0 | 8.5 | 0.2376 | 0.43 | 0.41 | ol | 122 | 0.00403 | HV
149-AL1/24-ST1A 110.0 | 8.75 | 0.194 | 0.41 | 0.47 | ol | 149 | 0.00403 | HV
184-AL1/30-ST1A 110.0 | 8.8 | 0.1571 | 0.4 | 0.535 | ol | 184 | 0.00403 | HV
243-AL1/39-ST1A 110.0 | 9 | 0.1188 | 0.39 | 0.645 | ol | 243 | 0.00403 | HV
305-AL1/39-ST1A 110.0 | 9.2 | 0.0949 | 0.38 | 0.74 | ol | 305 | 0.00403 | HV
490-AL1/64-ST1A 110.0 | 9.75 | 0.059 | 0.37 | 0.96 | ol | 490 | 0.00403 | HV
679-AL1/86-ST1A 110.0 | 9.95 | 0.042 | 0.36 | 1.15 | ol | 679 | 0.00403 | HV
490-AL1/64-ST1A 220.0 | 10 | 0.059 | 0.285 | 0.96 | ol | 490 | 0.00403 | HV
679-AL1/86-ST1A 220.0 | 11.7 | 0.042 | 0.275 | 1.15 | ol | 679 | 0.00403 | HV
490-AL1/64-ST1A 380.0 | 11 | 0.059 | 0.253 | 0.96 | ol | 490 | 0.00403 | HV
679-AL1/86-ST1A 380.0 | 14.6 | 0.042 | 0.25 | 1.15 | ol | 679 | 0.00403 | HV

## trafo_std_types
| i0_percent | pfe_kw | vkr_percent | sn_mva | vn_lv_kv | vn_hv_kv | vk_percent | shift_degree | vector_group | tap_side | tap_neutral | tap_min | tap_max | tap_step_degree | tap_step_percent | tap_phase_shifter
160 MVA 380/110 kV | 0.06 | 60 | 0.25 | 160 | 110 | 380 | 12.2 | 0 | Yy0 | hv | 0 | -9 | 9 | 0 | 1.5 | FALSE
100 MVA 220/110 kV | 0.06 | 55 | 0.26 | 100 | 110 | 220 | 12 | 0 | Yy0 | hv | 0 | -9 | 9 | 0 | 1.5 | FALSE
63 MVA 110/20 kV | 0.04 | 22 | 0.32 | 63 | 20 | 110 | 18 | 150 | YNd5 | hv | 0 | -9 | 9 | 0 | 1.5 | FALSE
40 MVA 110/20 kV | 0.05 | 18 | 0.34 | 40 | 20 | 110 | 16.2 | 150 | YNd5 | hv | 0 | -9 | 9 | 0 | 1.5 | FALSE
25 MVA 110/20 kV | 0.07 | 14 | 0.41 | 25 | 20 | 110 | 12 | 150 | YNd5 | hv | 0 | -9 | 9 | 0 | 1.5 | FALSE
63 MVA 110/10 kV | 0.04 | 22 | 0.32 | 63 | 10 | 110 | 18 | 150 | YNd5 | hv | 0 | -9 | 9 | 0 | 1.5 | FALSE
40 MVA 110/10 kV | 0.05 | 18 | 0.34 | 40 | 10 | 110 | 16.2 | 150 | YNd5 | hv | 0 | -9 | 9 | 0 | 1.5 | FALSE
25 MVA 110/10 kV | 0.07 | 14 | 0.41 | 25 | 10 | 110 | 12 | 150 | YNd5 | hv | 0 | -9 | 9 | 0 | 1.5 | FALSE
0.25 MVA 20/0.4 kV | 0.32 | 0.8 | 1.44 | 0.25 | 0.4 | 20 | 6 | 150 | Yzn5 | hv | 0 | -2 | 2 | 0 | 2.5 | FALSE
0.4 MVA 20/0.4 kV | 0.3375 | 1.35 | 1.425 | 0.4 | 0.4 | 20 | 6 | 150 | Dyn5 | hv | 0 | -2 | 2 | 0 | 2.5 | FALSE
0.63 MVA 20/0.4 kV | 0.2619 | 1.65 | 1.206 | 0.63 | 0.4 | 20 | 6 | 150 | Dyn5 | hv | 0 | -2 | 2 | 0 | 2.5 | FALSE
0.25 MVA 10/0.4 kV | 0.24 | 0.6 | 1.2 | 0.25 | 0.4 | 10 | 4 | 150 | Dyn5 | hv | 0 | -2 | 2 | 0 | 2.5 | FALSE
0.4 MVA 10/0.4 kV | 0.2375 | 0.95 | 1.325 | 0.4 | 0.4 | 10 | 4 | 150 | Dyn5 | hv | 0 | -2 | 2 | 0 | 2.5 | FALSE
0.63 MVA 10/0.4 kV | 0.1873 | 1.18 | 1.0794 | 0.63 | 0.4 | 10 | 4 | 150 | Dyn5 | hv | 0 | -2 | 2 | 0 | 2.5 | FALSE

## trafo3w_std_types
| sn_hv_mva | sn_mv_mva | sn_lv_mva | vn_hv_kv | vn_mv_kv | vn_lv_kv | vk_hv_percent | vk_mv_percent | vk_lv_percent | vkr_hv_percent | vkr_mv_percent | vkr_lv_percent | pfe_kw | i0_percent | shift_mv_degree | shift_lv_degree | vector_group | tap_side | tap_neutral | tap_min | tap_max | tap_step_percent
63/25/38 MVA 110/20/10 kV | 63 | 25 | 38 | 110 | 20 | 10 | 10.4 | 10.4 | 10.4 | 0.28 | 0.32 | 0.35 | 35 | 0.89 | 0 | 0 | YN0yn0yn0 | hv | 0 | -10 | 10 | 1.2
63/25/38 MVA 110/10/10 kV | 63 | 25 | 38 | 110 | 10 | 10 | 10.4 | 10.4 | 10.4 | 0.28 | 0.32 | 0.35 | 35 | 0.89 | 0 | 0 | YN0yn0yn0 | hv | 0 | -10 | 10 | 1.2

## fuse_std_types
| fuse_type | i_rated_a | t_avg | t_min | t_total | x_avg | x_min | x_total
HV 100A | HV 100A | 100 | 0 | [10.0, 3.64, 0.854, 0.281, 0.1, 0.0531, 0.022, 0.01] | [10.0, 4.267, 1.21, 0.403, 0.1, 0.058, 0.022, 0.01] | 0 | [300.0, 350.0, 450.0, 550.0, 700.0, 850.0, 1200.0, 1752.0] | [600.0, 700.0, 900.0, 1150.0, 1665.0, 2000.0, 3000.0, 4313.0]
HV 10A | HV 10A | 10 | 0 | [10.0, 1675.0, 0.344, 0.156, 0.1, 0.0417, 0.0171, 0.01] | [10.0, 1.3, 0.3, 0.155, 0.1, 0.0555, 0.023, 0.01] | 0 | [30.0, 32.0, 35.0, 37.0, 39.0, 50.0, 70.0, 88.0] | [60.0, 70.0, 80.0, 87.0, 94.0, 110.0, 150.0, 216.0]
HV 125A | HV 125A | 125 | 0 | [10.0, 1.82, 0.344, 0.1, 0.0467, 0.0269, 0.01] | [10.0, 2.478, 0.426, 0.1, 0.0427, 0.0211, 0.01] | 0 | [375.0, 500.0, 700.0, 925.0, 1200.0, 1500.0, 2341.0] | [750.0, 1000.0, 1500.0, 2200.0, 3000.0, 4000.0, 5765.0]
HV 160A | HV 160A | 160 | 0 | [10.0, 4.15, 1.03, 0.198, 0.1, 0.051, 0.0172, 0.01] | [10.0, 2.3, 0.734, 0.274, 0.1, 0.046, 0.0177, 0.01] | 0 | [480.0, 550.0, 700.0, 1000.0, 1260.0, 1600.0, 2500.0, 3227.0] | [960.0, 1300.0, 1700.0, 2200.0, 2996.0, 4000.0, 6000.0, 7946.0]
HV 16A | HV 16A | 16 | 0 | [10.0, 0.352, 0.164, 0.1, 0.0649, 0.0342, 0.01] | [10.0, 2.34, 0.722, 0.181, 0.1, 0.055, 0.0296, 0.01] | 0 | [48.0, 60.0, 65.0, 71.0, 80.0, 100.0, 162.0] | [96.0, 110.0, 125.0, 150.0, 168.0, 200.0, 250.0, 398.0]
HV 200A | HV 200A | 200 | 0 | [10.0, 4.267, 1.21, 0.403, 0.1, 0.058, 0.022, 0.01] | [10.0, 3.73, 1.654, 0.328, 0.1, 0.0531, 0.019, 0.01] | 0 | [600.0, 700.0, 900.0, 1150.0, 1665.0, 2000.0, 3000.0, 4313.0] | [1200.0, 1500.0, 1800.0, 2700.0, 3960.0, 5000.0, 7500.0, 10620.0]
HV 20A | HV 20A | 20 | 0 | [10.0, 1.3, 0.3, 0.155, 0.1, 0.0555, 0.023, 0.01] | [10.0, 1.3, 0.161, 0.1, 0.0611, 0.0399, 0.0141, 0.01] | 0 | [60.0, 70.0, 80.0, 87.0, 94.0, 110.0, 150.0, 216.0] | [120.0, 150.0, 200.0, 223.0, 260.0, 300.0, 450.0, 532.0]
HV 25A | HV 25A | 25 | 0 | [10.0, 2.512, 0.833, 0.299, 0.1, 0.0372, 0.0223, 0.01] | [10.0, 3.125, 0.597, 0.198, 0.1, 0.0378, 0.022, 0.01] | 0 | [75.0, 82.0, 90.0, 100.0, 124.0, 170.0, 200.0, 289.0] | [150.0, 170.0, 210.0, 250.0, 294.0, 400.0, 500.0, 711.0]
HV 31.5A | HV 31.5A | 31.5 | 0 | [10.0, 2.34, 0.722, 0.181, 0.1, 0.055, 0.0296, 0.01] | [10.0, 2.84, 0.368, 0.164, 0.1, 0.0621, 0.0378, 0.0195, 0.01] | 0 | [95.0, 110.0, 125.0, 150.0, 165.0, 200.0, 250.0, 390.0] | [189.0, 220.0, 300.0, 350.0, 393.0, 450.0, 530.0, 700.0, 960.0]
HV 40A | HV 40A | 40 | 0 | [10.0, 1.3, 0.161, 0.1, 0.0611, 0.0399, 0.0141, 0.01] | [10.0, 2.05, 0.369, 0.198, 0.1, 0.051, 0.0298, 0.01] | 0 | [120.0, 150.0, 200.0, 223.0, 260.0, 300.0, 450.0, 532.0] | [240.0, 300.0, 400.0, 450.0, 530.0, 650.0, 800.0, 1311.0]
HV 50A | HV 50A | 50 | 0 | [10.0, 3.215, 0.597, 0.198, 0.1, 0.0378, 0.022, 0.01] | [10.0, 3.64, 0.854, 0.281, 0.1, 0.0531, 0.022, 0.01] | 0 | [150.0, 170.0, 210.0, 250.0, 294.0, 400.0, 500.0, 711.0] | [300.0, 350.0, 450.0, 550.0, 700.0, 850.0, 1200.0, 1752.0]
HV 6.3A | HV 6.3A | 6.3 | 0 | [10.0, 1.39, 0.344, 0.168, 0.1, 0.056, 0.0263, 0.01] | [10.0, 1.711, 0.516, 0.198, 0.1, 0.0634, 0.0303, 0.01] | 0 | [19.0, 19.5, 20.4, 20.8, 22.0, 25.0, 32.0, 48.0] | [38.0, 40.0, 43.0, 48.0, 53.0, 60.0, 75.0, 118.0]
HV 63A | HV 63A | 63 | 0 | [10.0, 2.84, 0.368, 0.164, 0.1, 0.0621, 0.0378, 0.0195, 0.01] | [10.0, 1.82, 0.344, 0.1, 0.0467, 0.0269, 0.01] | 0 | [189.0, 220.0, 300.0, 350.0, 393.0, 450.0, 530.0, 700.0, 961.0] | [378.0, 500.0, 700.0, 934.0, 1200.0, 1500.0, 2366.0]
HV 80A | HV 80A | 80 | 0 | [10.0, 2.05, 0.369, 0.198, 0.1, 0.051, 0.0298, 0.01] | [10.0, 4.15, 1.03, 0.198, 0.1, 0.051, 0.0172, 0.01] | 0 | [240.0, 300.0, 400.0, 450.0, 530.0, 650.0, 800.0, 1311.0] | [480.0, 550.0, 700.0, 1000.0, 1260.0, 1600.0, 2500.0, 3227.0]
Siemens NH-1-100 | Siemens NH-1-100 | 100 | [5400.0, 2000.0, 400.0, 20.0, 1.0, 0.2, 0.012, 0.004] | 0 | 0 | [150.0, 190.0, 250.0, 430.0, 900.0, 1250.0, 2700.0, 3600.0] | 0 | 0
Siemens NH-1-125 | Siemens NH-1-125 | 125 | [4800.0, 120.0, 7.0, 0.1, 0.004] | 0 | 0 | [180.0, 400.0, 740.0, 2000.0, 4250.0] | 0 | 0
Siemens NH-1-16 | Siemens NH-1-16 | 16 | [4000.0, 400.0, 2.0, 0.1, 0.04, 0.01] | 0 | 0 | [26.0, 35.0, 75.0, 150.0, 200.0, 300.0] | 0 | 0
Siemens NH-1-160 | Siemens NH-1-160 | 160 | [4800.0, 120.0, 7.0, 0.1, 0.004] | 0 | 0 | [210.0, 500.0, 900.0, 2300.0, 5000.0] | 0 | 0
Siemens NH-1-25 | Siemens NH-1-25 | 25 | [4000.0, 1000.0, 10.0, 0.2, 0.02, 0.01] | 0 | 0 | [40.0, 50.0, 100.0, 210.0, 400.0, 500.0] | 0 | 0
Siemens NH-1-50 | Siemens NH-1-50 | 50 | [4000.0, 40.0, 4.0, 1.0, 0.02, 0.01] | 0 | 0 | [86.0, 200.0, 300.0, 400.0, 1000.0, 1280.0] | 0 | 0
Siemens NH-1-63 | Siemens NH-1-63 | 63 | [4000.0, 100.0, 10.0, 2.0, 0.04, 0.01] | 0 | 0 | [100.0, 200.0, 300.0, 400.0, 1000.0, 1500.0] | 0 | 0
Siemens NH-1-80 | Siemens NH-1-80 | 80 | [4800.0, 120.0, 7.0, 0.1, 0.01] | 0 | 0 | [150.58, 250.0, 450.0, 1150.0, 2470.0] | 0 | 0
Siemens NH-2-1000 | Siemens NH-2-1000 | 1000 | [4800.0, 120.0, 7.0, 0.1, 0.004] | 0 | 0 | [1900.0, 3500.0, 8400.0, 24000.0, 52000.0] | 0 | 0
Siemens NH-2-200 | Siemens NH-2-200 | 200 | [4800.0, 120.0, 7.0, 0.1, 0.004] | 0 | 0 | [280.0, 650.0, 1200.0, 3000.0, 7000.0] | 0 | 0
Siemens NH-2-224 | Siemens NH-2-224 | 224 | [4800.0, 120.0, 7.0, 0.2, 0.04, 0.004] | 0 | 0 | [400.0, 750.0, 1453.0, 3025.0, 4315.0, 7600.0] | 0 | 0
Siemens NH-2-250 | Siemens NH-2-250 | 250 | [4800.0, 120.0, 7.0, 0.1, 0.004] | 0 | 0 | [450.0, 800.0, 1650.0, 4000.0, 8500.0] | 0 | 0
Siemens NH-2-315 | Siemens NH-2-315 | 315 | [4800.0, 120.0, 7.0, 0.1, 0.004] | 0 | 0 | [550.0, 920.0, 1900.0, 5000.0, 11000.0] | 0 | 0
Siemens NH-2-355 | Siemens NH-2-355 | 355 | [4800.0, 120.0, 6.0, 0.1, 0.004] | 0 | 0 | [650.0, 1116.27, 2350.0, 5840.0, 12790.0] | 0 | 0
Siemens NH-2-400 | Siemens NH-2-400 | 400 | [4800.0, 120.0, 7.0, 0.1, 0.004] | 0 | 0 | [720.0, 1350.0, 2800.0, 6500.0, 15000.0] | 0 | 0
Siemens NH-2-425 | Siemens NH-2-425 | 425 | [4800.0, 120.0, 7.0, 0.1, 0.004] | 0 | 0 | [850.0, 1500.0, 3050.0, 7500.0, 16500.0] | 0 | 0
Siemens NH-2-630 | Siemens NH-2-630 | 630 | [4800.0, 120.0, 7.0, 0.1, 0.004] | 0 | 0 | [1200.0, 2000.0, 4800.0, 12000.0, 26000.0] | 0 | 0

## dtypes
| element | column | dtype
0 | bus | name | object
1 | bus | vn_kv | float64
2 | bus | type | object
3 | bus | zone | object
4 | bus | in_service | bool
5 | load | name | object
6 | load | bus | uint32
7 | load | p_mw | float64
8 | load | q_mvar | float64
9 | load | const_z_percent | float64
10 | load | const_i_percent | float64
11 | load | sn_mva | float64
12 | load | scaling | float64
13 | load | in_service | bool
14 | load | type | object
15 | ext_grid | name | object
16 | ext_grid | bus | uint32
17 | ext_grid | vm_pu | float64
18 | ext_grid | va_degree | float64
19 | ext_grid | slack_weight | float64
20 | ext_grid | in_service | bool
21 | line | name | object
22 | line | std_type | object
23 | line | from_bus | uint32
24 | line | to_bus | uint32
25 | line | length_km | float64
26 | line | r_ohm_per_km | float64
27 | line | x_ohm_per_km | float64
28 | line | c_nf_per_km | float64
29 | line | g_us_per_km | float64
30 | line | max_i_ka | float64
31 | line | df | float64
32 | line | parallel | uint32
33 | line | type | object
34 | line | in_service | bool
35 | trafo | name | object
36 | trafo | std_type | object
37 | trafo | hv_bus | uint32
38 | trafo | lv_bus | uint32
39 | trafo | sn_mva | float64
40 | trafo | vn_hv_kv | float64
41 | trafo | vn_lv_kv | float64
42 | trafo | vk_percent | float64
43 | trafo | vkr_percent | float64
44 | trafo | pfe_kw | float64
45 | trafo | i0_percent | float64
46 | trafo | shift_degree | float64
47 | trafo | tap_side | object
48 | trafo | tap_neutral | int32
49 | trafo | tap_min | int32
50 | trafo | tap_max | int32
51 | trafo | tap_step_percent | float64
52 | trafo | tap_step_degree | float64
53 | trafo | tap_pos | int32
54 | trafo | tap_phase_shifter | bool
55 | trafo | parallel | uint32
56 | trafo | df | float64
57 | trafo | in_service | bool
58 | line_geodata | coords | object
59 | bus_geodata | x | float64
60 | bus_geodata | y | float64
61 | bus_geodata | coords | object

## parameters
| version | format_version | converged | OPF_converged | name | f_hz | sn_mva
0 | 2.14.6 | 2.14.0 | FALSE | FALSE |  | 50 | 1