## bus
| name | vn_kv | type | zone | in_service
0 | bus_LV_4461-12_0_3_node_0 | 0.4 | n |  | TRUE
1 | bus_LV_4461-12_0_3_node_1 | 0.4 | n |  | TRUE
2 | bus_LV_4461-12_0_3_node_3 | 0.4 | n |  | TRUE
3 | bus_LV_4461-12_0_3_node_138 | 0.4 | n |  | TRUE
4 | bus_LV_4461-12_0_3_node_139 | 0.4 | n |  | TRUE
5 | bus_LV_4461-12_0_3_node_90 | 0.4 | n |  | TRUE
6 | bus_LV_4461-12_0_3_node_10 | 0.4 | n |  | TRUE
7 | bus_LV_4461-12_0_3_node_7 | 0.4 | n |  | TRUE
8 | bus_LV_4461-12_0_3_node_8 | 0.4 | n |  | TRUE
9 | bus_LV_4461-12_0_3_node_9 | 0.4 | n |  | TRUE
10 | bus_LV_4461-12_0_3_node_4 | 0.4 | n |  | TRUE
11 | bus_LV_4461-12_0_3_node_5 | 0.4 | n |  | TRUE
12 | bus_LV_4461-12_0_3_node_6 | 0.4 | n |  | TRUE
13 | bus_LV_4461-12_0_3_node_11 | 0.4 | n |  | TRUE
14 | bus_LV_4461-12_0_3_node_117 | 0.4 | n |  | TRUE
15 | bus_LV_4461-12_0_3_node_43 | 0.4 | n |  | TRUE
16 | bus_LV_4461-12_0_3_node_178 | 0.4 | n |  | TRUE
17 | bus_LV_4461-12_0_3_node_115 | 0.4 | n |  | TRUE
18 | bus_LV_4461-12_0_3_node_12 | 0.4 | n |  | TRUE
19 | bus_LV_4461-12_0_3_node_13 | 0.4 | n |  | TRUE
20 | bus_LV_4461-12_0_3_node_14 | 0.4 | n |  | TRUE
21 | bus_LV_4461-12_0_3_node_25 | 0.4 | n |  | TRUE
22 | bus_LV_4461-12_0_3_node_29 | 0.4 | n |  | TRUE
23 | bus_LV_4461-12_0_3_node_24 | 0.4 | n |  | TRUE
24 | bus_LV_4461-12_0_3_node_15 | 0.4 | n |  | TRUE
25 | bus_LV_4461-12_0_3_node_16 | 0.4 | n |  | TRUE
26 | bus_LV_4461-12_0_3_node_17 | 0.4 | n |  | TRUE
27 | bus_LV_4461-12_0_3_node_36 | 0.4 | n |  | TRUE
28 | bus_LV_4461-12_0_3_node_26 | 0.4 | n |  | TRUE
29 | bus_LV_4461-12_0_3_node_156 | 0.4 | n |  | TRUE
30 | bus_LV_4461-12_0_3_node_27 | 0.4 | n |  | TRUE
31 | bus_LV_4461-12_0_3_node_33 | 0.4 | n |  | TRUE
32 | bus_LV_4461-12_0_3_node_154 | 0.4 | n |  | TRUE
33 | bus_LV_4461-12_0_3_node_18 | 0.4 | n |  | TRUE
34 | bus_LV_4461-12_0_3_node_19 | 0.4 | n |  | TRUE
35 | bus_LV_4461-12_0_3_node_20 | 0.4 | n |  | TRUE
36 | bus_LV_4461-12_0_3_node_21 | 0.4 | n |  | TRUE
37 | bus_LV_4461-12_0_3_node_22 | 0.4 | n |  | TRUE
38 | bus_LV_4461-12_0_3_node_23 | 0.4 | n |  | TRUE
39 | bus_LV_4461-12_0_3_node_31 | 0.4 | n |  | TRUE
40 | bus_LV_4461-12_0_3_node_28 | 0.4 | n |  | TRUE
41 | bus_LV_4461-12_0_3_node_30 | 0.4 | n |  | TRUE
42 | bus_LV_4461-12_0_3_node_32 | 0.4 | n |  | TRUE
43 | bus_LV_4461-12_0_3_node_37 | 0.4 | n |  | TRUE
44 | bus_LV_4461-12_0_3_node_38 | 0.4 | n |  | TRUE
45 | bus_LV_4461-12_0_3_node_39 | 0.4 | n |  | TRUE
46 | bus_LV_4461-12_0_3_node_40 | 0.4 | n |  | TRUE
47 | bus_LV_4461-12_0_3_node_41 | 0.4 | n |  | TRUE
48 | bus_LV_4461-12_0_3_node_42 | 0.4 | n |  | TRUE
49 | bus_LV_4461-12_0_3_node_152 | 0.4 | n |  | TRUE
50 | bus_LV_4461-12_0_3_node_58 | 0.4 | n |  | TRUE
51 | bus_LV_4461-12_0_3_node_184 | 0.4 | n |  | TRUE
52 | bus_LV_4461-12_0_3_node_158 | 0.4 | n |  | TRUE
53 | bus_LV_4461-12_0_3_node_92 | 0.4 | n |  | TRUE
54 | bus_LV_4461-12_0_3_node_56 | 0.4 | n |  | TRUE
55 | bus_LV_4461-12_0_3_node_55 | 0.4 | n |  | TRUE
56 | bus_LV_4461-12_0_3_node_105 | 0.4 | n |  | TRUE
57 | bus_LV_4461-12_0_3_node_104 | 0.4 | n |  | TRUE
58 | bus_LV_4461-12_0_3_node_44 | 0.4 | n |  | TRUE
59 | bus_LV_4461-12_0_3_node_45 | 0.4 | n |  | TRUE
60 | bus_LV_4461-12_0_3_node_46 | 0.4 | n |  | TRUE
61 | bus_LV_4461-12_0_3_node_47 | 0.4 | n |  | TRUE
62 | bus_LV_4461-12_0_3_node_48 | 0.4 | n |  | TRUE
63 | bus_LV_4461-12_0_3_node_185 | 0.4 | n |  | TRUE
64 | bus_LV_4461-12_0_3_node_49 | 0.4 | n |  | TRUE
65 | bus_LV_4461-12_0_3_node_50 | 0.4 | n |  | TRUE
66 | bus_LV_4461-12_0_3_node_51 | 0.4 | n |  | TRUE
67 | bus_LV_4461-12_0_3_node_53 | 0.4 | n |  | TRUE
68 | bus_LV_4461-12_0_3_node_54 | 0.4 | n |  | TRUE
69 | bus_LV_4461-12_0_3_node_52 | 0.4 | n |  | TRUE
70 | bus_LV_4461-12_0_3_node_177 | 0.4 | n |  | TRUE
71 | bus_LV_4461-12_0_3_node_118 | 0.4 | n |  | TRUE
72 | bus_LV_4461-12_0_3_node_136 | 0.4 | n |  | TRUE
73 | bus_LV_4461-12_0_3_node_169 | 0.4 | n |  | TRUE
74 | bus_LV_4461-12_0_3_node_119 | 0.4 | n |  | TRUE
75 | bus_LV_4461-12_0_3_node_137 | 0.4 | n |  | TRUE
76 | bus_LV_4461-12_0_3_node_57 | 0.4 | n |  | TRUE
77 | bus_LV_4461-12_0_3_node_59 | 0.4 | n |  | TRUE
78 | bus_LV_4461-12_0_3_node_60 | 0.4 | n |  | TRUE
79 | bus_LV_4461-12_0_3_node_75 | 0.4 | n |  | TRUE
80 | bus_LV_4461-12_0_3_node_159 | 0.4 | n |  | TRUE
81 | bus_LV_4461-12_0_3_node_168 | 0.4 | n |  | TRUE
82 | bus_LV_4461-12_0_3_node_73 | 0.4 | n |  | TRUE
83 | bus_LV_4461-12_0_3_node_61 | 0.4 | n |  | TRUE
84 | bus_LV_4461-12_0_3_node_62 | 0.4 | n |  | TRUE
85 | bus_LV_4461-12_0_3_node_63 | 0.4 | n |  | TRUE
86 | bus_LV_4461-12_0_3_node_64 | 0.4 | n |  | TRUE
87 | bus_LV_4461-12_0_3_node_66 | 0.4 | n |  | TRUE
88 | bus_LV_4461-12_0_3_node_102 | 0.4 | n |  | TRUE
89 | bus_LV_4461-12_0_3_node_65 | 0.4 | n |  | TRUE
90 | bus_LV_4461-12_0_3_node_79 | 0.4 | n |  | TRUE
91 | bus_LV_4461-12_0_3_node_88 | 0.4 | n |  | TRUE
92 | bus_LV_4461-12_0_3_node_80 | 0.4 | n |  | TRUE
93 | bus_LV_4461-12_0_3_node_100 | 0.4 | n |  | TRUE
94 | bus_LV_4461-12_0_3_node_77 | 0.4 | n |  | TRUE
95 | bus_LV_4461-12_0_3_node_86 | 0.4 | n |  | TRUE
96 | bus_LV_4461-12_0_3_node_78 | 0.4 | n |  | TRUE
97 | bus_LV_4461-12_0_3_node_67 | 0.4 | n |  | TRUE
98 | bus_LV_4461-12_0_3_node_68 | 0.4 | n |  | TRUE
99 | bus_LV_4461-12_0_3_node_69 | 0.4 | n |  | TRUE
100 | bus_LV_4461-12_0_3_node_70 | 0.4 | n |  | TRUE
101 | bus_LV_4461-12_0_3_node_71 | 0.4 | n |  | TRUE
102 | bus_LV_4461-12_0_3_node_130 | 0.4 | n |  | TRUE
103 | bus_LV_4461-12_0_3_node_131 | 0.4 | n |  | TRUE
104 | bus_LV_4461-12_0_3_node_146 | 0.4 | n |  | TRUE
105 | bus_LV_4461-12_0_3_node_144 | 0.4 | n |  | TRUE
106 | bus_LV_4461-12_0_3_node_151 | 0.4 | n |  | TRUE
107 | bus_LV_4461-12_0_3_node_72 | 0.4 | n |  | TRUE
108 | bus_LV_4461-12_0_3_node_74 | 0.4 | n |  | TRUE
109 | bus_LV_4461-12_0_3_node_76 | 0.4 | n |  | TRUE
110 | bus_LV_4461-12_0_3_node_81 | 0.4 | n |  | TRUE
111 | bus_LV_4461-12_0_3_node_82 | 0.4 | n |  | TRUE
112 | bus_LV_4461-12_0_3_node_83 | 0.4 | n |  | TRUE
113 | bus_LV_4461-12_0_3_node_84 | 0.4 | n |  | TRUE
114 | bus_LV_4461-12_0_3_node_85 | 0.4 | n |  | TRUE
115 | bus_LV_4461-12_0_3_node_91 | 0.4 | n |  | TRUE
116 | bus_LV_4461-12_0_3_node_98 | 0.4 | n |  | TRUE
117 | bus_LV_4461-12_0_3_node_99 | 0.4 | n |  | TRUE
118 | bus_LV_4461-12_0_3_node_97 | 0.4 | n |  | TRUE
119 | bus_LV_4461-12_0_3_node_87 | 0.4 | n |  | TRUE
120 | bus_LV_4461-12_0_3_node_89 | 0.4 | n |  | TRUE
121 | bus_LV_4461-12_0_3_node_124 | 0.4 | n |  | TRUE
122 | bus_LV_4461-12_0_3_node_96 | 0.4 | n |  | TRUE
123 | bus_LV_4461-12_0_3_node_93 | 0.4 | n |  | TRUE
124 | bus_LV_4461-12_0_3_node_94 | 0.4 | n |  | TRUE
125 | bus_LV_4461-12_0_3_node_95 | 0.4 | n |  | TRUE
126 | bus_LV_4461-12_0_3_node_116 | 0.4 | n |  | TRUE
127 | bus_LV_4461-12_0_3_node_142 | 0.4 | n |  | TRUE
128 | bus_LV_4461-12_0_3_node_128 | 0.4 | n |  | TRUE
129 | bus_LV_4461-12_0_3_node_101 | 0.4 | n |  | TRUE
130 | bus_LV_4461-12_0_3_node_103 | 0.4 | n |  | TRUE
131 | bus_LV_4461-12_0_3_node_133 | 0.4 | n |  | TRUE
132 | bus_LV_4461-12_0_3_node_132 | 0.4 | n |  | TRUE
133 | bus_LV_4461-12_0_3_node_160 | 0.4 | n |  | TRUE
134 | bus_LV_4461-12_0_3_node_106 | 0.4 | n |  | TRUE
135 | bus_LV_4461-12_0_3_node_107 | 0.4 | n |  | TRUE
136 | bus_LV_4461-12_0_3_node_109 | 0.4 | n |  | TRUE
137 | bus_LV_4461-12_0_3_node_166 | 0.4 | n |  | TRUE
138 | bus_LV_4461-12_0_3_node_171 | 0.4 | n |  | TRUE
139 | bus_LV_4461-12_0_3_node_110 | 0.4 | n |  | TRUE
140 | bus_LV_4461-12_0_3_node_111 | 0.4 | n |  | TRUE
141 | bus_LV_4461-12_0_3_node_112 | 0.4 | n |  | TRUE
142 | bus_LV_4461-12_0_3_node_113 | 0.4 | n |  | TRUE
143 | bus_LV_4461-12_0_3_node_114 | 0.4 | n |  | TRUE
144 | bus_LV_4461-12_0_3_node_122 | 0.4 | n |  | TRUE
145 | bus_LV_4461-12_0_3_node_140 | 0.4 | n |  | TRUE
146 | bus_LV_4461-12_0_3_node_120 | 0.4 | n |  | TRUE
147 | bus_LV_4461-12_0_3_node_121 | 0.4 | n |  | TRUE
148 | bus_LV_4461-12_0_3_node_123 | 0.4 | n |  | TRUE
149 | bus_LV_4461-12_0_3_node_141 | 0.4 | n |  | TRUE
150 | bus_LV_4461-12_0_3_node_181 | 0.4 | n |  | TRUE
151 | bus_LV_4461-12_0_3_node_182 | 0.4 | n |  | TRUE
152 | bus_LV_4461-12_0_3_node_125 | 0.4 | n |  | TRUE
153 | bus_LV_4461-12_0_3_node_126 | 0.4 | n |  | TRUE
154 | bus_LV_4461-12_0_3_node_127 | 0.4 | n |  | TRUE
155 | bus_LV_4461-12_0_3_node_129 | 0.4 | n |  | TRUE
156 | bus_LV_4461-12_0_3_node_143 | 0.4 | n |  | TRUE
157 | bus_LV_4461-12_0_3_node_172 | 0.4 | n |  | TRUE
158 | bus_LV_4461-12_0_3_node_170 | 0.4 | n |  | TRUE
159 | bus_LV_4461-12_0_3_node_180 | 0.4 | n |  | TRUE
160 | bus_LV_4461-12_0_3_node_150 | 0.4 | n |  | TRUE
161 | bus_LV_4461-12_0_3_node_134 | 0.4 | n |  | TRUE
162 | bus_LV_4461-12_0_3_node_135 | 0.4 | n |  | TRUE
163 | bus_LV_4461-12_0_3_node_149 | 0.4 | n |  | TRUE
164 | bus_LV_4461-12_0_3_node_157 | 0.4 | n |  | TRUE
165 | bus_LV_4461-12_0_3_node_147 | 0.4 | n |  | TRUE
166 | bus_LV_4461-12_0_3_node_183 | 0.4 | n |  | TRUE
167 | bus_LV_4461-12_0_3_node_179 | 0.4 | n |  | TRUE
168 | bus_LV_4461-12_0_3_node_145 | 0.4 | n |  | TRUE
169 | bus_LV_4461-12_0_3_node_148 | 0.4 | n |  | TRUE
170 | bus_LV_4461-12_0_3_node_155 | 0.4 | n |  | TRUE
171 | bus_LV_4461-12_0_3_node_153 | 0.4 | n |  | TRUE
172 | bus_LV_4461-12_0_3_node_167 | 0.4 | n |  | TRUE
173 | bus_LV_4461-12_0_3_node_161 | 0.4 | n |  | TRUE
174 | bus_LV_4461-12_0_3_node_162 | 0.4 | n |  | TRUE
175 | bus_LV_4461-12_0_3_node_163 | 0.4 | n |  | TRUE
176 | bus_LV_4461-12_0_3_node_164 | 0.4 | n |  | TRUE
177 | bus_LV_4461-12_0_3_node_165 | 0.4 | n |  | TRUE
178 | bus_LV_4461-12_0_3_node_176 | 0.4 | n |  | TRUE
179 | bus_LV_4461-12_0_3_node_175 | 0.4 | n |  | TRUE
180 | bus_LV_4461-12_0_3_node_174 | 0.4 | n |  | TRUE
181 | bus_LV_4461-12_0_3_node_173 | 0.4 | n |  | TRUE
182 | bus_MV_407_0_node_53 | 20 | n |  | TRUE

## load
| name | bus | p_mw | q_mvar | const_z_percent | const_i_percent | sn_mva | scaling | in_service | type
0 | LV_4461-12_0_3_load_0 | 0 | 0.0012021 | 0.00030126 | 0 | 0 |  | 1 | TRUE | wye
1 | LV_4461-12_0_3_load_1 | 1 | 0.0020944 | 0.0005249 | 0 | 0 |  | 1 | TRUE | wye
2 | LV_4461-12_0_3_load_3 | 2 | 0.0016097 | 0.00040343 | 0 | 0 |  | 1 | TRUE | wye
3 | LV_4461-12_0_3_load_138 | 3 | 0.00050829 | 0.00012739 | 0 | 0 |  | 1 | TRUE | wye
4 | LV_4461-12_0_3_load_139 | 4 | 0.0004642 | 0.00011634 | 0 | 0 |  | 1 | TRUE | wye
5 | LV_4461-12_0_3_load_90 | 5 | 0.0013493 | 0.00033818 | 0 | 0 |  | 1 | TRUE | wye
6 | LV_4461-12_0_3_load_7 | 7 | 0.00064077 | 0.00016059 | 0 | 0 |  | 1 | TRUE | wye
7 | LV_4461-12_0_3_load_8 | 8 | 0.0021818 | 0.00054681 | 0 | 0 |  | 1 | TRUE | wye
8 | LV_4461-12_0_3_load_9 | 9 | 0.00077879 | 0.00019518 | 0 | 0 |  | 1 | TRUE | wye
9 | LV_4461-12_0_3_load_4 | 10 | 0.00032621 | 8.1757e-05 | 0 | 0 |  | 1 | TRUE | wye
10 | LV_4461-12_0_3_load_5 | 11 | 0.0021388 | 0.00053604 | 0 | 0 |  | 1 | TRUE | wye
11 | LV_4461-12_0_3_load_117 | 14 | 0.0011001 | 0.00027571 | 0 | 0 |  | 1 | TRUE | wye
12 | LV_4461-12_0_3_load_43 | 15 | 0.00042639 | 0.00010686 | 0 | 0 |  | 1 | TRUE | wye
13 | LV_4461-12_0_3_load_178 | 16 | 0.0015316 | 0.00038386 | 0 | 0 |  | 1 | TRUE | wye
14 | LV_4461-12_0_3_load_115 | 17 | 0.0010617 | 0.00026608 | 0 | 0 |  | 1 | TRUE | wye
15 | LV_4461-12_0_3_load_12 | 18 | 0.00091958 | 0.00023047 | 0 | 0 |  | 1 | TRUE | wye
16 | LV_4461-12_0_3_load_13 | 19 | 0.00036002 | 9.0231e-05 | 0 | 0 |  | 1 | TRUE | wye
17 | LV_4461-12_0_3_load_14 | 20 | 0.00030606 | 7.6706e-05 | 0 | 0 |  | 1 | TRUE | wye
18 | LV_4461-12_0_3_load_25 | 21 | 0.00045354 | 0.00011367 | 0 | 0 |  | 1 | TRUE | wye
19 | LV_4461-12_0_3_load_15 | 24 | 0.00041093 | 0.00010299 | 0 | 0 |  | 1 | TRUE | wye
20 | LV_4461-12_0_3_load_16 | 25 | 0.00042153 | 0.00010565 | 0 | 0 |  | 1 | TRUE | wye
21 | LV_4461-12_0_3_load_36 | 27 | 0.00015599 | 3.9094e-05 | 0 | 0 |  | 1 | TRUE | wye
22 | LV_4461-12_0_3_load_26 | 28 | 0.00035555 | 8.9109e-05 | 0 | 0 |  | 1 | TRUE | wye
23 | LV_4461-12_0_3_load_27 | 30 | 0.0005499 | 0.00013782 | 0 | 0 |  | 1 | TRUE | wye
24 | LV_4461-12_0_3_load_33 | 31 | 0.00037148 | 9.3101e-05 | 0 | 0 |  | 1 | TRUE | wye
25 | LV_4461-12_0_3_load_154 | 32 | 0.00064475 | 0.00016159 | 0 | 0 |  | 1 | TRUE | wye
26 | LV_4461-12_0_3_load_18 | 33 | 0.00045373 | 0.00011371 | 0 | 0 |  | 1 | TRUE | wye
27 | LV_4461-12_0_3_load_21 | 36 | 0.001107 | 0.00027743 | 0 | 0 |  | 1 | TRUE | wye
28 | LV_4461-12_0_3_load_22 | 37 | 0.00043577 | 0.00010921 | 0 | 0 |  | 1 | TRUE | wye
29 | LV_4461-12_0_3_load_23 | 38 | 0.0012238 | 0.00030672 | 0 | 0 |  | 1 | TRUE | wye
30 | LV_4461-12_0_3_load_31 | 39 | 0.00051474 | 0.00012901 | 0 | 0 |  | 1 | TRUE | wye
31 | LV_4461-12_0_3_load_28 | 40 | 0.0012315 | 0.00030866 | 0 | 0 |  | 1 | TRUE | wye
32 | LV_4461-12_0_3_load_32 | 42 | 0.00085234 | 0.00021362 | 0 | 0 |  | 1 | TRUE | wye
33 | LV_4461-12_0_3_load_37 | 43 | 0.0031654 | 0.00079333 | 0 | 0 |  | 1 | TRUE | wye
34 | LV_4461-12_0_3_load_38 | 44 | 0.0030536 | 0.00076531 | 0 | 0 |  | 1 | TRUE | wye
35 | LV_4461-12_0_3_load_41 | 47 | 0.00078957 | 0.00019788 | 0 | 0 |  | 1 | TRUE | wye
36 | LV_4461-12_0_3_load_184 | 51 | 0.002063 | 0.00051703 | 0 | 0 |  | 1 | TRUE | wye
37 | LV_4461-12_0_3_load_158 | 52 | 0.0029579 | 0.00074133 | 0 | 0 |  | 1 | TRUE | wye
38 | LV_4461-12_0_3_load_92 | 53 | 0.0014534 | 0.00036424 | 0 | 0 |  | 1 | TRUE | wye
39 | LV_4461-12_0_3_load_55 | 55 | 0.0017313 | 0.0004339 | 0 | 0 |  | 1 | TRUE | wye
40 | LV_4461-12_0_3_load_105 | 56 | 0.0014764 | 0.00037003 | 0 | 0 |  | 1 | TRUE | wye
41 | LV_4461-12_0_3_load_104 | 57 | 0.00293 | 0.00073432 | 0 | 0 |  | 1 | TRUE | wye
42 | LV_4461-12_0_3_load_44 | 58 | 0.0020863 | 0.00052289 | 0 | 0 |  | 1 | TRUE | wye
43 | LV_4461-12_0_3_load_45 | 59 | 0.00072609 | 0.00018198 | 0 | 0 |  | 1 | TRUE | wye
44 | LV_4461-12_0_3_load_47 | 61 | 0.00098808 | 0.00024764 | 0 | 0 |  | 1 | TRUE | wye
45 | LV_4461-12_0_3_load_48 | 62 | 0.00021319 | 5.3431e-05 | 0 | 0 |  | 1 | TRUE | wye
46 | LV_4461-12_0_3_load_185 | 63 | 0.0021736 | 0.00054476 | 0 | 0 |  | 1 | TRUE | wye
47 | LV_4461-12_0_3_load_49 | 64 | 0.0055939 | 0.001402 | 0 | 0 |  | 1 | TRUE | wye
48 | LV_4461-12_0_3_load_50 | 65 | 0.0056727 | 0.0014217 | 0 | 0 |  | 1 | TRUE | wye
49 | LV_4461-12_0_3_load_53 | 67 | 0.00039569 | 9.9168e-05 | 0 | 0 |  | 1 | TRUE | wye
50 | LV_4461-12_0_3_load_54 | 68 | 0.00087617 | 0.00021959 | 0 | 0 |  | 1 | TRUE | wye
51 | LV_4461-12_0_3_load_52 | 69 | 0.00071815 | 0.00017998 | 0 | 0 |  | 1 | TRUE | wye
52 | LV_4461-12_0_3_load_118 | 71 | 0.0023231 | 0.00058222 | 0 | 0 |  | 1 | TRUE | wye
53 | LV_4461-12_0_3_load_136 | 72 | 0.0015242 | 0.000382 | 0 | 0 |  | 1 | TRUE | wye
54 | LV_4461-12_0_3_load_119 | 74 | 0.0015878 | 0.00039795 | 0 | 0 |  | 1 | TRUE | wye
55 | LV_4461-12_0_3_load_137 | 75 | 0.0073497 | 0.001842 | 0 | 0 |  | 1 | TRUE | wye
56 | LV_4461-12_0_3_load_60 | 78 | 0.0023957 | 0.00060042 | 0 | 0 |  | 1 | TRUE | wye
57 | LV_4461-12_0_3_load_168 | 81 | 0.0011105 | 0.00027832 | 0 | 0 |  | 1 | TRUE | wye
58 | LV_4461-12_0_3_load_73 | 82 | 0.0020099 | 0.00050373 | 0 | 0 |  | 1 | TRUE | wye
59 | LV_4461-12_0_3_load_61 | 83 | 0.005156 | 0.0012922 | 0 | 0 |  | 1 | TRUE | wye
60 | LV_4461-12_0_3_load_62 | 84 | 0.002696 | 0.00067569 | 0 | 0 |  | 1 | TRUE | wye
61 | LV_4461-12_0_3_load_64 | 86 | 0.00042209 | 0.00010578 | 0 | 0 |  | 1 | TRUE | wye
62 | LV_4461-12_0_3_load_66 | 87 | 0.0026474 | 0.0006635 | 0 | 0 |  | 1 | TRUE | wye
63 | LV_4461-12_0_3_load_102 | 88 | 0.00048575 | 0.00012174 | 0 | 0 |  | 1 | TRUE | wye
64 | LV_4461-12_0_3_load_79 | 90 | 0.00087434 | 0.00021913 | 0 | 0 |  | 1 | TRUE | wye
65 | LV_4461-12_0_3_load_80 | 92 | 0.0018321 | 0.00045917 | 0 | 0 |  | 1 | TRUE | wye
66 | LV_4461-12_0_3_load_100 | 93 | 0.0019282 | 0.00048325 | 0 | 0 |  | 1 | TRUE | wye
67 | LV_4461-12_0_3_load_77 | 94 | 0.0028915 | 0.00072469 | 0 | 0 |  | 1 | TRUE | wye
68 | LV_4461-12_0_3_load_86 | 95 | 0.0013794 | 0.00034571 | 0 | 0 |  | 1 | TRUE | wye
69 | LV_4461-12_0_3_load_78 | 96 | 0.0019346 | 0.00048486 | 0 | 0 |  | 1 | TRUE | wye
70 | LV_4461-12_0_3_load_67 | 97 | 0.0044982 | 0.0011274 | 0 | 0 |  | 1 | TRUE | wye
71 | LV_4461-12_0_3_load_68 | 98 | 0.0020398 | 0.00051123 | 0 | 0 |  | 1 | TRUE | wye
72 | LV_4461-12_0_3_load_69 | 99 | 0.0023938 | 0.00059994 | 0 | 0 |  | 1 | TRUE | wye
73 | LV_4461-12_0_3_load_71 | 101 | 0.0018925 | 0.0004743 | 0 | 0 |  | 1 | TRUE | wye
74 | LV_4461-12_0_3_load_131 | 103 | 0.0052497 | 0.0013157 | 0 | 0 |  | 1 | TRUE | wye
75 | LV_4461-12_0_3_load_146 | 104 | 0.0022239 | 0.00055735 | 0 | 0 |  | 1 | TRUE | wye
76 | LV_4461-12_0_3_load_144 | 105 | 0.0023514 | 0.00058931 | 0 | 0 |  | 1 | TRUE | wye
77 | LV_4461-12_0_3_load_72 | 107 | 0.0066392 | 0.0016639 | 0 | 0 |  | 1 | TRUE | wye
78 | LV_4461-12_0_3_load_74 | 108 | 0.0036467 | 0.00091396 | 0 | 0 |  | 1 | TRUE | wye
79 | LV_4461-12_0_3_load_76 | 109 | 0.0010588 | 0.00026535 | 0 | 0 |  | 1 | TRUE | wye
80 | LV_4461-12_0_3_load_81 | 110 | 0.0011697 | 0.00029315 | 0 | 0 |  | 1 | TRUE | wye
81 | LV_4461-12_0_3_load_82 | 111 | 0.00065417 | 0.00016395 | 0 | 0 |  | 1 | TRUE | wye
82 | LV_4461-12_0_3_load_83 | 112 | 0.00086308 | 0.00021631 | 0 | 0 |  | 1 | TRUE | wye
83 | LV_4461-12_0_3_load_84 | 113 | 0.00098457 | 0.00024676 | 0 | 0 |  | 1 | TRUE | wye
84 | LV_4461-12_0_3_load_85 | 114 | 0.00065605 | 0.00016442 | 0 | 0 |  | 1 | TRUE | wye
85 | LV_4461-12_0_3_load_91 | 115 | 0.00078131 | 0.00019582 | 0 | 0 |  | 1 | TRUE | wye
86 | LV_4461-12_0_3_load_99 | 117 | 0.001252 | 0.00031378 | 0 | 0 |  | 1 | TRUE | wye
87 | LV_4461-12_0_3_load_97 | 118 | 0.0010447 | 0.00026184 | 0 | 0 |  | 1 | TRUE | wye
88 | LV_4461-12_0_3_load_87 | 119 | 0.0011671 | 0.00029251 | 0 | 0 |  | 1 | TRUE | wye
89 | LV_4461-12_0_3_load_89 | 120 | 0.0015368 | 0.00038515 | 0 | 0 |  | 1 | TRUE | wye
90 | LV_4461-12_0_3_load_124 | 121 | 0.00063016 | 0.00015793 | 0 | 0 |  | 1 | TRUE | wye
91 | LV_4461-12_0_3_load_93 | 123 | 0.0041022 | 0.0010281 | 0 | 0 |  | 1 | TRUE | wye
92 | LV_4461-12_0_3_load_94 | 124 | 0.00081921 | 0.00020531 | 0 | 0 |  | 1 | TRUE | wye
93 | LV_4461-12_0_3_load_95 | 125 | 0.00085514 | 0.00021432 | 0 | 0 |  | 1 | TRUE | wye
94 | LV_4461-12_0_3_load_116 | 126 | 0.0010624 | 0.00026627 | 0 | 0 |  | 1 | TRUE | wye
95 | LV_4461-12_0_3_load_142 | 127 | 0.00041145 | 0.00010312 | 0 | 0 |  | 1 | TRUE | wye
96 | LV_4461-12_0_3_load_101 | 129 | 0.00032564 | 8.1612e-05 | 0 | 0 |  | 1 | TRUE | wye
97 | LV_4461-12_0_3_load_133 | 131 | 0.0027178 | 0.00068115 | 0 | 0 |  | 1 | TRUE | wye
98 | LV_4461-12_0_3_load_132 | 132 | 0.0002597 | 6.5086e-05 | 0 | 0 |  | 1 | TRUE | wye
99 | LV_4461-12_0_3_load_160 | 133 | 0.0006842 | 0.00017148 | 0 | 0 |  | 1 | TRUE | wye
100 | LV_4461-12_0_3_load_106 | 134 | 0.0015048 | 0.00037713 | 0 | 0 |  | 1 | TRUE | wye
101 | LV_4461-12_0_3_load_107 | 135 | 0.0021743 | 0.00054494 | 0 | 0 |  | 1 | TRUE | wye
102 | LV_4461-12_0_3_load_109 | 136 | 0.0016267 | 0.00040768 | 0 | 0 |  | 1 | TRUE | wye
103 | LV_4461-12_0_3_load_166 | 137 | 0.002699 | 0.00067644 | 0 | 0 |  | 1 | TRUE | wye
104 | LV_4461-12_0_3_load_171 | 138 | 0.00096842 | 0.00024271 | 0 | 0 |  | 1 | TRUE | wye
105 | LV_4461-12_0_3_load_110 | 139 | 0.001902 | 0.00047668 | 0 | 0 |  | 1 | TRUE | wye
106 | LV_4461-12_0_3_load_111 | 140 | 0.0018734 | 0.00046953 | 0 | 0 |  | 1 | TRUE | wye
107 | LV_4461-12_0_3_load_112 | 141 | 0.0010958 | 0.00027462 | 0 | 0 |  | 1 | TRUE | wye
108 | LV_4461-12_0_3_load_113 | 142 | 0.0019319 | 0.00048419 | 0 | 0 |  | 1 | TRUE | wye
109 | LV_4461-12_0_3_load_114 | 143 | 0.0010502 | 0.00026321 | 0 | 0 |  | 1 | TRUE | wye
110 | LV_4461-12_0_3_load_122 | 144 | 0.0011907 | 0.00029842 | 0 | 0 |  | 1 | TRUE | wye
111 | LV_4461-12_0_3_load_140 | 145 | 0.0014234 | 0.00035675 | 0 | 0 |  | 1 | TRUE | wye
112 | LV_4461-12_0_3_load_120 | 146 | 0.0017315 | 0.00043395 | 0 | 0 |  | 1 | TRUE | wye
113 | LV_4461-12_0_3_load_121 | 147 | 0.003195 | 0.00080075 | 0 | 0 |  | 1 | TRUE | wye
114 | LV_4461-12_0_3_load_123 | 148 | 0.0033617 | 0.00084251 | 0 | 0 |  | 1 | TRUE | wye
115 | LV_4461-12_0_3_load_181 | 150 | 0.0028621 | 0.0007173 | 0 | 0 |  | 1 | TRUE | wye
116 | LV_4461-12_0_3_load_182 | 151 | 0.0039075 | 0.00097931 | 0 | 0 |  | 1 | TRUE | wye
117 | LV_4461-12_0_3_load_125 | 152 | 0.00044957 | 0.00011267 | 0 | 0 |  | 1 | TRUE | wye
118 | LV_4461-12_0_3_load_126 | 153 | 0.00049191 | 0.00012328 | 0 | 0 |  | 1 | TRUE | wye
119 | LV_4461-12_0_3_load_127 | 154 | 0.0011813 | 0.00029606 | 0 | 0 |  | 1 | TRUE | wye
120 | LV_4461-12_0_3_load_129 | 155 | 0.0030216 | 0.00075728 | 0 | 0 |  | 1 | TRUE | wye
121 | LV_4461-12_0_3_load_143 | 156 | 0.002145 | 0.00053759 | 0 | 0 |  | 1 | TRUE | wye
122 | LV_4461-12_0_3_load_172 | 157 | 0.001138 | 0.0002852 | 0 | 0 |  | 1 | TRUE | wye
123 | LV_4461-12_0_3_load_170 | 158 | 0.0022459 | 0.00056287 | 0 | 0 |  | 1 | TRUE | wye
124 | LV_4461-12_0_3_load_180 | 159 | 0.0059955 | 0.0015026 | 0 | 0 |  | 1 | TRUE | wye
125 | LV_4461-12_0_3_load_150 | 160 | 0.0026671 | 0.00066843 | 0 | 0 |  | 1 | TRUE | wye
126 | LV_4461-12_0_3_load_134 | 161 | 0.0010193 | 0.00025547 | 0 | 0 |  | 1 | TRUE | wye
127 | LV_4461-12_0_3_load_135 | 162 | 0.0010287 | 0.00025783 | 0 | 0 |  | 1 | TRUE | wye
128 | LV_4461-12_0_3_load_157 | 164 | 0.0012565 | 0.00031491 | 0 | 0 |  | 1 | TRUE | wye
129 | LV_4461-12_0_3_load_183 | 166 | 0.0030263 | 0.00075847 | 0 | 0 |  | 1 | TRUE | wye
130 | LV_4461-12_0_3_load_179 | 167 | 0.0016426 | 0.00041167 | 0 | 0 |  | 1 | TRUE | wye
131 | LV_4461-12_0_3_load_145 | 168 | 0.00069918 | 0.00017523 | 0 | 0 |  | 1 | TRUE | wye
132 | LV_4461-12_0_3_load_148 | 169 | 0.00096641 | 0.00024221 | 0 | 0 |  | 1 | TRUE | wye
133 | LV_4461-12_0_3_load_155 | 170 | 0.00062067 | 0.00015555 | 0 | 0 |  | 1 | TRUE | wye
134 | LV_4461-12_0_3_load_153 | 171 | 0.00046089 | 0.00011551 | 0 | 0 |  | 1 | TRUE | wye
135 | LV_4461-12_0_3_load_167 | 172 | 0.0011071 | 0.00027747 | 0 | 0 |  | 1 | TRUE | wye
136 | LV_4461-12_0_3_load_161 | 173 | 0.0030989 | 0.00077666 | 0 | 0 |  | 1 | TRUE | wye
137 | LV_4461-12_0_3_load_162 | 174 | 0.0041237 | 0.0010335 | 0 | 0 |  | 1 | TRUE | wye
138 | LV_4461-12_0_3_load_163 | 175 | 0.00094079 | 0.00023578 | 0 | 0 |  | 1 | TRUE | wye
139 | LV_4461-12_0_3_load_164 | 176 | 0.0023425 | 0.00058709 | 0 | 0 |  | 1 | TRUE | wye
140 | LV_4461-12_0_3_load_176 | 178 | 0.00081501 | 0.00020426 | 0 | 0 |  | 1 | TRUE | wye
141 | LV_4461-12_0_3_load_175 | 179 | 0.00061568 | 0.0001543 | 0 | 0 |  | 1 | TRUE | wye
142 | LV_4461-12_0_3_load_174 | 180 | 0.0034802 | 0.00087222 | 0 | 0 |  | 1 | TRUE | wye
143 | LV_4461-12_0_3_load_173 | 181 | 0.00039724 | 9.9557e-05 | 0 | 0 |  | 1 | TRUE | wye

## ext_grid
| name | bus | vm_pu | va_degree | slack_weight | in_service
0 |  | 180 | 1 | 0 | 1 | TRUE

## line
| name | std_type | from_bus | to_bus | length_km | r_ohm_per_km | x_ohm_per_km | c_nf_per_km | g_us_per_km | max_i_ka | df | parallel | type | in_service
0 | LV_4461-12_0_3_line_0 |  | 0 | 1 | 0.023339 | 0.125 | 0.08 | 261 | 0 | 0.364 | 1 | 1 | cs | TRUE
1 | LV_4461-12_0_3_line_1 |  | 1 | 2 | 0.038754 | 0.125 | 0.08 | 261 | 0 | 0.364 | 1 | 1 | cs | TRUE
2 | LV_4461-12_0_3_line_2 |  | 2 | 6 | 0.010261 | 0.125 | 0.08 | 261 | 0 | 0.364 | 1 | 1 | cs | TRUE
3 | LV_4461-12_0_3_line_3 |  | 3 | 4 | 0.0013954 | 0.125 | 0.08 | 261 | 0 | 0.364 | 1 | 2 | cs | TRUE
4 | LV_4461-12_0_3_line_4 |  | 3 | 5 | 0.026899 | 0.125 | 0.08 | 261 | 0 | 0.364 | 1 | 2 | cs | TRUE
5 | LV_4461-12_0_3_line_5 |  | 4 | 145 | 0.0024161 | 0.125 | 0.08 | 261 | 0 | 0.364 | 1 | 2 | cs | TRUE
6 | LV_4461-12_0_3_line_6 |  | 5 | 91 | 0.01915 | 0.125 | 0.08 | 261 | 0 | 0.364 | 1 | 2 | cs | TRUE
7 | LV_4461-12_0_3_line_7 |  | 6 | 7 | 0.078425 | 0.125 | 0.08 | 261 | 0 | 0.364 | 1 | 1 | cs | TRUE
8 | LV_4461-12_0_3_line_8 |  | 7 | 8 | 0.12671 | 0.125 | 0.08 | 261 | 0 | 0.364 | 1 | 1 | cs | TRUE
9 | LV_4461-12_0_3_line_9 |  | 8 | 9 | 0.0067684 | 0.125 | 0.08 | 261 | 0 | 0.364 | 1 | 1 | cs | TRUE
10 | LV_4461-12_0_3_line_10 |  | 9 | 15 | 0.0011758 | 0.125 | 0.08 | 261 | 0 | 0.364 | 1 | 1 | cs | TRUE
11 | LV_4461-12_0_3_line_11 |  | 10 | 11 | 0.013843 | 0.125 | 0.08 | 261 | 0 | 0.364 | 1 | 1 | cs | TRUE
12 | LV_4461-12_0_3_line_12 |  | 11 | 12 | 0.017454 | 0.125 | 0.08 | 261 | 0 | 0.364 | 1 | 1 | cs | TRUE
13 | LV_4461-12_0_3_line_13 |  | 12 | 13 | 0.004043 | 0.125 | 0.08 | 261 | 0 | 0.364 | 1 | 1 | cs | TRUE
14 | LV_4461-12_0_3_line_14 |  | 13 | 14 | 0.04384 | 0.125 | 0.08 | 261 | 0 | 0.364 | 1 | 1 | cs | TRUE
15 | LV_4461-12_0_3_line_15 |  | 14 | 17 | 0.029751 | 0.125 | 0.08 | 261 | 0 | 0.364 | 1 | 1 | cs | TRUE
16 | LV_4461-12_0_3_line_16 |  | 15 | 16 | 0.021657 | 0.125 | 0.08 | 261 | 0 | 0.364 | 1 | 1 | cs | TRUE
17 | LV_4461-12_0_3_line_17 |  | 16 | 52 | 0.016526 | 0.125 | 0.08 | 261 | 0 | 0.364 | 1 | 1 | cs | TRUE
18 | LV_4461-12_0_3_line_18 |  | 17 | 126 | 0.036667 | 0.125 | 0.08 | 261 | 0 | 0.364 | 1 | 1 | cs | TRUE
19 | LV_4461-12_0_3_line_19 |  | 18 | 19 | 0.047369 | 0.125 | 0.08 | 261 | 0 | 0.364 | 1 | 1 | cs | TRUE
20 | LV_4461-12_0_3_line_20 |  | 18 | 20 | 0.0016066 | 0.125 | 0.08 | 261 | 0 | 0.364 | 1 | 1 | cs | TRUE
21 | LV_4461-12_0_3_line_21 |  | 19 | 21 | 0.09726 | 0.125 | 0.08 | 261 | 0 | 0.364 | 1 | 1 | cs | TRUE
22 | LV_4461-12_0_3_line_22 |  | 21 | 22 | 0.045687 | 0.125 | 0.08 | 261 | 0 | 0.364 | 1 | 1 | cs | TRUE
23 | LV_4461-12_0_3_line_23 |  | 21 | 23 | 0.018115 | 0.125 | 0.08 | 261 | 0 | 0.364 | 1 | 1 | cs | TRUE
24 | LV_4461-12_0_3_line_24 |  | 22 | 39 | 0.034272 | 0.125 | 0.08 | 261 | 0 | 0.364 | 1 | 1 | cs | TRUE
25 | LV_4461-12_0_3_line_25 |  | 22 | 40 | 0.020583 | 0.125 | 0.08 | 261 | 0 | 0.364 | 1 | 1 | cs | TRUE
26 | LV_4461-12_0_3_line_26 |  | 23 | 38 | 0.088151 | 0.125 | 0.08 | 261 | 0 | 0.364 | 1 | 1 | cs | TRUE
27 | LV_4461-12_0_3_line_27 |  | 24 | 25 | 0.016816 | 0.125 | 0.08 | 261 | 0 | 0.364 | 1 | 1 | cs | TRUE
28 | LV_4461-12_0_3_line_28 |  | 24 | 26 | 0.054373 | 0.125 | 0.08 | 261 | 0 | 0.364 | 1 | 1 | cs | TRUE
29 | LV_4461-12_0_3_line_29 |  | 25 | 27 | 0.10134 | 0.125 | 0.08 | 261 | 0 | 0.364 | 1 | 1 | cs | TRUE
30 | LV_4461-12_0_3_line_30 |  | 26 | 28 | 0.062156 | 0.125 | 0.08 | 261 | 0 | 0.364 | 1 | 1 | cs | TRUE
31 | LV_4461-12_0_3_line_31 |  | 26 | 29 | 0.11617 | 0.125 | 0.08 | 261 | 0 | 0.364 | 1 | 1 | cs | TRUE
32 | LV_4461-12_0_3_line_32 |  | 27 | 31 | 0.0045344 | 0.125 | 0.08 | 261 | 0 | 0.364 | 1 | 1 | cs | TRUE
33 | LV_4461-12_0_3_line_33 |  | 28 | 30 | 0.023852 | 0.125 | 0.08 | 261 | 0 | 0.364 | 1 | 1 | cs | TRUE
34 | LV_4461-12_0_3_line_34 |  | 29 | 32 | 0.06317 | 0.125 | 0.08 | 261 | 0 | 0.364 | 1 | 1 | cs | TRUE
35 | LV_4461-12_0_3_line_35 |  | 31 | 41 | 0.0036425 | 0.125 | 0.08 | 261 | 0 | 0.364 | 1 | 1 | cs | TRUE
36 | LV_4461-12_0_3_line_36 |  | 32 | 171 | 0.012784 | 0.125 | 0.08 | 261 | 0 | 0.364 | 1 | 1 | cs | TRUE
37 | LV_4461-12_0_3_line_37 |  | 33 | 34 | 0.010005 | 0.125 | 0.08 | 261 | 0 | 0.364 | 1 | 1 | cs | TRUE
38 | LV_4461-12_0_3_line_38 |  | 33 | 35 | 0.029774 | 0.125 | 0.08 | 261 | 0 | 0.364 | 1 | 1 | cs | TRUE
39 | LV_4461-12_0_3_line_39 |  | 34 | 36 | 0.013898 | 0.125 | 0.08 | 261 | 0 | 0.364 | 1 | 1 | cs | TRUE
40 | LV_4461-12_0_3_line_40 |  | 35 | 37 | 0.01318 | 0.125 | 0.08 | 261 | 0 | 0.364 | 1 | 1 | cs | TRUE
41 | LV_4461-12_0_3_line_41 |  | 35 | 38 | 0.028221 | 0.125 | 0.08 | 261 | 0 | 0.364 | 1 | 1 | cs | TRUE
42 | LV_4461-12_0_3_line_42 |  | 40 | 41 | 0.015591 | 0.125 | 0.08 | 261 | 0 | 0.364 | 1 | 1 | cs | TRUE
43 | LV_4461-12_0_3_line_43 |  | 41 | 42 | 0.023165 | 0.125 | 0.08 | 261 | 0 | 0.364 | 1 | 1 | cs | TRUE
44 | LV_4461-12_0_3_line_44 |  | 43 | 44 | 0.031359 | 0.125 | 0.08 | 261 | 0 | 0.364 | 1 | 1 | cs | TRUE
45 | LV_4461-12_0_3_line_45 |  | 43 | 45 | 0.0082524 | 0.125 | 0.08 | 261 | 0 | 0.364 | 1 | 1 | cs | TRUE
46 | LV_4461-12_0_3_line_46 |  | 44 | 46 | 0.012633 | 0.125 | 0.08 | 261 | 0 | 0.364 | 1 | 1 | cs | TRUE
47 | LV_4461-12_0_3_line_47 |  | 45 | 47 | 0.0031039 | 0.125 | 0.08 | 261 | 0 | 0.364 | 1 | 1 | cs | TRUE
48 | LV_4461-12_0_3_line_48 |  | 45 | 48 | 0.023913 | 0.125 | 0.08 | 261 | 0 | 0.364 | 1 | 1 | cs | TRUE
49 | LV_4461-12_0_3_line_49 |  | 46 | 49 | 0.008661 | 0.125 | 0.08 | 261 | 0 | 0.364 | 1 | 1 | cs | TRUE
50 | LV_4461-12_0_3_line_50 |  | 48 | 50 | 0.026454 | 0.125 | 0.08 | 261 | 0 | 0.364 | 1 | 1 | cs | TRUE
51 | LV_4461-12_0_3_line_51 |  | 48 | 51 | 0.019134 | 0.125 | 0.08 | 261 | 0 | 0.364 | 1 | 1 | cs | TRUE
52 | LV_4461-12_0_3_line_52 |  | 49 | 52 | 0.020922 | 0.125 | 0.08 | 261 | 0 | 0.364 | 1 | 1 | cs | TRUE
53 | LV_4461-12_0_3_line_53 |  | 49 | 53 | 0.017154 | 0.125 | 0.08 | 261 | 0 | 0.364 | 1 | 1 | cs | TRUE
54 | LV_4461-12_0_3_line_54 |  | 50 | 56 | 0.022601 | 0.125 | 0.08 | 261 | 0 | 0.364 | 1 | 1 | cs | TRUE
55 | LV_4461-12_0_3_line_55 |  | 50 | 57 | 0.02695 | 0.125 | 0.08 | 261 | 0 | 0.364 | 1 | 1 | cs | TRUE
56 | LV_4461-12_0_3_line_56 |  | 50 | 54 | 0.02807 | 0.125 | 0.08 | 261 | 0 | 0.364 | 1 | 1 | cs | TRUE
57 | LV_4461-12_0_3_line_57 |  | 53 | 115 | 0.0030561 | 0.125 | 0.08 | 261 | 0 | 0.364 | 1 | 1 | cs | TRUE
58 | LV_4461-12_0_3_line_58 |  | 54 | 55 | 0.022762 | 0.125 | 0.08 | 261 | 0 | 0.364 | 1 | 2 | cs | TRUE
59 | LV_4461-12_0_3_line_59 |  | 55 | 76 | 0.015889 | 0.125 | 0.08 | 261 | 0 | 0.364 | 1 | 2 | cs | TRUE
60 | LV_4461-12_0_3_line_60 |  | 56 | 80 | 0.0033508 | 0.125 | 0.08 | 261 | 0 | 0.364 | 1 | 1 | cs | TRUE
61 | LV_4461-12_0_3_line_61 |  | 57 | 61 | 0.016746 | 0.125 | 0.08 | 261 | 0 | 0.364 | 1 | 1 | cs | TRUE
62 | LV_4461-12_0_3_line_62 |  | 58 | 59 | 0.026376 | 0.125 | 0.08 | 261 | 0 | 0.364 | 1 | 1 | cs | TRUE
63 | LV_4461-12_0_3_line_63 |  | 58 | 60 | 0.022921 | 0.125 | 0.08 | 261 | 0 | 0.364 | 1 | 1 | cs | TRUE
64 | LV_4461-12_0_3_line_64 |  | 60 | 61 | 0.016244 | 0.125 | 0.08 | 261 | 0 | 0.364 | 1 | 1 | cs | TRUE
65 | LV_4461-12_0_3_line_65 |  | 60 | 62 | 0.020792 | 0.125 | 0.08 | 261 | 0 | 0.364 | 1 | 1 | cs | TRUE
66 | LV_4461-12_0_3_line_66 |  | 62 | 63 | 0.010683 | 0.125 | 0.08 | 261 | 0 | 0.364 | 1 | 1 | cs | TRUE
67 | LV_4461-12_0_3_line_67 |  | 64 | 65 | 0.0052067 | 0.125 | 0.08 | 261 | 0 | 0.364 | 1 | 1 | cs | TRUE
68 | LV_4461-12_0_3_line_68 |  | 64 | 66 | 0.016092 | 0.125 | 0.08 | 261 | 0 | 0.364 | 1 | 1 | cs | TRUE
69 | LV_4461-12_0_3_line_69 |  | 66 | 67 | 0.017012 | 0.125 | 0.08 | 261 | 0 | 0.364 | 1 | 2 | cs | TRUE
70 | LV_4461-12_0_3_line_70 |  | 66 | 68 | 0.0013761 | 0.125 | 0.08 | 261 | 0 | 0.364 | 1 | 2 | cs | TRUE
71 | LV_4461-12_0_3_line_71 |  | 67 | 71 | 0.015566 | 0.125 | 0.08 | 261 | 0 | 0.364 | 1 | 2 | cs | TRUE
72 | LV_4461-12_0_3_line_72 |  | 68 | 72 | 0.026052 | 0.125 | 0.08 | 261 | 0 | 0.364 | 1 | 2 | cs | TRUE
73 | LV_4461-12_0_3_line_73 |  | 69 | 70 | 0.028099 | 0.125 | 0.08 | 261 | 0 | 0.364 | 1 | 1 | cs | TRUE
74 | LV_4461-12_0_3_line_74 |  | 70 | 73 | 0.015581 | 0.125 | 0.08 | 261 | 0 | 0.364 | 1 | 1 | cs | TRUE
75 | LV_4461-12_0_3_line_75 |  | 71 | 74 | 0.025643 | 0.125 | 0.08 | 261 | 0 | 0.364 | 1 | 2 | cs | TRUE
76 | LV_4461-12_0_3_line_76 |  | 72 | 75 | 0.0044148 | 0.125 | 0.08 | 261 | 0 | 0.364 | 1 | 2 | cs | TRUE
77 | LV_4461-12_0_3_line_77 |  | 73 | 81 | 0.012172 | 0.125 | 0.08 | 261 | 0 | 0.364 | 1 | 1 | cs | TRUE
78 | LV_4461-12_0_3_line_78 |  | 74 | 77 | 0.016685 | 0.125 | 0.08 | 261 | 0 | 0.364 | 1 | 2 | cs | TRUE
79 | LV_4461-12_0_3_line_79 |  | 75 | 102 | 0.028198 | 0.125 | 0.08 | 261 | 0 | 0.364 | 1 | 2 | cs | TRUE
80 | LV_4461-12_0_3_line_80 |  | 76 | 77 | 0.003507 | 0.125 | 0.08 | 261 | 0 | 0.364 | 1 | 2 | cs | TRUE
81 | LV_4461-12_0_3_line_81 |  | 76 | 78 | 0.019765 | 0.125 | 0.08 | 261 | 0 | 0.364 | 1 | 1 | cs | TRUE
82 | LV_4461-12_0_3_line_82 |  | 78 | 79 | 0.0066819 | 0.125 | 0.08 | 261 | 0 | 0.364 | 1 | 1 | cs | TRUE
83 | LV_4461-12_0_3_line_83 |  | 79 | 82 | 0.011776 | 0.125 | 0.08 | 261 | 0 | 0.364 | 1 | 1 | cs | TRUE
84 | LV_4461-12_0_3_line_84 |  | 80 | 133 | 0.016831 | 0.125 | 0.08 | 261 | 0 | 0.364 | 1 | 1 | cs | TRUE
85 | LV_4461-12_0_3_line_85 |  | 81 | 172 | 0.023154 | 0.125 | 0.08 | 261 | 0 | 0.364 | 1 | 1 | cs | TRUE
86 | LV_4461-12_0_3_line_86 |  | 82 | 107 | 0.01281 | 0.125 | 0.08 | 261 | 0 | 0.364 | 1 | 1 | cs | TRUE
87 | LV_4461-12_0_3_line_87 |  | 83 | 84 | 0.032268 | 0.125 | 0.08 | 261 | 0 | 0.364 | 1 | 1 | cs | TRUE
88 | LV_4461-12_0_3_line_88 |  | 83 | 85 | 0.013264 | 0.125 | 0.08 | 261 | 0 | 0.364 | 1 | 1 | cs | TRUE
89 | LV_4461-12_0_3_line_89 |  | 84 | 86 | 0.026443 | 0.125 | 0.08 | 261 | 0 | 0.364 | 1 | 1 | cs | TRUE
90 | LV_4461-12_0_3_line_90 |  | 85 | 87 | 0.022412 | 0.125 | 0.08 | 261 | 0 | 0.364 | 1 | 1 | cs | TRUE
91 | LV_4461-12_0_3_line_91 |  | 86 | 88 | 0.02842 | 0.125 | 0.08 | 261 | 0 | 0.364 | 1 | 1 | cs | TRUE
92 | LV_4461-12_0_3_line_92 |  | 87 | 92 | 0.0098728 | 0.125 | 0.08 | 261 | 0 | 0.364 | 1 | 1 | cs | TRUE
93 | LV_4461-12_0_3_line_93 |  | 88 | 93 | 0.061296 | 0.125 | 0.08 | 261 | 0 | 0.364 | 1 | 1 | cs | TRUE
94 | LV_4461-12_0_3_line_94 |  | 89 | 90 | 0.014043 | 0.125 | 0.08 | 261 | 0 | 0.364 | 1 | 1 | cs | TRUE
95 | LV_4461-12_0_3_line_95 |  | 89 | 91 | 0.016767 | 0.125 | 0.08 | 261 | 0 | 0.364 | 1 | 1 | cs | TRUE
96 | LV_4461-12_0_3_line_96 |  | 90 | 94 | 0.013388 | 0.125 | 0.08 | 261 | 0 | 0.364 | 1 | 1 | cs | TRUE
97 | LV_4461-12_0_3_line_97 |  | 91 | 95 | 0.023655 | 0.125 | 0.08 | 261 | 0 | 0.364 | 1 | 1 | cs | TRUE
98 | LV_4461-12_0_3_line_98 |  | 92 | 96 | 0.0090748 | 0.125 | 0.08 | 261 | 0 | 0.364 | 1 | 1 | cs | TRUE
99 | LV_4461-12_0_3_line_99 |  | 93 | 129 | 0.014425 | 0.125 | 0.08 | 261 | 0 | 0.364 | 1 | 1 | cs | TRUE
100 | LV_4461-12_0_3_line_100 |  | 94 | 96 | 0.0026693 | 0.125 | 0.08 | 261 | 0 | 0.364 | 1 | 1 | cs | TRUE
101 | LV_4461-12_0_3_line_101 |  | 95 | 119 | 0.01046 | 0.125 | 0.08 | 261 | 0 | 0.364 | 1 | 1 | cs | TRUE
102 | LV_4461-12_0_3_line_102 |  | 97 | 98 | 0.01389 | 0.125 | 0.08 | 261 | 0 | 0.364 | 1 | 1 | cs | TRUE
103 | LV_4461-12_0_3_line_103 |  | 97 | 99 | 0.012707 | 0.125 | 0.08 | 261 | 0 | 0.364 | 1 | 1 | cs | TRUE
104 | LV_4461-12_0_3_line_104 |  | 98 | 100 | 0.0067204 | 0.125 | 0.08 | 261 | 0 | 0.364 | 1 | 1 | cs | TRUE
105 | LV_4461-12_0_3_line_105 |  | 99 | 101 | 0.012297 | 0.125 | 0.08 | 261 | 0 | 0.364 | 1 | 1 | cs | TRUE
106 | LV_4461-12_0_3_line_106 |  | 100 | 102 | 0.003422 | 0.125 | 0.08 | 261 | 0 | 0.364 | 1 | 1 | cs | TRUE
107 | LV_4461-12_0_3_line_107 |  | 100 | 103 | 0.030806 | 0.125 | 0.08 | 261 | 0 | 0.364 | 1 | 1 | cs | TRUE
108 | LV_4461-12_0_3_line_108 |  | 101 | 104 | 0.022358 | 0.125 | 0.08 | 261 | 0 | 0.364 | 1 | 1 | cs | TRUE
109 | LV_4461-12_0_3_line_109 |  | 102 | 105 | 0.036667 | 0.125 | 0.08 | 261 | 0 | 0.364 | 1 | 2 | cs | TRUE
110 | LV_4461-12_0_3_line_110 |  | 103 | 106 | 0.036634 | 0.125 | 0.08 | 261 | 0 | 0.364 | 1 | 1 | cs | TRUE
111 | LV_4461-12_0_3_line_111 |  | 105 | 159 | 0.0097276 | 0.125 | 0.08 | 261 | 0 | 0.364 | 1 | 2 | cs | TRUE
112 | LV_4461-12_0_3_line_112 |  | 106 | 160 | 0.030132 | 0.125 | 0.08 | 261 | 0 | 0.364 | 1 | 1 | cs | TRUE
113 | LV_4461-12_0_3_line_113 |  | 107 | 108 | 0.016136 | 0.125 | 0.08 | 261 | 0 | 0.364 | 1 | 1 | cs | TRUE
114 | LV_4461-12_0_3_line_114 |  | 108 | 109 | 0.038022 | 0.125 | 0.08 | 261 | 0 | 0.364 | 1 | 1 | cs | TRUE
115 | LV_4461-12_0_3_line_115 |  | 110 | 111 | 0.0079092 | 0.125 | 0.08 | 261 | 0 | 0.364 | 1 | 1 | cs | TRUE
116 | LV_4461-12_0_3_line_116 |  | 110 | 112 | 0.015186 | 0.125 | 0.08 | 261 | 0 | 0.364 | 1 | 1 | cs | TRUE
117 | LV_4461-12_0_3_line_117 |  | 111 | 113 | 0.011356 | 0.125 | 0.08 | 261 | 0 | 0.364 | 1 | 1 | cs | TRUE
118 | LV_4461-12_0_3_line_118 |  | 112 | 114 | 0.016981 | 0.125 | 0.08 | 261 | 0 | 0.364 | 1 | 1 | cs | TRUE
119 | LV_4461-12_0_3_line_119 |  | 113 | 115 | 0.015004 | 0.125 | 0.08 | 261 | 0 | 0.364 | 1 | 1 | cs | TRUE
120 | LV_4461-12_0_3_line_120 |  | 114 | 116 | 0.0064293 | 0.125 | 0.08 | 261 | 0 | 0.364 | 1 | 1 | cs | TRUE
121 | LV_4461-12_0_3_line_121 |  | 116 | 117 | 0.014554 | 0.125 | 0.08 | 261 | 0 | 0.364 | 1 | 1 | cs | TRUE
122 | LV_4461-12_0_3_line_122 |  | 116 | 118 | 0.0258 | 0.125 | 0.08 | 261 | 0 | 0.364 | 1 | 1 | cs | TRUE
123 | LV_4461-12_0_3_line_123 |  | 117 | 127 | 0.018641 | 0.125 | 0.08 | 261 | 0 | 0.364 | 1 | 1 | cs | TRUE
124 | LV_4461-12_0_3_line_124 |  | 119 | 120 | 0.014848 | 0.125 | 0.08 | 261 | 0 | 0.364 | 1 | 1 | cs | TRUE
125 | LV_4461-12_0_3_line_125 |  | 120 | 121 | 0.0096161 | 0.125 | 0.08 | 261 | 0 | 0.364 | 1 | 1 | cs | TRUE
126 | LV_4461-12_0_3_line_126 |  | 121 | 122 | 0.0090053 | 0.125 | 0.08 | 261 | 0 | 0.364 | 1 | 1 | cs | TRUE
127 | LV_4461-12_0_3_line_127 |  | 122 | 126 | 0.031128 | 0.125 | 0.08 | 261 | 0 | 0.364 | 1 | 1 | cs | TRUE
128 | LV_4461-12_0_3_line_128 |  | 122 | 124 | 0.012669 | 0.125 | 0.08 | 261 | 0 | 0.364 | 1 | 1 | cs | TRUE
129 | LV_4461-12_0_3_line_129 |  | 123 | 124 | 0.016681 | 0.125 | 0.08 | 261 | 0 | 0.364 | 1 | 1 | cs | TRUE
130 | LV_4461-12_0_3_line_130 |  | 123 | 125 | 0.0071512 | 0.125 | 0.08 | 261 | 0 | 0.364 | 1 | 1 | cs | TRUE
131 | LV_4461-12_0_3_line_131 |  | 127 | 128 | 0.015247 | 0.125 | 0.08 | 261 | 0 | 0.364 | 1 | 1 | cs | TRUE
132 | LV_4461-12_0_3_line_132 |  | 128 | 156 | 0.034758 | 0.125 | 0.08 | 261 | 0 | 0.364 | 1 | 1 | cs | TRUE
133 | LV_4461-12_0_3_line_133 |  | 128 | 153 | 0.01098 | 0.125 | 0.08 | 261 | 0 | 0.364 | 1 | 1 | cs | TRUE
134 | LV_4461-12_0_3_line_134 |  | 129 | 130 | 0.021287 | 0.125 | 0.08 | 261 | 0 | 0.364 | 1 | 1 | cs | TRUE
135 | LV_4461-12_0_3_line_135 |  | 130 | 131 | 0.0053293 | 0.125 | 0.08 | 261 | 0 | 0.364 | 1 | 1 | cs | TRUE
136 | LV_4461-12_0_3_line_136 |  | 131 | 132 | 0.012422 | 0.125 | 0.08 | 261 | 0 | 0.364 | 1 | 1 | cs | TRUE
137 | LV_4461-12_0_3_line_137 |  | 132 | 161 | 0.023117 | 0.125 | 0.08 | 261 | 0 | 0.364 | 1 | 1 | cs | TRUE
138 | LV_4461-12_0_3_line_138 |  | 133 | 172 | 0.011361 | 0.125 | 0.08 | 261 | 0 | 0.364 | 1 | 1 | cs | TRUE
139 | LV_4461-12_0_3_line_139 |  | 134 | 135 | 0.024983 | 0.125 | 0.08 | 261 | 0 | 0.364 | 1 | 1 | cs | TRUE
140 | LV_4461-12_0_3_line_140 |  | 135 | 136 | 0.00024268 | 0.125 | 0.08 | 261 | 0 | 0.364 | 1 | 1 | cs | TRUE
141 | LV_4461-12_0_3_line_141 |  | 136 | 137 | 0.025189 | 0.125 | 0.08 | 261 | 0 | 0.364 | 1 | 1 | cs | TRUE
142 | LV_4461-12_0_3_line_142 |  | 137 | 138 | 0.0091325 | 0.125 | 0.08 | 261 | 0 | 0.364 | 1 | 1 | cs | TRUE
143 | LV_4461-12_0_3_line_143 |  | 138 | 158 | 0.013559 | 0.125 | 0.08 | 261 | 0 | 0.364 | 1 | 1 | cs | TRUE
144 | LV_4461-12_0_3_line_144 |  | 139 | 140 | 0.0062991 | 0.125 | 0.08 | 261 | 0 | 0.364 | 1 | 2 | cs | TRUE
145 | LV_4461-12_0_3_line_145 |  | 139 | 141 | 0.017602 | 0.125 | 0.08 | 261 | 0 | 0.364 | 1 | 2 | cs | TRUE
146 | LV_4461-12_0_3_line_146 |  | 140 | 142 | 0.020132 | 0.125 | 0.08 | 261 | 0 | 0.364 | 1 | 2 | cs | TRUE
147 | LV_4461-12_0_3_line_147 |  | 141 | 143 | 0.0099226 | 0.125 | 0.08 | 261 | 0 | 0.364 | 1 | 2 | cs | TRUE
148 | LV_4461-12_0_3_line_148 |  | 142 | 144 | 0.019547 | 0.125 | 0.08 | 261 | 0 | 0.364 | 1 | 2 | cs | TRUE
149 | LV_4461-12_0_3_line_149 |  | 143 | 145 | 0.027934 | 0.125 | 0.08 | 261 | 0 | 0.364 | 1 | 2 | cs | TRUE
150 | LV_4461-12_0_3_line_150 |  | 144 | 146 | 0.0030298 | 0.125 | 0.08 | 261 | 0 | 0.364 | 1 | 2 | cs | TRUE
151 | LV_4461-12_0_3_line_151 |  | 146 | 147 | 0.019198 | 0.125 | 0.08 | 261 | 0 | 0.364 | 1 | 2 | cs | TRUE
152 | LV_4461-12_0_3_line_152 |  | 147 | 148 | 0.0090542 | 0.125 | 0.08 | 261 | 0 | 0.364 | 1 | 2 | cs | TRUE
153 | LV_4461-12_0_3_line_153 |  | 148 | 149 | 0.025261 | 0.125 | 0.08 | 261 | 0 | 0.364 | 1 | 2 | cs | TRUE
154 | LV_4461-12_0_3_line_154 |  | 149 | 150 | 0.013025 | 0.125 | 0.08 | 261 | 0 | 0.364 | 1 | 2 | cs | TRUE
155 | LV_4461-12_0_3_line_155 |  | 149 | 151 | 0.0030261 | 0.125 | 0.08 | 261 | 0 | 0.364 | 1 | 1 | cs | TRUE
156 | LV_4461-12_0_3_line_156 |  | 150 | 166 | 0.0030636 | 0.125 | 0.08 | 261 | 0 | 0.364 | 1 | 2 | cs | TRUE
157 | LV_4461-12_0_3_line_157 |  | 152 | 153 | 0.0058919 | 0.125 | 0.08 | 261 | 0 | 0.364 | 1 | 1 | cs | TRUE
158 | LV_4461-12_0_3_line_158 |  | 152 | 154 | 0.043583 | 0.125 | 0.08 | 261 | 0 | 0.364 | 1 | 1 | cs | TRUE
159 | LV_4461-12_0_3_line_159 |  | 154 | 155 | 0.00607 | 0.125 | 0.08 | 261 | 0 | 0.364 | 1 | 1 | cs | TRUE
160 | LV_4461-12_0_3_line_160 |  | 155 | 157 | 0.023435 | 0.125 | 0.08 | 261 | 0 | 0.364 | 1 | 1 | cs | TRUE
161 | LV_4461-12_0_3_line_161 |  | 157 | 158 | 0.0083215 | 0.125 | 0.08 | 261 | 0 | 0.364 | 1 | 1 | cs | TRUE
162 | LV_4461-12_0_3_line_162 |  | 159 | 167 | 0.00037781 | 0.125 | 0.08 | 261 | 0 | 0.364 | 1 | 2 | cs | TRUE
163 | LV_4461-12_0_3_line_163 |  | 161 | 162 | 0.0058201 | 0.125 | 0.08 | 261 | 0 | 0.364 | 1 | 1 | cs | TRUE
164 | LV_4461-12_0_3_line_164 |  | 162 | 163 | 0.047713 | 0.125 | 0.08 | 261 | 0 | 0.364 | 1 | 1 | cs | TRUE
165 | LV_4461-12_0_3_line_165 |  | 163 | 164 | 0.034505 | 0.125 | 0.08 | 261 | 0 | 0.364 | 1 | 1 | cs | TRUE
166 | LV_4461-12_0_3_line_166 |  | 163 | 165 | 0.00251 | 0.125 | 0.08 | 261 | 0 | 0.364 | 1 | 1 | cs | TRUE
167 | LV_4461-12_0_3_line_167 |  | 164 | 170 | 0.023097 | 0.125 | 0.08 | 261 | 0 | 0.364 | 1 | 1 | cs | TRUE
168 | LV_4461-12_0_3_line_168 |  | 165 | 169 | 0.019612 | 0.125 | 0.08 | 261 | 0 | 0.364 | 1 | 1 | cs | TRUE
169 | LV_4461-12_0_3_line_169 |  | 165 | 168 | 0.013167 | 0.125 | 0.08 | 261 | 0 | 0.364 | 1 | 1 | cs | TRUE
170 | LV_4461-12_0_3_line_170 |  | 166 | 176 | 0.037284 | 0.125 | 0.08 | 261 | 0 | 0.364 | 1 | 2 | cs | TRUE
171 | LV_4461-12_0_3_line_171 |  | 167 | 178 | 0.033235 | 0.125 | 0.08 | 261 | 0 | 0.364 | 1 | 2 | cs | TRUE
172 | LV_4461-12_0_3_line_172 |  | 170 | 171 | 0.0128 | 0.125 | 0.08 | 261 | 0 | 0.364 | 1 | 1 | cs | TRUE
173 | LV_4461-12_0_3_line_173 |  | 173 | 174 | 0.014352 | 0.125 | 0.08 | 261 | 0 | 0.364 | 1 | 2 | cs | TRUE
174 | LV_4461-12_0_3_line_174 |  | 173 | 175 | 0.019153 | 0.125 | 0.08 | 261 | 0 | 0.364 | 1 | 2 | cs | TRUE
175 | LV_4461-12_0_3_line_175 |  | 174 | 176 | 0.035966 | 0.125 | 0.08 | 261 | 0 | 0.364 | 1 | 2 | cs | TRUE
176 | LV_4461-12_0_3_line_176 |  | 175 | 177 | 0.0030853 | 0.125 | 0.08 | 261 | 0 | 0.364 | 1 | 2 | cs | TRUE
177 | LV_4461-12_0_3_line_177 |  | 177 | 178 | 0.019591 | 0.125 | 0.08 | 261 | 0 | 0.364 | 1 | 2 | cs | TRUE
178 | LV_4461-12_0_3_line_178 |  | 177 | 179 | 0.020589 | 0.125 | 0.08 | 261 | 0 | 0.364 | 1 | 2 | cs | TRUE
179 | LV_4461-12_0_3_line_179 |  | 179 | 180 | 0.019422 | 0.125 | 0.08 | 261 | 0 | 0.364 | 1 | 2 | cs | TRUE
180 | LV_4461-12_0_3_line_180 |  | 180 | 181 | 0.0055815 | 0.125 | 0.08 | 261 | 0 | 0.364 | 1 | 1 | cs | TRUE

## trafo
| name | std_type | hv_bus | lv_bus | sn_mva | vn_hv_kv | vn_lv_kv | vk_percent | vkr_percent | pfe_kw | i0_percent | shift_degree | tap_side | tap_neutral | tap_min | tap_max | tap_step_percent | tap_step_degree | tap_pos | tap_phase_shifter | parallel | df | in_service
0 | LV_4461-12_0_3_trafo_174 | 0.63 MVA 20/0.4 kV | 182 | 180 | 0.63 | 20 | 0.4 | 6 | 1.206 | 1.65 | 0.2619 | 150 | hv | 0 | -2 | 2 | 2.5 | 0 | 0 | FALSE | 1 | 1 | TRUE

## line_geodata
| x0 | y0 | x1 | y1 | x2 | y2 | x3 | y3 | x4 | y4 | x5 | y5 | x6 | y6 | x7 | y7 | x8 | y8 | x9 | y9 | x10 | y10
0 | 2737694.3849 | 1267108.395 | 2737689.8071 | 1267106.43 | 2737674.2385 | 1267096.7034
1 | 2737674.2385 | 1267096.7034 | 2737665.6749 | 1267091.3533 | 2737649.2228 | 1267075.3769 | 2737645.7751 | 1267070.8084
2 | 2737639.5942 | 1267062.6181 | 2737645.7751 | 1267070.8084
3 | 2737875.7824 | 1267021.8362 | 2737875.7753 | 1267021.8279 | 2737875.4435 | 1267020.4838
4 | 2737897.6694 | 1267035.6632 | 2737893.1142 | 1267035.2899 | 2737882.4615 | 1267029.6359 | 2737875.7824 | 1267021.8362
5 | 2737874.8645 | 1267018.1382 | 2737875.4435 | 1267020.4838
6 | 2737915.7077 | 1267029.8118 | 2737910.8997 | 1267032.2019 | 2737904.9914 | 1267034.6219 | 2737897.6694 | 1267035.6632 | 2737897.6694 | 1267035.6632
7 | 2737639.5942 | 1267062.6181 | 2737624.7879 | 1266985.6036
8 | 2737609.5236 | 1266859.819 | 2737624.7879 | 1266985.6036
9 | 2737608.708 | 1266853.0999 | 2737609.5236 | 1266859.819
10 | 2737608.708 | 1266853.0999 | 2737608.5663 | 1266851.9327
11 | 2737959.4852 | 1267210.9841 | 2737972.4152 | 1267215.9273
12 | 2737988.6683 | 1267222.2898 | 2737979.0129 | 1267218.4495 | 2737972.4152 | 1267215.9273
13 | 2737988.6683 | 1267222.2898 | 2737990.3582 | 1267218.6145
14 | 2737990.3582 | 1267218.6145 | 2737990.5929 | 1267217.5968 | 2737989.6301 | 1267213.3591 | 2737987.8844 | 1267209.1031 | 2737978.983 | 1267191.3671 | 2737974.7227 | 1267179.6674 | 2737974.4626 | 1267178.1351
15 | 2737969.4838 | 1267148.8037 | 2737974.4626 | 1267178.1351
16 | 2737605.9568 | 1266830.4337 | 2737608.5663 | 1266851.9327
17 | 2737605.9568 | 1266830.4337 | 2737603.9656 | 1266814.0286
18 | 2737969.4838 | 1267148.8037 | 2737966.2692 | 1267129.8663 | 2737963.4542 | 1267112.6358
19 | 2738404.4667 | 1266628.0523 | 2738402.6384 | 1266623.7231 | 2738399.5852 | 1266615.1655 | 2738400.2133 | 1266610.2199 | 2738404.37 | 1266599.974 | 2738408.1075 | 1266582.8357
20 | 2738405.0918 | 1266629.5324 | 2738404.4667 | 1266628.0523
21 | 2738401.7509 | 1266485.7837 | 2738408.1075 | 1266582.8357
22 | 2738356.1375 | 1266488.3702 | 2738401.7509 | 1266485.7837
23 | 2738419.837 | 1266484.7581 | 2738401.7509 | 1266485.7837
24 | 2738356.1375 | 1266488.3702 | 2738356.4956 | 1266479.837 | 2738356.2496 | 1266472.9802 | 2738355.7841 | 1266467.1303 | 2738353.4734 | 1266462.2382 | 2738349.3306 | 1266455.8767
25 | 2738356.1375 | 1266488.3702 | 2738335.5776 | 1266489.3441
26 | 2738419.837 | 1266484.7581 | 2738486.8071 | 1266427.4379
27 | 2738214.7934 | 1266519.7256 | 2738199.811 | 1266527.362
28 | 2738153.575 | 1266555.9199 | 2738166.9618 | 1266547.1132 | 2738181.4171 | 1266537.7087 | 2738199.811 | 1266527.362 | 2738199.811 | 1266527.362
29 | 2738311.8404 | 1266490.5409 | 2738214.7934 | 1266519.7256
30 | 2738153.575 | 1266555.9199 | 2738138.5197 | 1266495.6148
31 | 2738073.7747 | 1266640.3368 | 2738153.575 | 1266555.9199
32 | 2738311.8404 | 1266490.5409 | 2738316.3676 | 1266490.2863
33 | 2738138.5197 | 1266495.6148 | 2738145.7508 | 1266472.8853
34 | 2738073.7747 | 1266640.3368 | 2738057.3674 | 1266654.0001 | 2738048.8896 | 1266660.6419 | 2738040.9157 | 1266666.35 | 2738032.4608 | 1266671.046 | 2738024.9666 | 1266674.2741 | 2738021.7366 | 1266675.3696
35 | 2738320.0044 | 1266490.0818 | 2738316.3676 | 1266490.2863
36 | 2738009.4173 | 1266678.7381 | 2738017.4507 | 1266676.8233 | 2738021.7366 | 1266675.3696
37 | 2738501.5265 | 1266394.6066 | 2738499.1015 | 1266393.9492 | 2738496.1482 | 1266393.6575 | 2738492.5512 | 1266393.84 | 2738491.6403 | 1266393.9893
38 | 2738465.9499 | 1266408.531 | 2738477.8025 | 1266400.3007 | 2738482.6472 | 1266397.3447 | 2738486.3594 | 1266395.4632 | 2738489.3452 | 1266394.3654 | 2738491.6403 | 1266393.9893
39 | 2738501.5265 | 1266394.6066 | 2738503.4655 | 1266395.7532 | 2738504.9984 | 1266397.513 | 2738505.7518 | 1266399.11 | 2738507.3172 | 1266403.3396 | 2738508.2662 | 1266406.2232
40 | 2738465.9499 | 1266408.531 | 2738459.2537 | 1266402.435 | 2738456.285 | 1266399.5714
41 | 2738465.9499 | 1266408.531 | 2738471.0017 | 1266413.443 | 2738480.3873 | 1266422.7274 | 2738483.8987 | 1266425.5569 | 2738486.8071 | 1266427.4379
42 | 2738320.0044 | 1266490.0818 | 2738335.5776 | 1266489.3441
43 | 2738320.0044 | 1266490.0818 | 2738320.5297 | 1266480.1957 | 2738321.1927 | 1266468.9336 | 2738321.298 | 1266466.9529
44 | 2737611.8183 | 1266779.5648 | 2737613.2896 | 1266777.1857 | 2737613.7547 | 1266774.683 | 2737611.1174 | 1266762.1317 | 2737608.8922 | 1266757.7534 | 2737605.6889 | 1266754.2977 | 2737602.507 | 1266752.6849
45 | 2737594.5543 | 1266750.546 | 2737601.848 | 1266752.3509 | 2737602.507 | 1266752.6849
46 | 2737600.2662 | 1266784.6786 | 2737611.8183 | 1266779.5648
47 | 2737594.5543 | 1266750.546 | 2737595.0955 | 1266753.6023
48 | 2737590.8265 | 1266726.9365 | 2737591.7149 | 1266734.3866 | 2737592.7964 | 1266741.6298 | 2737594.5543 | 1266750.546
49 | 2737601.4446 | 1266793.2587 | 2737600.2662 | 1266784.6786
50 | 2737587.937 | 1266700.6439 | 2737588.5456 | 1266705.5517 | 2737589.3746 | 1266712.6445 | 2737590.319 | 1266720.9189 | 2737590.8265 | 1266726.9365
51 | 2737590.8265 | 1266726.9365 | 2737571.6976 | 1266726.5192
52 | 2737601.4446 | 1266793.2587 | 2737603.9656 | 1266814.0286
53 | 2737601.4446 | 1266793.2587 | 2737595.9413 | 1266793.8089 | 2737584.335 | 1266794.4328
54 | 2737587.937 | 1266700.6439 | 2737586.5221 | 1266691.5466 | 2737585.3306 | 1266685.7911 | 2737583.6101 | 1266678.4737
55 | 2737587.937 | 1266700.6439 | 2737583.8565 | 1266700.8936 | 2737578.2309 | 1266701.1962 | 2737572.3477 | 1266700.5921 | 2737561.1089 | 1266699.2879
56 | 2737587.937 | 1266700.6439 | 2737588.5456 | 1266705.5517 | 2737611.6407 | 1266706.7126
57 | 2737581.2833 | 1266794.5969 | 2737584.335 | 1266794.4328
58 | 2737611.6407 | 1266706.7126 | 2737616.1166 | 1266705.6491 | 2737621.5034 | 1266704.6069 | 2737634.0823 | 1266703.0543
59 | 2737649.8512 | 1266701.1081 | 2737634.0823 | 1266703.0543
60 | 2737582.8431 | 1266675.2119 | 2737583.6101 | 1266678.4737
61 | 2737561.1089 | 1266699.2879 | 2737544.4745 | 1266697.3576
62 | 2737505.618 | 1266692.4633 | 2737479.4645 | 1266689.0417
63 | 2737528.3388 | 1266695.4852 | 2737511.9409 | 1266693.2905 | 2737505.618 | 1266692.4633
64 | 2737528.3388 | 1266695.4852 | 2737544.4745 | 1266697.3576
65 | 2737528.3388 | 1266695.4852 | 2737525.4343 | 1266703.7812 | 2737525.9028 | 1266711.7998 | 2737527.2173 | 1266715.5457
66 | 2737527.2173 | 1266715.5457 | 2737530.755 | 1266725.6261 | 2737530.755 | 1266725.6261
67 | 2737725.5257 | 1266673.8302 | 2737724.9161 | 1266669.5818 | 2737724.8163 | 1266668.6725
68 | 2737727.4496 | 1266689.8048 | 2737726.309 | 1266679.2903 | 2737725.5257 | 1266673.8302
69 | 2737727.4496 | 1266689.8048 | 2737710.6386 | 1266692.415
70 | 2737727.4496 | 1266689.8048 | 2737728.8126 | 1266689.615
71 | 2737695.2572 | 1266694.8032 | 2737710.6386 | 1266692.415
72 | 2737754.6156 | 1266686.0234 | 2737728.8126 | 1266689.615
73 | 2737657.0083 | 1266648.0347 | 2737672.3423 | 1266649.0261 | 2737674.4876 | 1266649.0761 | 2737685.0745 | 1266649.0846
74 | 2737657.0083 | 1266648.0347 | 2737642.1417 | 1266652.8375
75 | 2737669.8931 | 1266698.5611 | 2737676.3205 | 1266697.7435 | 2737695.2572 | 1266694.8032
76 | 2737754.6156 | 1266686.0234 | 2737758.9882 | 1266685.4147
77 | 2737642.1417 | 1266652.8375 | 2737630.4631 | 1266656.2668
78 | 2737653.3411 | 1266700.6667 | 2737669.8931 | 1266698.5611
79 | 2737786.9168 | 1266681.5272 | 2737758.9882 | 1266685.4147
80 | 2737649.8512 | 1266701.1081 | 2737653.3411 | 1266700.6667
81 | 2737649.8512 | 1266701.1081 | 2737651.8537 | 1266713.0996 | 2737652.9855 | 1266720.6218
82 | 2737653.9797 | 1266727.2294 | 2737652.9855 | 1266720.6218
83 | 2737653.9797 | 1266727.2294 | 2737656.3672 | 1266738.7609
84 | 2737582.8431 | 1266675.2119 | 2737598.0223 | 1266667.9397
85 | 2737630.4631 | 1266656.2668 | 2737618.4203 | 1266659.803 | 2737608.5554 | 1266663.6904
86 | 2737659.6932 | 1266751.1249 | 2737656.9785 | 1266741.7132 | 2737656.3672 | 1266738.7609
87 | 2737905.5983 | 1266944.7069 | 2737904.8512 | 1266924.2119 | 2737904.7192 | 1266912.453 | 2737904.7192 | 1266912.453
88 | 2737906.0814 | 1266957.9621 | 2737905.5983 | 1266944.7069
89 | 2737899.9492 | 1266886.4518 | 2737900.3713 | 1266889.9743 | 2737904.7192 | 1266912.453
90 | 2737906.0814 | 1266957.9621 | 2737911.1059 | 1266960.1704 | 2737918.0065 | 1266975.6238
91 | 2737900.0209 | 1266858.2293 | 2737898.9464 | 1266863.2708 | 2737898.6191 | 1266875.3526 | 2737899.9492 | 1266886.4518
92 | 2737921.9128 | 1266984.6821 | 2737920.8727 | 1266981.8303 | 2737919.6728 | 1266979.3555 | 2737918.0065 | 1266975.6238
93 | 2737928.4808 | 1266804.4415 | 2737924.3585 | 1266811.6361 | 2737906.3207 | 1266840.0093 | 2737901.7038 | 1266850.3338 | 2737900.0209 | 1266858.2293
94 | 2737909.7248 | 1267014.1459 | 2737921.3622 | 1267006.2867
95 | 2737915.7077 | 1267029.8118 | 2737910.9162 | 1267017.6326 | 2737909.7248 | 1267014.1459
96 | 2737925.9368 | 1266995.7154 | 2737927.3491 | 1266999.5875 | 2737925.1971 | 1267003.6968 | 2737921.3622 | 1267006.2867
97 | 2737915.7077 | 1267029.8118 | 2737920.6779 | 1267038.5362 | 2737929.9007 | 1267048.5503
98 | 2737921.9128 | 1266984.6821 | 2737925.0222 | 1266993.2076
99 | 2737928.4808 | 1266804.4415 | 2737935.6522 | 1266791.9255
100 | 2737925.9368 | 1266995.7154 | 2737925.0222 | 1266993.2076
101 | 2737936.9865 | 1267056.244 | 2737929.9007 | 1267048.5503
102 | 2737810.6705 | 1266677.8302 | 2737806.9593 | 1266678.269 | 2737796.9376 | 1266679.8956
103 | 2737823.3352 | 1266676.9067 | 2737815.758 | 1266677.2287 | 2737810.6705 | 1266677.8302
104 | 2737790.304 | 1266680.9723 | 2737796.9376 | 1266679.8956
105 | 2737823.3352 | 1266676.9067 | 2737827.4135 | 1266676.7334 | 2737835.6278 | 1266676.7944
106 | 2737786.9168 | 1266681.5272 | 2737790.304 | 1266680.9723
107 | 2737790.304 | 1266680.9723 | 2737788.8491 | 1266650.2011
108 | 2737835.6278 | 1266676.7944 | 2737838.5961 | 1266676.8164 | 2737857.9858 | 1266676.9014
109 | 2737786.9168 | 1266681.5272 | 2737789.3399 | 1266696.4647 | 2737792.5676 | 1266717.7561
110 | 2737774.0196 | 1266620.323 | 2737779.1114 | 1266621.5985 | 2737785.434 | 1266629.5202 | 2737788.1809 | 1266636.0683 | 2737788.8491 | 1266650.2011
111 | 2737792.5676 | 1266717.7561 | 2737794.0256 | 1266727.3739
112 | 2737774.0196 | 1266620.323 | 2737774.4903 | 1266623.3925 | 2737773.9821 | 1266626.4503 | 2737772.5397 | 1266629.1971 | 2737770.3051 | 1266631.3582 | 2737767.509 | 1266632.7277 | 2737764.4263 | 1266633.1451 | 2737761.3664 | 1266632.5844 | 2737758.6292 | 1266631.1081 | 2737756.4902 | 1266628.8449 | 2737755.5987 | 1266626.8806
113 | 2737659.6932 | 1266751.1249 | 2737664.1651 | 1266766.6287
114 | 2737689.9001 | 1266778.6167 | 2737668.7411 | 1266782.4932 | 2737664.1651 | 1266766.6287
115 | 2737547.1194 | 1266797.0672 | 2737554.9715 | 1266796.118
116 | 2737532.0808 | 1266799.144 | 2737537.031 | 1266798.2866 | 2737547.1194 | 1266797.0672
117 | 2737566.3004 | 1266795.3939 | 2737556.857 | 1266795.8901 | 2737554.9715 | 1266796.118
118 | 2737515.3488 | 1266802.0421 | 2737532.0808 | 1266799.144
119 | 2737581.2833 | 1266794.5969 | 2737573.2807 | 1266795.0271 | 2737566.3004 | 1266795.3939
120 | 2737509.0138 | 1266803.1394 | 2737515.3488 | 1266802.0421
121 | 2737509.0138 | 1266803.1394 | 2737494.4608 | 1266803.2851
122 | 2737509.0138 | 1266803.1394 | 2737487.2413 | 1266816.9809
123 | 2737475.821 | 1266803.4717 | 2737494.4608 | 1266803.2851
124 | 2737936.9865 | 1267056.244 | 2737943.9906 | 1267063.8491 | 2737946.8064 | 1267067.3708
125 | 2737946.8064 | 1267067.3708 | 2737952.8115 | 1267074.8814
126 | 2737958.4351 | 1267081.9149 | 2737952.8115 | 1267074.8814
127 | 2737958.4351 | 1267081.9149 | 2737963.4542 | 1267112.6358
128 | 2737958.4351 | 1267081.9149 | 2737966.4852 | 1267081.9472 | 2737971.1042 | 1267081.928
129 | 2737971.1042 | 1267081.928 | 2737981.0293 | 1267081.8867 | 2737987.5075 | 1267079.97
130 | 2737994.3369 | 1267077.8626 | 2737993.6408 | 1267078.1553 | 2737987.5075 | 1267079.97
131 | 2737460.575 | 1266803.6243 | 2737475.821 | 1266803.4717
132 | 2737460.5707 | 1266768.8685 | 2737460.5732 | 1266796.2616 | 2737460.575 | 1266803.6243
133 | 2737460.575 | 1266803.6243 | 2737449.5954 | 1266803.5689
134 | 2737943.4608 | 1266772.1993 | 2737938.2558 | 1266787.3814 | 2737935.6522 | 1266791.9255
135 | 2737943.4608 | 1266772.1993 | 2737944.4742 | 1266766.9673
136 | 2737944.4742 | 1266766.9673 | 2737946.2186 | 1266757.9611 | 2737946.6002 | 1266754.7348
137 | 2737947.1957 | 1266731.7044 | 2737947.814 | 1266744.4742 | 2737946.6002 | 1266754.7348
138 | 2737608.5554 | 1266663.6904 | 2737599.1809 | 1266667.3846 | 2737598.0223 | 1266667.9397
139 | 2737290.1495 | 1266786.4428 | 2737313.7114 | 1266790.3311 | 2737314.8086 | 1266790.438
140 | 2737315.0501 | 1266790.4616 | 2737314.8086 | 1266790.438
141 | 2737315.0501 | 1266790.4616 | 2737340.1207 | 1266792.9039
142 | 2737349.2101 | 1266793.7894 | 2737340.1207 | 1266792.9039
143 | 2737349.2101 | 1266793.7894 | 2737362.705 | 1266795.1041
144 | 2737873.3684 | 1266962.7795 | 2737873.3072 | 1266956.4807
145 | 2737873.5364 | 1266980.3804 | 2737873.5249 | 1266978.8673 | 2737873.3684 | 1266962.7795
146 | 2737873.3072 | 1266956.4807 | 2737873.2879 | 1266954.5049 | 2737871.445 | 1266936.4428
147 | 2737873.6113 | 1266990.3027 | 2737873.5364 | 1266980.3804
148 | 2737871.445 | 1266936.4428 | 2737871.3451 | 1266935.4634 | 2737869.0753 | 1266917.04
149 | 2737873.6113 | 1266990.3027 | 2737873.7274 | 1267005.6757 | 2737874.124 | 1267015.1385 | 2737874.8645 | 1267018.1382
150 | 2737868.7048 | 1266914.0329 | 2737869.0753 | 1266917.04
151 | 2737868.7048 | 1266914.0329 | 2737868.6036 | 1266913.2112 | 2737866.6973 | 1266900.0207 | 2737866.2802 | 1266894.9959
152 | 2737866.2802 | 1266894.9959 | 2737865.5313 | 1266885.9728
153 | 2737865.5056 | 1266860.7438 | 2737864.9574 | 1266879.0599 | 2737865.5313 | 1266885.9728
154 | 2737865.5056 | 1266860.7438 | 2737852.4999 | 1266860.0385
155 | 2737865.5056 | 1266860.7438 | 2737865.3236 | 1266857.7232
156 | 2737849.4409 | 1266859.8727 | 2737852.4999 | 1266860.0385
157 | 2737443.7313 | 1266802.9976 | 2737449.5954 | 1266803.5689
158 | 2737443.7313 | 1266802.9976 | 2737400.3536 | 1266798.7718
159 | 2737394.3122 | 1266798.1832 | 2737400.3536 | 1266798.7718
160 | 2737394.3122 | 1266798.1832 | 2737370.9873 | 1266795.9109
161 | 2737370.9873 | 1266795.9109 | 2737362.705 | 1266795.1041
162 | 2737794.0256 | 1266727.3739 | 2737794.0823 | 1266727.7474
163 | 2737946.833 | 1266725.8995 | 2737946.9503 | 1266726.6368 | 2737947.1957 | 1266731.7044
164 | 2737939.3316 | 1266678.7794 | 2737946.833 | 1266725.8995
165 | 2737939.3316 | 1266678.7794 | 2737960.1201 | 1266680.6664 | 2737973.729 | 1266681.4383
166 | 2737939.3316 | 1266678.7794 | 2737936.82 | 1266678.6095
167 | 2737996.8022 | 1266680.8673 | 2737986.905 | 1266681.5369 | 2737974.4565 | 1266681.4796 | 2737973.729 | 1266681.4383
168 | 2737936.82 | 1266678.6095 | 2737934.4497 | 1266659.1688 | 2737934.4461 | 1266659.1419
169 | 2737936.82 | 1266678.6095 | 2737928.7891 | 1266678.0549 | 2737923.6764 | 1266677.8574
170 | 2737849.4409 | 1266859.8727 | 2737845.3393 | 1266859.6502 | 2737837.2635 | 1266859.0947 | 2737829.8169 | 1266857.7197 | 2737821.2601 | 1266852.2816 | 2737815.5285 | 1266847.648
171 | 2737794.0823 | 1266727.7474 | 2737794.2417 | 1266728.7991 | 2737798.4318 | 1266760.6967
172 | 2737996.8022 | 1266680.8673 | 2737996.8022 | 1266680.8673 | 2738007.082 | 1266679.2947 | 2738009.4173 | 1266678.7381
173 | 2737802.9282 | 1266816.6434 | 2737802.6253 | 1266806.8588 | 2737802.5158 | 1266802.297
174 | 2737801.1758 | 1266783.2055 | 2737802.3274 | 1266794.451 | 2737802.5158 | 1266802.297
175 | 2737815.5285 | 1266847.648 | 2737810.7487 | 1266843.7839 | 2737805.3042 | 1266838.5852 | 2737803.4584 | 1266833.7709 | 2737802.9282 | 1266816.6434
176 | 2737800.8615 | 1266780.1363 | 2737801.1758 | 1266783.2055
177 | 2737800.8615 | 1266780.1363 | 2737799.793 | 1266771.0582 | 2737798.4318 | 1266760.6967
178 | 2737800.8615 | 1266780.1363 | 2737799.0048 | 1266780.3043 | 2737780.4705 | 1266782.9671
179 | 2737780.4705 | 1266782.9671 | 2737769.1023 | 1266784.6003 | 2737761.2124 | 1266785.4667
180 | 2737755.6643 | 1266786.076 | 2737761.2124 | 1266785.4667

## bus_geodata
| x | y | coords
0 | 2737694.3849 | 1267108.395
1 | 2737674.2385 | 1267096.7034
2 | 2737645.7751 | 1267070.8084
3 | 2737875.7824 | 1267021.8362
4 | 2737875.4435 | 1267020.4838
5 | 2737897.6694 | 1267035.6632
6 | 2737639.5942 | 1267062.6181
7 | 2737624.7879 | 1266985.6036
8 | 2737609.5236 | 1266859.819
9 | 2737608.708 | 1266853.0999
10 | 2737959.4852 | 1267210.9841
11 | 2737972.4152 | 1267215.9273
12 | 2737988.6682 | 1267222.2898
13 | 2737990.3582 | 1267218.6145
14 | 2737974.4626 | 1267178.1351
15 | 2737608.5663 | 1266851.9327
16 | 2737605.9568 | 1266830.4337
17 | 2737969.4838 | 1267148.8037
18 | 2738404.4667 | 1266628.0523
19 | 2738408.1075 | 1266582.8357
20 | 2738405.0918 | 1266629.5324
21 | 2738401.7509 | 1266485.7837
22 | 2738356.1375 | 1266488.3702
23 | 2738419.837 | 1266484.7581
24 | 2738199.811 | 1266527.362
25 | 2738214.7934 | 1266519.7256
26 | 2738153.575 | 1266555.9199
27 | 2738311.8404 | 1266490.5409
28 | 2738138.5197 | 1266495.6148
29 | 2738073.7747 | 1266640.3368
30 | 2738145.7508 | 1266472.8853
31 | 2738316.3676 | 1266490.2863
32 | 2738021.7366 | 1266675.3696
33 | 2738491.6403 | 1266393.9893
34 | 2738501.5265 | 1266394.6066
35 | 2738465.9499 | 1266408.531
36 | 2738508.2662 | 1266406.2232
37 | 2738456.285 | 1266399.5714
38 | 2738486.8071 | 1266427.4379
39 | 2738349.3306 | 1266455.8767
40 | 2738335.5776 | 1266489.3441
41 | 2738320.0044 | 1266490.0818
42 | 2738321.298 | 1266466.9529
43 | 2737602.507 | 1266752.6849
44 | 2737611.8183 | 1266779.5648
45 | 2737594.5543 | 1266750.546
46 | 2737600.2662 | 1266784.6786
47 | 2737595.0955 | 1266753.6023
48 | 2737590.8265 | 1266726.9365
49 | 2737601.4446 | 1266793.2587
50 | 2737587.937 | 1266700.6439
51 | 2737571.6976 | 1266726.5192
52 | 2737603.9656 | 1266814.0286
53 | 2737584.335 | 1266794.4328
54 | 2737611.6407 | 1266706.7126
55 | 2737634.0823 | 1266703.0543
56 | 2737583.6101 | 1266678.4737
57 | 2737561.1089 | 1266699.2879
58 | 2737505.618 | 1266692.4633
59 | 2737479.4645 | 1266689.0417
60 | 2737528.3389 | 1266695.4852
61 | 2737544.4745 | 1266697.3576
62 | 2737527.2173 | 1266715.5457
63 | 2737530.755 | 1266725.6261
64 | 2737725.5257 | 1266673.8302
65 | 2737724.8163 | 1266668.6725
66 | 2737727.4496 | 1266689.8048
67 | 2737710.6386 | 1266692.415
68 | 2737728.8126 | 1266689.615
69 | 2737685.0745 | 1266649.0846
70 | 2737657.0083 | 1266648.0347
71 | 2737695.2572 | 1266694.8032
72 | 2737754.6156 | 1266686.0234
73 | 2737642.1417 | 1266652.8375
74 | 2737669.8931 | 1266698.5611
75 | 2737758.9882 | 1266685.4147
76 | 2737649.8512 | 1266701.1081
77 | 2737653.3411 | 1266700.6667
78 | 2737652.9855 | 1266720.6218
79 | 2737653.9797 | 1266727.2294
80 | 2737582.8431 | 1266675.2119
81 | 2737630.4631 | 1266656.2668
82 | 2737656.3672 | 1266738.7609
83 | 2737905.5983 | 1266944.7069
84 | 2737904.7192 | 1266912.453
85 | 2737906.0814 | 1266957.9621
86 | 2737899.9492 | 1266886.4518
87 | 2737918.0065 | 1266975.6238
88 | 2737900.0209 | 1266858.2293
89 | 2737909.7248 | 1267014.1459
90 | 2737921.3622 | 1267006.2867
91 | 2737915.7077 | 1267029.8118
92 | 2737921.9128 | 1266984.6821
93 | 2737928.4808 | 1266804.4415
94 | 2737925.9368 | 1266995.7154
95 | 2737929.9007 | 1267048.5503
96 | 2737925.0222 | 1266993.2076
97 | 2737810.6705 | 1266677.8302
98 | 2737796.9376 | 1266679.8956
99 | 2737823.3352 | 1266676.9067
100 | 2737790.304 | 1266680.9723
101 | 2737835.6278 | 1266676.7944
102 | 2737786.9168 | 1266681.5272
103 | 2737788.8491 | 1266650.2011
104 | 2737857.9858 | 1266676.9014
105 | 2737792.5676 | 1266717.7561
106 | 2737774.0196 | 1266620.323
107 | 2737659.6932 | 1266751.1249
108 | 2737664.1651 | 1266766.6287
109 | 2737689.9001 | 1266778.6167
110 | 2737547.1194 | 1266797.0672
111 | 2737554.9715 | 1266796.118
112 | 2737532.0808 | 1266799.144
113 | 2737566.3004 | 1266795.3939
114 | 2737515.3488 | 1266802.0421
115 | 2737581.2833 | 1266794.5969
116 | 2737509.0138 | 1266803.1394
117 | 2737494.4608 | 1266803.2851
118 | 2737487.2413 | 1266816.9809
119 | 2737936.9865 | 1267056.244
120 | 2737946.8064 | 1267067.3708
121 | 2737952.8115 | 1267074.8814
122 | 2737958.4351 | 1267081.9149
123 | 2737987.5075 | 1267079.97
124 | 2737971.1042 | 1267081.928
125 | 2737994.3369 | 1267077.8626
126 | 2737963.4542 | 1267112.6358
127 | 2737475.821 | 1266803.4717
128 | 2737460.575 | 1266803.6243
129 | 2737935.6522 | 1266791.9255
130 | 2737943.4608 | 1266772.1993
131 | 2737944.4742 | 1266766.9673
132 | 2737946.6002 | 1266754.7348
133 | 2737598.0223 | 1266667.9397
134 | 2737290.1495 | 1266786.4428
135 | 2737314.8086 | 1266790.438
136 | 2737315.0501 | 1266790.4616
137 | 2737340.1207 | 1266792.9039
138 | 2737349.2101 | 1266793.7894
139 | 2737873.3684 | 1266962.7795
140 | 2737873.3072 | 1266956.4807
141 | 2737873.5364 | 1266980.3804
142 | 2737871.445 | 1266936.4428
143 | 2737873.6113 | 1266990.3027
144 | 2737869.0753 | 1266917.04
145 | 2737874.8645 | 1267018.1381
146 | 2737868.7048 | 1266914.0329
147 | 2737866.2802 | 1266894.9959
148 | 2737865.5313 | 1266885.9728
149 | 2737865.5056 | 1266860.7438
150 | 2737852.4999 | 1266860.0385
151 | 2737865.3236 | 1266857.7232
152 | 2737443.7313 | 1266802.9976
153 | 2737449.5954 | 1266803.5689
154 | 2737400.3536 | 1266798.7718
155 | 2737394.3122 | 1266798.1832
156 | 2737460.5707 | 1266768.8685
157 | 2737370.9873 | 1266795.9109
158 | 2737362.705 | 1266795.1041
159 | 2737794.0256 | 1266727.3739
160 | 2737755.5987 | 1266626.8806
161 | 2737947.1957 | 1266731.7044
162 | 2737946.833 | 1266725.8995
163 | 2737939.3316 | 1266678.7794
164 | 2737973.729 | 1266681.4383
165 | 2737936.82 | 1266678.6095
166 | 2737849.4409 | 1266859.8727
167 | 2737794.0823 | 1266727.7474
168 | 2737923.6764 | 1266677.8574
169 | 2737934.4461 | 1266659.1419
170 | 2737996.8022 | 1266680.8673
171 | 2738009.4173 | 1266678.7381
172 | 2737608.5554 | 1266663.6904
173 | 2737802.5158 | 1266802.297
174 | 2737802.9282 | 1266816.6434
175 | 2737801.1758 | 1266783.2055
176 | 2737815.5285 | 1266847.648
177 | 2737800.8615 | 1266780.1363
178 | 2737798.4318 | 1266760.6967
179 | 2737780.4705 | 1266782.9671
180 | 2737761.2124 | 1266785.4668
181 | 2737755.6643 | 1266786.076
182 | 2737800.8615 | 1266780.1363

## line_std_types
| c_nf_per_km | r_ohm_per_km | x_ohm_per_km | max_i_ka | type | q_mm2 | alpha | voltage_rating
NAYY 4x50 SE | 210 | 0.642 | 0.083 | 0.142 | cs | 50 | 0.00403 | LV
NAYY 4x120 SE | 264 | 0.225 | 0.08 | 0.242 | cs | 120 | 0.00403 | LV
NAYY 4x150 SE | 261 | 0.208 | 0.08 | 0.27 | cs | 150 | 0.00403 | LV
NA2XS2Y 1x95 RM/25 12/20 kV | 216 | 0.313 | 0.132 | 0.252 | cs | 95 | 0.00403 | MV
NA2XS2Y 1x185 RM/25 12/20 kV | 273 | 0.161 | 0.117 | 0.362 | cs | 185 | 0.00403 | MV
NA2XS2Y 1x240 RM/25 12/20 kV | 304 | 0.122 | 0.112 | 0.421 | cs | 240 | 0.00403 | MV
NA2XS2Y 1x95 RM/25 6/10 kV | 315 | 0.313 | 0.123 | 0.249 | cs | 95 | 0.00403 | MV
NA2XS2Y 1x185 RM/25 6/10 kV | 406 | 0.161 | 0.11 | 0.358 | cs | 185 | 0.00403 | MV
NA2XS2Y 1x240 RM/25 6/10 kV | 456 | 0.122 | 0.105 | 0.416 | cs | 240 | 0.00403 | MV
NA2XS2Y 1x150 RM/25 12/20 kV | 250 | 0.206 | 0.116 | 0.319 | cs | 150 | 0.00403 | MV
NA2XS2Y 1x120 RM/25 12/20 kV | 230 | 0.253 | 0.119 | 0.283 | cs | 120 | 0.00403 | MV
NA2XS2Y 1x70 RM/25 12/20 kV | 190 | 0.443 | 0.132 | 0.22 | cs | 70 | 0.00403 | MV
NA2XS2Y 1x150 RM/25 6/10 kV | 360 | 0.206 | 0.11 | 0.315 | cs | 150 | 0.00403 | MV
NA2XS2Y 1x120 RM/25 6/10 kV | 340 | 0.253 | 0.113 | 0.28 | cs | 120 | 0.00403 | MV
NA2XS2Y 1x70 RM/25 6/10 kV | 280 | 0.443 | 0.123 | 0.217 | cs | 70 | 0.00403 | MV
N2XS(FL)2Y 1x120 RM/35 64/110 kV | 112 | 0.153 | 0.166 | 0.366 | cs | 120 | 0.00393 | HV
N2XS(FL)2Y 1x185 RM/35 64/110 kV | 125 | 0.099 | 0.156 | 0.457 | cs | 185 | 0.00393 | HV
N2XS(FL)2Y 1x240 RM/35 64/110 kV | 135 | 0.075 | 0.149 | 0.526 | cs | 240 | 0.00393 | HV
N2XS(FL)2Y 1x300 RM/35 64/110 kV | 144 | 0.06 | 0.144 | 0.588 | cs | 300 | 0.00393 | HV
15-AL1/3-ST1A 0.4 | 11 | 1.8769 | 0.35 | 0.105 | ol | 16 | 0.00403 | LV
24-AL1/4-ST1A 0.4 | 11.25 | 1.2012 | 0.335 | 0.14 | ol | 24 | 0.00403 | LV
48-AL1/8-ST1A 0.4 | 12.2 | 0.5939 | 0.3 | 0.21 | ol | 48 | 0.00403 | LV
94-AL1/15-ST1A 0.4 | 13.2 | 0.306 | 0.29 | 0.35 | ol | 94 | 0.00403 | LV
34-AL1/6-ST1A 10.0 | 9.7 | 0.8342 | 0.36 | 0.17 | ol | 34 | 0.00403 | MV
48-AL1/8-ST1A 10.0 | 10.1 | 0.5939 | 0.35 | 0.21 | ol | 48 | 0.00403 | MV
70-AL1/11-ST1A 10.0 | 10.4 | 0.4132 | 0.339 | 0.29 | ol | 70 | 0.00403 | MV
94-AL1/15-ST1A 10.0 | 10.75 | 0.306 | 0.33 | 0.35 | ol | 94 | 0.00403 | MV
122-AL1/20-ST1A 10.0 | 11.1 | 0.2376 | 0.323 | 0.41 | ol | 122 | 0.00403 | MV
149-AL1/24-ST1A 10.0 | 11.25 | 0.194 | 0.315 | 0.47 | ol | 149 | 0.00403 | MV
34-AL1/6-ST1A 20.0 | 9.15 | 0.8342 | 0.382 | 0.17 | ol | 34 | 0.00403 | MV
48-AL1/8-ST1A 20.0 | 9.5 | 0.5939 | 0.372 | 0.21 | ol | 48 | 0.00403 | MV
70-AL1/11-ST1A 20.0 | 9.7 | 0.4132 | 0.36 | 0.29 | ol | 70 | 0.00403 | MV
94-AL1/15-ST1A 20.0 | 10 | 0.306 | 0.35 | 0.35 | ol | 94 | 0.00403 | MV
122-AL1/20-ST1A 20.0 | 10.3 | 0.2376 | 0.344 | 0.41 | ol | 122 | 0.00403 | MV
149-AL1/24-ST1A 20.0 | 10.5 | 0.194 | 0.337 | 0.47 | ol | 149 | 0.00403 | MV
184-AL1/30-ST1A 20.0 | 10.75 | 0.1571 | 0.33 | 0.535 | ol | 184 | 0.00403 | MV
243-AL1/39-ST1A 20.0 | 11 | 0.1188 | 0.32 | 0.645 | ol | 243 | 0.00403 | MV
48-AL1/8-ST1A 110.0 | 8 | 0.5939 | 0.46 | 0.21 | ol | 48 | 0.00403 | HV
70-AL1/11-ST1A 110.0 | 8.4 | 0.4132 | 0.45 | 0.29 | ol | 70 | 0.00403 | HV
94-AL1/15-ST1A 110.0 | 8.65 | 0.306 | 0.44 | 0.35 | ol | 94 | 0.00403 | HV
122-AL1/20-ST1A 110.0 | 8.5 | 0.2376 | 0.43 | 0.41 | ol | 122 | 0.00403 | HV
149-AL1/24-ST1A 110.0 | 8.75 | 0.194 | 0.41 | 0.47 | ol | 149 | 0.00403 | HV
184-AL1/30-ST1A 110.0 | 8.8 | 0.1571 | 0.4 | 0.535 | ol | 184 | 0.00403 | HV
243-AL1/39-ST1A 110.0 | 9 | 0.1188 | 0.39 | 0.645 | ol | 243 | 0.00403 | HV
305-AL1/39-ST1A 110.0 | 9.2 | 0.0949 | 0.38 | 0.74 | ol | 305 | 0.00403 | HV
490-AL1/64-ST1A 110.0 | 9.75 | 0.059 | 0.37 | 0.96 | ol | 490 | 0.00403 | HV
679-AL1/86-ST1A 110.0 | 9.95 | 0.042 | 0.36 | 1.15 | ol | 679 | 0.00403 | HV
490-AL1/64-ST1A 220.0 | 10 | 0.059 | 0.285 | 0.96 | ol | 490 | 0.00403 | HV
679-AL1/86-ST1A 220.0 | 11.7 | 0.042 | 0.275 | 1.15 | ol | 679 | 0.00403 | HV
490-AL1/64-ST1A 380.0 | 11 | 0.059 | 0.253 | 0.96 | ol | 490 | 0.00403 | HV
679-AL1/86-ST1A 380.0 | 14.6 | 0.042 | 0.25 | 1.15 | ol | 679 | 0.00403 | HV

## trafo_std_types
| i0_percent | pfe_kw | vkr_percent | sn_mva | vn_lv_kv | vn_hv_kv | vk_percent | shift_degree | vector_group | tap_side | tap_neutral | tap_min | tap_max | tap_step_degree | tap_step_percent | tap_phase_shifter
160 MVA 380/110 kV | 0.06 | 60 | 0.25 | 160 | 110 | 380 | 12.2 | 0 | Yy0 | hv | 0 | -9 | 9 | 0 | 1.5 | FALSE
100 MVA 220/110 kV | 0.06 | 55 | 0.26 | 100 | 110 | 220 | 12 | 0 | Yy0 | hv | 0 | -9 | 9 | 0 | 1.5 | FALSE
63 MVA 110/20 kV | 0.04 | 22 | 0.32 | 63 | 20 | 110 | 18 | 150 | YNd5 | hv | 0 | -9 | 9 | 0 | 1.5 | FALSE
40 MVA 110/20 kV | 0.05 | 18 | 0.34 | 40 | 20 | 110 | 16.2 | 150 | YNd5 | hv | 0 | -9 | 9 | 0 | 1.5 | FALSE
25 MVA 110/20 kV | 0.07 | 14 | 0.41 | 25 | 20 | 110 | 12 | 150 | YNd5 | hv | 0 | -9 | 9 | 0 | 1.5 | FALSE
63 MVA 110/10 kV | 0.04 | 22 | 0.32 | 63 | 10 | 110 | 18 | 150 | YNd5 | hv | 0 | -9 | 9 | 0 | 1.5 | FALSE
40 MVA 110/10 kV | 0.05 | 18 | 0.34 | 40 | 10 | 110 | 16.2 | 150 | YNd5 | hv | 0 | -9 | 9 | 0 | 1.5 | FALSE
25 MVA 110/10 kV | 0.07 | 14 | 0.41 | 25 | 10 | 110 | 12 | 150 | YNd5 | hv | 0 | -9 | 9 | 0 | 1.5 | FALSE
0.25 MVA 20/0.4 kV | 0.32 | 0.8 | 1.44 | 0.25 | 0.4 | 20 | 6 | 150 | Yzn5 | hv | 0 | -2 | 2 | 0 | 2.5 | FALSE
0.4 MVA 20/0.4 kV | 0.3375 | 1.35 | 1.425 | 0.4 | 0.4 | 20 | 6 | 150 | Dyn5 | hv | 0 | -2 | 2 | 0 | 2.5 | FALSE
0.63 MVA 20/0.4 kV | 0.2619 | 1.65 | 1.206 | 0.63 | 0.4 | 20 | 6 | 150 | Dyn5 | hv | 0 | -2 | 2 | 0 | 2.5 | FALSE
0.25 MVA 10/0.4 kV | 0.24 | 0.6 | 1.2 | 0.25 | 0.4 | 10 | 4 | 150 | Dyn5 | hv | 0 | -2 | 2 | 0 | 2.5 | FALSE
0.4 MVA 10/0.4 kV | 0.2375 | 0.95 | 1.325 | 0.4 | 0.4 | 10 | 4 | 150 | Dyn5 | hv | 0 | -2 | 2 | 0 | 2.5 | FALSE
0.63 MVA 10/0.4 kV | 0.1873 | 1.18 | 1.0794 | 0.63 | 0.4 | 10 | 4 | 150 | Dyn5 | hv | 0 | -2 | 2 | 0 | 2.5 | FALSE

## trafo3w_std_types
| sn_hv_mva | sn_mv_mva | sn_lv_mva | vn_hv_kv | vn_mv_kv | vn_lv_kv | vk_hv_percent | vk_mv_percent | vk_lv_percent | vkr_hv_percent | vkr_mv_percent | vkr_lv_percent | pfe_kw | i0_percent | shift_mv_degree | shift_lv_degree | vector_group | tap_side | tap_neutral | tap_min | tap_max | tap_step_percent
63/25/38 MVA 110/20/10 kV | 63 | 25 | 38 | 110 | 20 | 10 | 10.4 | 10.4 | 10.4 | 0.28 | 0.32 | 0.35 | 35 | 0.89 | 0 | 0 | YN0yn0yn0 | hv | 0 | -10 | 10 | 1.2
63/25/38 MVA 110/10/10 kV | 63 | 25 | 38 | 110 | 10 | 10 | 10.4 | 10.4 | 10.4 | 0.28 | 0.32 | 0.35 | 35 | 0.89 | 0 | 0 | YN0yn0yn0 | hv | 0 | -10 | 10 | 1.2

## fuse_std_types
| fuse_type | i_rated_a | t_avg | t_min | t_total | x_avg | x_min | x_total
HV 100A | HV 100A | 100 | 0 | [10.0, 3.64, 0.854, 0.281, 0.1, 0.0531, 0.022, 0.01] | [10.0, 4.267, 1.21, 0.403, 0.1, 0.058, 0.022, 0.01] | 0 | [300.0, 350.0, 450.0, 550.0, 700.0, 850.0, 1200.0, 1752.0] | [600.0, 700.0, 900.0, 1150.0, 1665.0, 2000.0, 3000.0, 4313.0]
HV 10A | HV 10A | 10 | 0 | [10.0, 1675.0, 0.344, 0.156, 0.1, 0.0417, 0.0171, 0.01] | [10.0, 1.3, 0.3, 0.155, 0.1, 0.0555, 0.023, 0.01] | 0 | [30.0, 32.0, 35.0, 37.0, 39.0, 50.0, 70.0, 88.0] | [60.0, 70.0, 80.0, 87.0, 94.0, 110.0, 150.0, 216.0]
HV 125A | HV 125A | 125 | 0 | [10.0, 1.82, 0.344, 0.1, 0.0467, 0.0269, 0.01] | [10.0, 2.478, 0.426, 0.1, 0.0427, 0.0211, 0.01] | 0 | [375.0, 500.0, 700.0, 925.0, 1200.0, 1500.0, 2341.0] | [750.0, 1000.0, 1500.0, 2200.0, 3000.0, 4000.0, 5765.0]
HV 160A | HV 160A | 160 | 0 | [10.0, 4.15, 1.03, 0.198, 0.1, 0.051, 0.0172, 0.01] | [10.0, 2.3, 0.734, 0.274, 0.1, 0.046, 0.0177, 0.01] | 0 | [480.0, 550.0, 700.0, 1000.0, 1260.0, 1600.0, 2500.0, 3227.0] | [960.0, 1300.0, 1700.0, 2200.0, 2996.0, 4000.0, 6000.0, 7946.0]
HV 16A | HV 16A | 16 | 0 | [10.0, 0.352, 0.164, 0.1, 0.0649, 0.0342, 0.01] | [10.0, 2.34, 0.722, 0.181, 0.1, 0.055, 0.0296, 0.01] | 0 | [48.0, 60.0, 65.0, 71.0, 80.0, 100.0, 162.0] | [96.0, 110.0, 125.0, 150.0, 168.0, 200.0, 250.0, 398.0]
HV 200A | HV 200A | 200 | 0 | [10.0, 4.267, 1.21, 0.403, 0.1, 0.058, 0.022, 0.01] | [10.0, 3.73, 1.654, 0.328, 0.1, 0.0531, 0.019, 0.01] | 0 | [600.0, 700.0, 900.0, 1150.0, 1665.0, 2000.0, 3000.0, 4313.0] | [1200.0, 1500.0, 1800.0, 2700.0, 3960.0, 5000.0, 7500.0, 10620.0]
HV 20A | HV 20A | 20 | 0 | [10.0, 1.3, 0.3, 0.155, 0.1, 0.0555, 0.023, 0.01] | [10.0, 1.3, 0.161, 0.1, 0.0611, 0.0399, 0.0141, 0.01] | 0 | [60.0, 70.0, 80.0, 87.0, 94.0, 110.0, 150.0, 216.0] | [120.0, 150.0, 200.0, 223.0, 260.0, 300.0, 450.0, 532.0]
HV 25A | HV 25A | 25 | 0 | [10.0, 2.512, 0.833, 0.299, 0.1, 0.0372, 0.0223, 0.01] | [10.0, 3.125, 0.597, 0.198, 0.1, 0.0378, 0.022, 0.01] | 0 | [75.0, 82.0, 90.0, 100.0, 124.0, 170.0, 200.0, 289.0] | [150.0, 170.0, 210.0, 250.0, 294.0, 400.0, 500.0, 711.0]
HV 31.5A | HV 31.5A | 31.5 | 0 | [10.0, 2.34, 0.722, 0.181, 0.1, 0.055, 0.0296, 0.01] | [10.0, 2.84, 0.368, 0.164, 0.1, 0.0621, 0.0378, 0.0195, 0.01] | 0 | [95.0, 110.0, 125.0, 150.0, 165.0, 200.0, 250.0, 390.0] | [189.0, 220.0, 300.0, 350.0, 393.0, 450.0, 530.0, 700.0, 960.0]
HV 40A | HV 40A | 40 | 0 | [10.0, 1.3, 0.161, 0.1, 0.0611, 0.0399, 0.0141, 0.01] | [10.0, 2.05, 0.369, 0.198, 0.1, 0.051, 0.0298, 0.01] | 0 | [120.0, 150.0, 200.0, 223.0, 260.0, 300.0, 450.0, 532.0] | [240.0, 300.0, 400.0, 450.0, 530.0, 650.0, 800.0, 1311.0]
HV 50A | HV 50A | 50 | 0 | [10.0, 3.215, 0.597, 0.198, 0.1, 0.0378, 0.022, 0.01] | [10.0, 3.64, 0.854, 0.281, 0.1, 0.0531, 0.022, 0.01] | 0 | [150.0, 170.0, 210.0, 250.0, 294.0, 400.0, 500.0, 711.0] | [300.0, 350.0, 450.0, 550.0, 700.0, 850.0, 1200.0, 1752.0]
HV 6.3A | HV 6.3A | 6.3 | 0 | [10.0, 1.39, 0.344, 0.168, 0.1, 0.056, 0.0263, 0.01] | [10.0, 1.711, 0.516, 0.198, 0.1, 0.0634, 0.0303, 0.01] | 0 | [19.0, 19.5, 20.4, 20.8, 22.0, 25.0, 32.0, 48.0] | [38.0, 40.0, 43.0, 48.0, 53.0, 60.0, 75.0, 118.0]
HV 63A | HV 63A | 63 | 0 | [10.0, 2.84, 0.368, 0.164, 0.1, 0.0621, 0.0378, 0.0195, 0.01] | [10.0, 1.82, 0.344, 0.1, 0.0467, 0.0269, 0.01] | 0 | [189.0, 220.0, 300.0, 350.0, 393.0, 450.0, 530.0, 700.0, 961.0] | [378.0, 500.0, 700.0, 934.0, 1200.0, 1500.0, 2366.0]
HV 80A | HV 80A | 80 | 0 | [10.0, 2.05, 0.369, 0.198, 0.1, 0.051, 0.0298, 0.01] | [10.0, 4.15, 1.03, 0.198, 0.1, 0.051, 0.0172, 0.01] | 0 | [240.0, 300.0, 400.0, 450.0, 530.0, 650.0, 800.0, 1311.0] | [480.0, 550.0, 700.0, 1000.0, 1260.0, 1600.0, 2500.0, 3227.0]
Siemens NH-1-100 | Siemens NH-1-100 | 100 | [5400.0, 2000.0, 400.0, 20.0, 1.0, 0.2, 0.012, 0.004] | 0 | 0 | [150.0, 190.0, 250.0, 430.0, 900.0, 1250.0, 2700.0, 3600.0] | 0 | 0
Siemens NH-1-125 | Siemens NH-1-125 | 125 | [4800.0, 120.0, 7.0, 0.1, 0.004] | 0 | 0 | [180.0, 400.0, 740.0, 2000.0, 4250.0] | 0 | 0
Siemens NH-1-16 | Siemens NH-1-16 | 16 | [4000.0, 400.0, 2.0, 0.1, 0.04, 0.01] | 0 | 0 | [26.0, 35.0, 75.0, 150.0, 200.0, 300.0] | 0 | 0
Siemens NH-1-160 | Siemens NH-1-160 | 160 | [4800.0, 120.0, 7.0, 0.1, 0.004] | 0 | 0 | [210.0, 500.0, 900.0, 2300.0, 5000.0] | 0 | 0
Siemens NH-1-25 | Siemens NH-1-25 | 25 | [4000.0, 1000.0, 10.0, 0.2, 0.02, 0.01] | 0 | 0 | [40.0, 50.0, 100.0, 210.0, 400.0, 500.0] | 0 | 0
Siemens NH-1-50 | Siemens NH-1-50 | 50 | [4000.0, 40.0, 4.0, 1.0, 0.02, 0.01] | 0 | 0 | [86.0, 200.0, 300.0, 400.0, 1000.0, 1280.0] | 0 | 0
Siemens NH-1-63 | Siemens NH-1-63 | 63 | [4000.0, 100.0, 10.0, 2.0, 0.04, 0.01] | 0 | 0 | [100.0, 200.0, 300.0, 400.0, 1000.0, 1500.0] | 0 | 0
Siemens NH-1-80 | Siemens NH-1-80 | 80 | [4800.0, 120.0, 7.0, 0.1, 0.01] | 0 | 0 | [150.58, 250.0, 450.0, 1150.0, 2470.0] | 0 | 0
Siemens NH-2-1000 | Siemens NH-2-1000 | 1000 | [4800.0, 120.0, 7.0, 0.1, 0.004] | 0 | 0 | [1900.0, 3500.0, 8400.0, 24000.0, 52000.0] | 0 | 0
Siemens NH-2-200 | Siemens NH-2-200 | 200 | [4800.0, 120.0, 7.0, 0.1, 0.004] | 0 | 0 | [280.0, 650.0, 1200.0, 3000.0, 7000.0] | 0 | 0
Siemens NH-2-224 | Siemens NH-2-224 | 224 | [4800.0, 120.0, 7.0, 0.2, 0.04, 0.004] | 0 | 0 | [400.0, 750.0, 1453.0, 3025.0, 4315.0, 7600.0] | 0 | 0
Siemens NH-2-250 | Siemens NH-2-250 | 250 | [4800.0, 120.0, 7.0, 0.1, 0.004] | 0 | 0 | [450.0, 800.0, 1650.0, 4000.0, 8500.0] | 0 | 0
Siemens NH-2-315 | Siemens NH-2-315 | 315 | [4800.0, 120.0, 7.0, 0.1, 0.004] | 0 | 0 | [550.0, 920.0, 1900.0, 5000.0, 11000.0] | 0 | 0
Siemens NH-2-355 | Siemens NH-2-355 | 355 | [4800.0, 120.0, 6.0, 0.1, 0.004] | 0 | 0 | [650.0, 1116.27, 2350.0, 5840.0, 12790.0] | 0 | 0
Siemens NH-2-400 | Siemens NH-2-400 | 400 | [4800.0, 120.0, 7.0, 0.1, 0.004] | 0 | 0 | [720.0, 1350.0, 2800.0, 6500.0, 15000.0] | 0 | 0
Siemens NH-2-425 | Siemens NH-2-425 | 425 | [4800.0, 120.0, 7.0, 0.1, 0.004] | 0 | 0 | [850.0, 1500.0, 3050.0, 7500.0, 16500.0] | 0 | 0
Siemens NH-2-630 | Siemens NH-2-630 | 630 | [4800.0, 120.0, 7.0, 0.1, 0.004] | 0 | 0 | [1200.0, 2000.0, 4800.0, 12000.0, 26000.0] | 0 | 0

## dtypes
| element | column | dtype
0 | bus | name | object
1 | bus | vn_kv | float64
2 | bus | type | object
3 | bus | zone | object
4 | bus | in_service | bool
5 | load | name | object
6 | load | bus | uint32
7 | load | p_mw | float64
8 | load | q_mvar | float64
9 | load | const_z_percent | float64
10 | load | const_i_percent | float64
11 | load | sn_mva | float64
12 | load | scaling | float64
13 | load | in_service | bool
14 | load | type | object
15 | ext_grid | name | object
16 | ext_grid | bus | uint32
17 | ext_grid | vm_pu | float64
18 | ext_grid | va_degree | float64
19 | ext_grid | slack_weight | float64
20 | ext_grid | in_service | bool
21 | line | name | object
22 | line | std_type | object
23 | line | from_bus | uint32
24 | line | to_bus | uint32
25 | line | length_km | float64
26 | line | r_ohm_per_km | float64
27 | line | x_ohm_per_km | float64
28 | line | c_nf_per_km | float64
29 | line | g_us_per_km | float64
30 | line | max_i_ka | float64
31 | line | df | float64
32 | line | parallel | uint32
33 | line | type | object
34 | line | in_service | bool
35 | trafo | name | object
36 | trafo | std_type | object
37 | trafo | hv_bus | uint32
38 | trafo | lv_bus | uint32
39 | trafo | sn_mva | float64
40 | trafo | vn_hv_kv | float64
41 | trafo | vn_lv_kv | float64
42 | trafo | vk_percent | float64
43 | trafo | vkr_percent | float64
44 | trafo | pfe_kw | float64
45 | trafo | i0_percent | float64
46 | trafo | shift_degree | float64
47 | trafo | tap_side | object
48 | trafo | tap_neutral | int32
49 | trafo | tap_min | int32
50 | trafo | tap_max | int32
51 | trafo | tap_step_percent | float64
52 | trafo | tap_step_degree | float64
53 | trafo | tap_pos | int32
54 | trafo | tap_phase_shifter | bool
55 | trafo | parallel | uint32
56 | trafo | df | float64
57 | trafo | in_service | bool
58 | line_geodata | coords | object
59 | bus_geodata | x | float64
60 | bus_geodata | y | float64
61 | bus_geodata | coords | object

## parameters
| version | format_version | converged | OPF_converged | name | f_hz | sn_mva
0 | 2.14.6 | 2.14.0 | FALSE | FALSE |  | 50 | 1