## bus
| name | vn_kv | type | zone | in_service
0 | bus_LV_4461-29_0_6_node_0 | 0.4 | n |  | TRUE
1 | bus_LV_4461-29_0_6_node_1 | 0.4 | n |  | TRUE
2 | bus_LV_4461-29_0_6_node_2 | 0.4 | n |  | TRUE
3 | bus_LV_4461-29_0_6_node_3 | 0.4 | n |  | TRUE
4 | bus_LV_4461-29_0_6_node_4 | 0.4 | n |  | TRUE
5 | bus_LV_4461-29_0_6_node_5 | 0.4 | n |  | TRUE
6 | bus_LV_4461-29_0_6_node_55 | 0.4 | n |  | TRUE
7 | bus_LV_4461-29_0_6_node_56 | 0.4 | n |  | TRUE
8 | bus_LV_4461-29_0_6_node_199 | 0.4 | n |  | TRUE
9 | bus_LV_4461-29_0_6_node_66 | 0.4 | n |  | TRUE
10 | bus_LV_4461-29_0_6_node_67 | 0.4 | n |  | TRUE
11 | bus_LV_4461-29_0_6_node_57 | 0.4 | n |  | TRUE
12 | bus_LV_4461-29_0_6_node_6 | 0.4 | n |  | TRUE
13 | bus_LV_4461-29_0_6_node_7 | 0.4 | n |  | TRUE
14 | bus_LV_4461-29_0_6_node_8 | 0.4 | n |  | TRUE
15 | bus_LV_4461-29_0_6_node_65 | 0.4 | n |  | TRUE
16 | bus_LV_4461-29_0_6_node_16 | 0.4 | n |  | TRUE
17 | bus_LV_4461-29_0_6_node_9 | 0.4 | n |  | TRUE
18 | bus_LV_4461-29_0_6_node_10 | 0.4 | n |  | TRUE
19 | bus_LV_4461-29_0_6_node_11 | 0.4 | n |  | TRUE
20 | bus_LV_4461-29_0_6_node_12 | 0.4 | n |  | TRUE
21 | bus_LV_4461-29_0_6_node_13 | 0.4 | n |  | TRUE
22 | bus_LV_4461-29_0_6_node_27 | 0.4 | n |  | TRUE
23 | bus_LV_4461-29_0_6_node_68 | 0.4 | n |  | TRUE
24 | bus_LV_4461-29_0_6_node_14 | 0.4 | n |  | TRUE
25 | bus_LV_4461-29_0_6_node_78 | 0.4 | n |  | TRUE
26 | bus_LV_4461-29_0_6_node_77 | 0.4 | n |  | TRUE
27 | bus_LV_4461-29_0_6_node_15 | 0.4 | n |  | TRUE
28 | bus_LV_4461-29_0_6_node_105 | 0.4 | n |  | TRUE
29 | bus_LV_4461-29_0_6_node_166 | 0.4 | n |  | TRUE
30 | bus_LV_4461-29_0_6_node_64 | 0.4 | n |  | TRUE
31 | bus_LV_4461-29_0_6_node_18 | 0.4 | n |  | TRUE
32 | bus_LV_4461-29_0_6_node_20 | 0.4 | n |  | TRUE
33 | bus_LV_4461-29_0_6_node_192 | 0.4 | n |  | TRUE
34 | bus_LV_4461-29_0_6_node_19 | 0.4 | n |  | TRUE
35 | bus_LV_4461-29_0_6_node_191 | 0.4 | n |  | TRUE
36 | bus_LV_4461-29_0_6_node_190 | 0.4 | n |  | TRUE
37 | bus_LV_4461-29_0_6_node_23 | 0.4 | n |  | TRUE
38 | bus_LV_4461-29_0_6_node_51 | 0.4 | n |  | TRUE
39 | bus_LV_4461-29_0_6_node_24 | 0.4 | n |  | TRUE
40 | bus_LV_4461-29_0_6_node_168 | 0.4 | n |  | TRUE
41 | bus_LV_4461-29_0_6_node_138 | 0.4 | n |  | TRUE
42 | bus_LV_4461-29_0_6_node_25 | 0.4 | n |  | TRUE
43 | bus_LV_4461-29_0_6_node_103 | 0.4 | n |  | TRUE
44 | bus_LV_4461-29_0_6_node_100 | 0.4 | n |  | TRUE
45 | bus_LV_4461-29_0_6_node_26 | 0.4 | n |  | TRUE
46 | bus_LV_4461-29_0_6_node_28 | 0.4 | n |  | TRUE
47 | bus_LV_4461-29_0_6_node_200 | 0.4 | n |  | TRUE
48 | bus_LV_4461-29_0_6_node_197 | 0.4 | n |  | TRUE
49 | bus_LV_4461-29_0_6_node_60 | 0.4 | n |  | TRUE
50 | bus_LV_4461-29_0_6_node_29 | 0.4 | n |  | TRUE
51 | bus_LV_4461-29_0_6_node_33 | 0.4 | n |  | TRUE
52 | bus_LV_4461-29_0_6_node_73 | 0.4 | n |  | TRUE
53 | bus_LV_4461-29_0_6_node_30 | 0.4 | n |  | TRUE
54 | bus_LV_4461-29_0_6_node_48 | 0.4 | n |  | TRUE
55 | bus_LV_4461-29_0_6_node_85 | 0.4 | n |  | TRUE
56 | bus_LV_4461-29_0_6_node_31 | 0.4 | n |  | TRUE
57 | bus_LV_4461-29_0_6_node_54 | 0.4 | n |  | TRUE
58 | bus_LV_4461-29_0_6_node_46 | 0.4 | n |  | TRUE
59 | bus_LV_4461-29_0_6_node_167 | 0.4 | n |  | TRUE
60 | bus_LV_4461-29_0_6_node_32 | 0.4 | n |  | TRUE
61 | bus_LV_4461-29_0_6_node_34 | 0.4 | n |  | TRUE
62 | bus_LV_4461-29_0_6_node_50 | 0.4 | n |  | TRUE
63 | bus_LV_4461-29_0_6_node_89 | 0.4 | n |  | TRUE
64 | bus_LV_4461-29_0_6_node_198 | 0.4 | n |  | TRUE
65 | bus_LV_4461-29_0_6_node_39 | 0.4 | n |  | TRUE
66 | bus_LV_4461-29_0_6_node_83 | 0.4 | n |  | TRUE
67 | bus_LV_4461-29_0_6_node_81 | 0.4 | n |  | TRUE
68 | bus_LV_4461-29_0_6_node_35 | 0.4 | n |  | TRUE
69 | bus_LV_4461-29_0_6_node_42 | 0.4 | n |  | TRUE
70 | bus_LV_4461-29_0_6_node_90 | 0.4 | n |  | TRUE
71 | bus_LV_4461-29_0_6_node_36 | 0.4 | n |  | TRUE
72 | bus_LV_4461-29_0_6_node_72 | 0.4 | n |  | TRUE
73 | bus_LV_4461-29_0_6_node_37 | 0.4 | n |  | TRUE
74 | bus_LV_4461-29_0_6_node_71 | 0.4 | n |  | TRUE
75 | bus_LV_4461-29_0_6_node_38 | 0.4 | n |  | TRUE
76 | bus_LV_4461-29_0_6_node_80 | 0.4 | n |  | TRUE
77 | bus_LV_4461-29_0_6_node_74 | 0.4 | n |  | TRUE
78 | bus_LV_4461-29_0_6_node_40 | 0.4 | n |  | TRUE
79 | bus_LV_4461-29_0_6_node_76 | 0.4 | n |  | TRUE
80 | bus_LV_4461-29_0_6_node_47 | 0.4 | n |  | TRUE
81 | bus_LV_4461-29_0_6_node_75 | 0.4 | n |  | TRUE
82 | bus_LV_4461-29_0_6_node_41 | 0.4 | n |  | TRUE
83 | bus_LV_4461-29_0_6_node_45 | 0.4 | n |  | TRUE
84 | bus_LV_4461-29_0_6_node_193 | 0.4 | n |  | TRUE
85 | bus_LV_4461-29_0_6_node_84 | 0.4 | n |  | TRUE
86 | bus_LV_4461-29_0_6_node_93 | 0.4 | n |  | TRUE
87 | bus_LV_4461-29_0_6_node_91 | 0.4 | n |  | TRUE
88 | bus_LV_4461-29_0_6_node_79 | 0.4 | n |  | TRUE
89 | bus_LV_4461-29_0_6_node_92 | 0.4 | n |  | TRUE
90 | bus_LV_4461-29_0_6_node_49 | 0.4 | n |  | TRUE
91 | bus_LV_4461-29_0_6_node_165 | 0.4 | n |  | TRUE
92 | bus_LV_4461-29_0_6_node_131 | 0.4 | n |  | TRUE
93 | bus_LV_4461-29_0_6_node_134 | 0.4 | n |  | TRUE
94 | bus_LV_4461-29_0_6_node_52 | 0.4 | n |  | TRUE
95 | bus_LV_4461-29_0_6_node_59 | 0.4 | n |  | TRUE
96 | bus_LV_4461-29_0_6_node_185 | 0.4 | n |  | TRUE
97 | bus_LV_4461-29_0_6_node_186 | 0.4 | n |  | TRUE
98 | bus_LV_4461-29_0_6_node_184 | 0.4 | n |  | TRUE
99 | bus_LV_4461-29_0_6_node_63 | 0.4 | n |  | TRUE
100 | bus_LV_4461-29_0_6_node_61 | 0.4 | n |  | TRUE
101 | bus_LV_4461-29_0_6_node_53 | 0.4 | n |  | TRUE
102 | bus_LV_4461-29_0_6_node_151 | 0.4 | n |  | TRUE
103 | bus_LV_4461-29_0_6_node_157 | 0.4 | n |  | TRUE
104 | bus_LV_4461-29_0_6_node_104 | 0.4 | n |  | TRUE
105 | bus_LV_4461-29_0_6_node_189 | 0.4 | n |  | TRUE
106 | bus_LV_4461-29_0_6_node_172 | 0.4 | n |  | TRUE
107 | bus_LV_4461-29_0_6_node_178 | 0.4 | n |  | TRUE
108 | bus_LV_4461-29_0_6_node_102 | 0.4 | n |  | TRUE
109 | bus_LV_4461-29_0_6_node_141 | 0.4 | n |  | TRUE
110 | bus_LV_4461-29_0_6_node_101 | 0.4 | n |  | TRUE
111 | bus_LV_4461-29_0_6_node_124 | 0.4 | n |  | TRUE
112 | bus_LV_4461-29_0_6_node_122 | 0.4 | n |  | TRUE
113 | bus_LV_4461-29_0_6_node_87 | 0.4 | n |  | TRUE
114 | bus_LV_4461-29_0_6_node_136 | 0.4 | n |  | TRUE
115 | bus_LV_4461-29_0_6_node_82 | 0.4 | n |  | TRUE
116 | bus_LV_4461-29_0_6_node_88 | 0.4 | n |  | TRUE
117 | bus_LV_4461-29_0_6_node_194 | 0.4 | n |  | TRUE
118 | bus_LV_4461-29_0_6_node_133 | 0.4 | n |  | TRUE
119 | bus_LV_4461-29_0_6_node_117 | 0.4 | n |  | TRUE
120 | bus_LV_4461-29_0_6_node_129 | 0.4 | n |  | TRUE
121 | bus_LV_4461-29_0_6_node_187 | 0.4 | n |  | TRUE
122 | bus_LV_4461-29_0_6_node_183 | 0.4 | n |  | TRUE
123 | bus_LV_4461-29_0_6_node_70 | 0.4 | n |  | TRUE
124 | bus_LV_4461-29_0_6_node_62 | 0.4 | n |  | TRUE
125 | bus_LV_4461-29_0_6_node_150 | 0.4 | n |  | TRUE
126 | bus_LV_4461-29_0_6_node_156 | 0.4 | n |  | TRUE
127 | bus_LV_4461-29_0_6_node_58 | 0.4 | n |  | TRUE
128 | bus_LV_4461-29_0_6_node_69 | 0.4 | n |  | TRUE
129 | bus_LV_4461-29_0_6_node_137 | 0.4 | n |  | TRUE
130 | bus_LV_4461-29_0_6_node_135 | 0.4 | n |  | TRUE
131 | bus_LV_4461-29_0_6_node_86 | 0.4 | n |  | TRUE
132 | bus_LV_4461-29_0_6_node_94 | 0.4 | n |  | TRUE
133 | bus_LV_4461-29_0_6_node_96 | 0.4 | n |  | TRUE
134 | bus_LV_4461-29_0_6_node_95 | 0.4 | n |  | TRUE
135 | bus_LV_4461-29_0_6_node_97 | 0.4 | n |  | TRUE
136 | bus_LV_4461-29_0_6_node_98 | 0.4 | n |  | TRUE
137 | bus_LV_4461-29_0_6_node_99 | 0.4 | n |  | TRUE
138 | bus_LV_4461-29_0_6_node_127 | 0.4 | n |  | TRUE
139 | bus_LV_4461-29_0_6_node_128 | 0.4 | n |  | TRUE
140 | bus_LV_4461-29_0_6_node_111 | 0.4 | n |  | TRUE
141 | bus_LV_4461-29_0_6_node_144 | 0.4 | n |  | TRUE
142 | bus_LV_4461-29_0_6_node_140 | 0.4 | n |  | TRUE
143 | bus_LV_4461-29_0_6_node_109 | 0.4 | n |  | TRUE
144 | bus_LV_4461-29_0_6_node_142 | 0.4 | n |  | TRUE
145 | bus_LV_4461-29_0_6_node_139 | 0.4 | n |  | TRUE
146 | bus_LV_4461-29_0_6_node_148 | 0.4 | n |  | TRUE
147 | bus_LV_4461-29_0_6_node_106 | 0.4 | n |  | TRUE
148 | bus_LV_4461-29_0_6_node_107 | 0.4 | n |  | TRUE
149 | bus_LV_4461-29_0_6_node_108 | 0.4 | n |  | TRUE
150 | bus_LV_4461-29_0_6_node_110 | 0.4 | n |  | TRUE
151 | bus_LV_4461-29_0_6_node_112 | 0.4 | n |  | TRUE
152 | bus_LV_4461-29_0_6_node_149 | 0.4 | n |  | TRUE
153 | bus_LV_4461-29_0_6_node_147 | 0.4 | n |  | TRUE
154 | bus_LV_4461-29_0_6_node_161 | 0.4 | n |  | TRUE
155 | bus_LV_4461-29_0_6_node_113 | 0.4 | n |  | TRUE
156 | bus_LV_4461-29_0_6_node_114 | 0.4 | n |  | TRUE
157 | bus_LV_4461-29_0_6_node_115 | 0.4 | n |  | TRUE
158 | bus_LV_4461-29_0_6_node_116 | 0.4 | n |  | TRUE
159 | bus_LV_4461-29_0_6_node_118 | 0.4 | n |  | TRUE
160 | bus_LV_4461-29_0_6_node_119 | 0.4 | n |  | TRUE
161 | bus_LV_4461-29_0_6_node_120 | 0.4 | n |  | TRUE
162 | bus_LV_4461-29_0_6_node_121 | 0.4 | n |  | TRUE
163 | bus_LV_4461-29_0_6_node_155 | 0.4 | n |  | TRUE
164 | bus_LV_4461-29_0_6_node_123 | 0.4 | n |  | TRUE
165 | bus_LV_4461-29_0_6_node_152 | 0.4 | n |  | TRUE
166 | bus_LV_4461-29_0_6_node_125 | 0.4 | n |  | TRUE
167 | bus_LV_4461-29_0_6_node_153 | 0.4 | n |  | TRUE
168 | bus_LV_4461-29_0_6_node_126 | 0.4 | n |  | TRUE
169 | bus_LV_4461-29_0_6_node_130 | 0.4 | n |  | TRUE
170 | bus_LV_4461-29_0_6_node_132 | 0.4 | n |  | TRUE
171 | bus_LV_4461-29_0_6_node_146 | 0.4 | n |  | TRUE
172 | bus_LV_4461-29_0_6_node_160 | 0.4 | n |  | TRUE
173 | bus_LV_4461-29_0_6_node_154 | 0.4 | n |  | TRUE
174 | bus_LV_4461-29_0_6_node_143 | 0.4 | n |  | TRUE
175 | bus_LV_4461-29_0_6_node_145 | 0.4 | n |  | TRUE
176 | bus_LV_4461-29_0_6_node_159 | 0.4 | n |  | TRUE
177 | bus_LV_4461-29_0_6_node_174 | 0.4 | n |  | TRUE
178 | bus_LV_4461-29_0_6_node_158 | 0.4 | n |  | TRUE
179 | bus_LV_4461-29_0_6_node_163 | 0.4 | n |  | TRUE
180 | bus_LV_4461-29_0_6_node_162 | 0.4 | n |  | TRUE
181 | bus_LV_4461-29_0_6_node_182 | 0.4 | n |  | TRUE
182 | bus_LV_4461-29_0_6_node_171 | 0.4 | n |  | TRUE
183 | bus_LV_4461-29_0_6_node_164 | 0.4 | n |  | TRUE
184 | bus_LV_4461-29_0_6_node_169 | 0.4 | n |  | TRUE
185 | bus_LV_4461-29_0_6_node_170 | 0.4 | n |  | TRUE
186 | bus_LV_4461-29_0_6_node_173 | 0.4 | n |  | TRUE
187 | bus_LV_4461-29_0_6_node_175 | 0.4 | n |  | TRUE
188 | bus_LV_4461-29_0_6_node_176 | 0.4 | n |  | TRUE
189 | bus_LV_4461-29_0_6_node_177 | 0.4 | n |  | TRUE
190 | bus_LV_4461-29_0_6_node_181 | 0.4 | n |  | TRUE
191 | bus_LV_4461-29_0_6_node_180 | 0.4 | n |  | TRUE
192 | bus_LV_4461-29_0_6_node_188 | 0.4 | n |  | TRUE
193 | bus_LV_4461-29_0_6_node_195 | 0.4 | n |  | TRUE
194 | bus_LV_4461-29_0_6_node_196 | 0.4 | n |  | TRUE
195 | bus_MV_407_0_node_103 | 20 | n |  | TRUE

## load
| name | bus | p_mw | q_mvar | const_z_percent | const_i_percent | sn_mva | scaling | in_service | type
0 | LV_4461-29_0_6_load_0 | 0 | 0.0034712 | 0.00086997 | 0 | 0 |  | 1 | TRUE | wye
1 | LV_4461-29_0_6_load_1 | 1 | 0.00176 | 0.00044111 | 0 | 0 |  | 1 | TRUE | wye
2 | LV_4461-29_0_6_load_3 | 3 | 0.0017587 | 0.00044076 | 0 | 0 |  | 1 | TRUE | wye
3 | LV_4461-29_0_6_load_4 | 4 | 0.0023802 | 0.00059652 | 0 | 0 |  | 1 | TRUE | wye
4 | LV_4461-29_0_6_load_56 | 7 | 0.0039349 | 0.00098617 | 0 | 0 |  | 1 | TRUE | wye
5 | LV_4461-29_0_6_load_199 | 8 | 0.0030896 | 0.00077433 | 0 | 0 |  | 1 | TRUE | wye
6 | LV_4461-29_0_6_load_66 | 9 | 0.00176 | 0.00044111 | 0 | 0 |  | 1 | TRUE | wye
7 | LV_4461-29_0_6_load_67 | 10 | 0.00176 | 0.00044111 | 0 | 0 |  | 1 | TRUE | wye
8 | LV_4461-29_0_6_load_6 | 12 | 0.006797 | 0.0017035 | 0 | 0 |  | 1 | TRUE | wye
9 | LV_4461-29_0_6_load_7 | 13 | 0.0067956 | 0.0017031 | 0 | 0 |  | 1 | TRUE | wye
10 | LV_4461-29_0_6_load_8 | 14 | 0.0022527 | 0.00056457 | 0 | 0 |  | 1 | TRUE | wye
11 | LV_4461-29_0_6_load_9 | 17 | 0.0058067 | 0.0014553 | 0 | 0 |  | 1 | TRUE | wye
12 | LV_4461-29_0_6_load_10 | 18 | 0.0064051 | 0.0016053 | 0 | 0 |  | 1 | TRUE | wye
13 | LV_4461-29_0_6_load_68 | 23 | 0.012586 | 0.0031544 | 0 | 0 |  | 1 | TRUE | wye
14 | LV_4461-29_0_6_load_78 | 25 | 0.0012201 | 0.00030579 | 0 | 0 |  | 1 | TRUE | wye
15 | LV_4461-29_0_6_load_77 | 26 | 0.0034711 | 0.00086994 | 0 | 0 |  | 1 | TRUE | wye
16 | LV_4461-29_0_6_load_105 | 28 | 0.0022238 | 0.00055734 | 0 | 0 |  | 1 | TRUE | wye
17 | LV_4461-29_0_6_load_166 | 29 | 0.0075532 | 0.001893 | 0 | 0 |  | 1 | TRUE | wye
18 | LV_4461-29_0_6_load_64 | 30 | 0.0023053 | 0.00057776 | 0 | 0 |  | 1 | TRUE | wye
19 | LV_4461-29_0_6_load_192 | 33 | 0.0012776 | 0.0003202 | 0 | 0 |  | 1 | TRUE | wye
20 | LV_4461-29_0_6_load_191 | 35 | 0.0023534 | 0.00058981 | 0 | 0 |  | 1 | TRUE | wye
21 | LV_4461-29_0_6_load_190 | 36 | 0.001263 | 0.00031655 | 0 | 0 |  | 1 | TRUE | wye
22 | LV_4461-29_0_6_load_138 | 41 | 0.0020485 | 0.00051341 | 0 | 0 |  | 1 | TRUE | wye
23 | LV_4461-29_0_6_load_103 | 43 | 0.0030386 | 0.00076155 | 0 | 0 |  | 1 | TRUE | wye
24 | LV_4461-29_0_6_load_100 | 44 | 0.0021645 | 0.00054248 | 0 | 0 |  | 1 | TRUE | wye
25 | LV_4461-29_0_6_load_200 | 47 | 0.0074257 | 0.0018611 | 0 | 0 |  | 1 | TRUE | wye
26 | LV_4461-29_0_6_load_197 | 48 | 0.0022679 | 0.00056839 | 0 | 0 |  | 1 | TRUE | wye
27 | LV_4461-29_0_6_load_60 | 49 | 0.0041227 | 0.0010332 | 0 | 0 |  | 1 | TRUE | wye
28 | LV_4461-29_0_6_load_73 | 52 | 0.006218 | 0.0015584 | 0 | 0 |  | 1 | TRUE | wye
29 | LV_4461-29_0_6_load_85 | 55 | 0.0096846 | 0.0024272 | 0 | 0 |  | 1 | TRUE | wye
30 | LV_4461-29_0_6_load_167 | 59 | 0.0028055 | 0.00070313 | 0 | 0 |  | 1 | TRUE | wye
31 | LV_4461-29_0_6_load_89 | 63 | 0.0048616 | 0.0012184 | 0 | 0 |  | 1 | TRUE | wye
32 | LV_4461-29_0_6_load_198 | 64 | 0.00087632 | 0.00021963 | 0 | 0 |  | 1 | TRUE | wye
33 | LV_4461-29_0_6_load_83 | 66 | 0.0071195 | 0.0017843 | 0 | 0 |  | 1 | TRUE | wye
34 | LV_4461-29_0_6_load_81 | 67 | 0.0082885 | 0.0020773 | 0 | 0 |  | 1 | TRUE | wye
35 | LV_4461-29_0_6_load_90 | 70 | 0.001069 | 0.00026793 | 0 | 0 |  | 1 | TRUE | wye
36 | LV_4461-29_0_6_load_72 | 72 | 0.0037749 | 0.00094608 | 0 | 0 |  | 1 | TRUE | wye
37 | LV_4461-29_0_6_load_71 | 74 | 0.00096443 | 0.00024171 | 0 | 0 |  | 1 | TRUE | wye
38 | LV_4461-29_0_6_load_80 | 76 | 0.0065491 | 0.0016414 | 0 | 0 |  | 1 | TRUE | wye
39 | LV_4461-29_0_6_load_74 | 77 | 0.0041491 | 0.0010399 | 0 | 0 |  | 1 | TRUE | wye
40 | LV_4461-29_0_6_load_76 | 79 | 0.0086127 | 0.0021585 | 0 | 0 |  | 1 | TRUE | wye
41 | LV_4461-29_0_6_load_75 | 81 | 0.0025223 | 0.00063215 | 0 | 0 |  | 1 | TRUE | wye
42 | LV_4461-29_0_6_load_193 | 84 | 0.020326 | 0.0050941 | 0 | 0 |  | 1 | TRUE | wye
43 | LV_4461-29_0_6_load_84 | 85 | 0.022638 | 0.0056737 | 0 | 0 |  | 1 | TRUE | wye
44 | LV_4461-29_0_6_load_93 | 86 | 0.0021633 | 0.00054218 | 0 | 0 |  | 1 | TRUE | wye
45 | LV_4461-29_0_6_load_91 | 87 | 0.0019334 | 0.00048456 | 0 | 0 |  | 1 | TRUE | wye
46 | LV_4461-29_0_6_load_79 | 88 | 0.0011664 | 0.00029233 | 0 | 0 |  | 1 | TRUE | wye
47 | LV_4461-29_0_6_load_92 | 89 | 0.0091863 | 0.0023023 | 0 | 0 |  | 1 | TRUE | wye
48 | LV_4461-29_0_6_load_165 | 91 | 0.0025826 | 0.00064726 | 0 | 0 |  | 1 | TRUE | wye
49 | LV_4461-29_0_6_load_131 | 92 | 0.002584 | 0.00064762 | 0 | 0 |  | 1 | TRUE | wye
50 | LV_4461-29_0_6_load_134 | 93 | 0.0039005 | 0.00097756 | 0 | 0 |  | 1 | TRUE | wye
51 | LV_4461-29_0_6_load_59 | 95 | 0.001885 | 0.00047243 | 0 | 0 |  | 1 | TRUE | wye
52 | LV_4461-29_0_6_load_185 | 96 | 0.0025083 | 0.00062864 | 0 | 0 |  | 1 | TRUE | wye
53 | LV_4461-29_0_6_load_186 | 97 | 0.0042107 | 0.0010553 | 0 | 0 |  | 1 | TRUE | wye
54 | LV_4461-29_0_6_load_184 | 98 | 0.0025292 | 0.00063387 | 0 | 0 |  | 1 | TRUE | wye
55 | LV_4461-29_0_6_load_63 | 99 | 0.0017854 | 0.00044747 | 0 | 0 |  | 1 | TRUE | wye
56 | LV_4461-29_0_6_load_61 | 100 | 0.0016197 | 0.00040593 | 0 | 0 |  | 1 | TRUE | wye
57 | LV_4461-29_0_6_load_151 | 102 | 0.0013882 | 0.00034791 | 0 | 0 |  | 1 | TRUE | wye
58 | LV_4461-29_0_6_load_157 | 103 | 0.0028489 | 0.00071401 | 0 | 0 |  | 1 | TRUE | wye
59 | LV_4461-29_0_6_load_104 | 104 | 0.0024847 | 0.00062272 | 0 | 0 |  | 1 | TRUE | wye
60 | LV_4461-29_0_6_load_189 | 105 | 0.00234 | 0.00058645 | 0 | 0 |  | 1 | TRUE | wye
61 | LV_4461-29_0_6_load_172 | 106 | 0.001615 | 0.00040475 | 0 | 0 |  | 1 | TRUE | wye
62 | LV_4461-29_0_6_load_178 | 107 | 0.0018708 | 0.00046887 | 0 | 0 |  | 1 | TRUE | wye
63 | LV_4461-29_0_6_load_141 | 109 | 0.0029659 | 0.00074333 | 0 | 0 |  | 1 | TRUE | wye
64 | LV_4461-29_0_6_load_101 | 110 | 0.0031342 | 0.0007855 | 0 | 0 |  | 1 | TRUE | wye
65 | LV_4461-29_0_6_load_124 | 111 | 0.015202 | 0.0038099 | 0 | 0 |  | 1 | TRUE | wye
66 | LV_4461-29_0_6_load_122 | 112 | 0.00092184 | 0.00023104 | 0 | 0 |  | 1 | TRUE | wye
67 | LV_4461-29_0_6_load_87 | 113 | 0.0024012 | 0.00060179 | 0 | 0 |  | 1 | TRUE | wye
68 | LV_4461-29_0_6_load_82 | 115 | 0.0094949 | 0.0023796 | 0 | 0 |  | 1 | TRUE | wye
69 | LV_4461-29_0_6_load_88 | 116 | 0.0045108 | 0.0011305 | 0 | 0 |  | 1 | TRUE | wye
70 | LV_4461-29_0_6_load_133 | 118 | 0.001535 | 0.00038472 | 0 | 0 |  | 1 | TRUE | wye
71 | LV_4461-29_0_6_load_117 | 119 | 0.0023344 | 0.00058506 | 0 | 0 |  | 1 | TRUE | wye
72 | LV_4461-29_0_6_load_129 | 120 | 0.0019005 | 0.00047631 | 0 | 0 |  | 1 | TRUE | wye
73 | LV_4461-29_0_6_load_187 | 121 | 0.0025712 | 0.00064441 | 0 | 0 |  | 1 | TRUE | wye
74 | LV_4461-29_0_6_load_183 | 122 | 0.0023871 | 0.00059827 | 0 | 0 |  | 1 | TRUE | wye
75 | LV_4461-29_0_6_load_70 | 123 | 0.011429 | 0.0028644 | 0 | 0 |  | 1 | TRUE | wye
76 | LV_4461-29_0_6_load_62 | 124 | 0.0011873 | 0.00029756 | 0 | 0 |  | 1 | TRUE | wye
77 | LV_4461-29_0_6_load_150 | 125 | 0.0033991 | 0.00085189 | 0 | 0 |  | 1 | TRUE | wye
78 | LV_4461-29_0_6_load_156 | 126 | 0.0041663 | 0.0010442 | 0 | 0 |  | 1 | TRUE | wye
79 | LV_4461-29_0_6_load_58 | 127 | 0.0020875 | 0.00052319 | 0 | 0 |  | 1 | TRUE | wye
80 | LV_4461-29_0_6_load_69 | 128 | 0.0053518 | 0.0013413 | 0 | 0 |  | 1 | TRUE | wye
81 | LV_4461-29_0_6_load_135 | 130 | 0.0062896 | 0.0015763 | 0 | 0 |  | 1 | TRUE | wye
82 | LV_4461-29_0_6_load_86 | 131 | 0.0025336 | 0.00063499 | 0 | 0 |  | 1 | TRUE | wye
83 | LV_4461-29_0_6_load_94 | 132 | 0.0025948 | 0.00065031 | 0 | 0 |  | 1 | TRUE | wye
84 | LV_4461-29_0_6_load_95 | 134 | 0.0031003 | 0.00077702 | 0 | 0 |  | 1 | TRUE | wye
85 | LV_4461-29_0_6_load_98 | 136 | 0.0025127 | 0.00062974 | 0 | 0 |  | 1 | TRUE | wye
86 | LV_4461-29_0_6_load_99 | 137 | 0.0017656 | 0.00044249 | 0 | 0 |  | 1 | TRUE | wye
87 | LV_4461-29_0_6_load_127 | 138 | 0.0047815 | 0.0011983 | 0 | 0 |  | 1 | TRUE | wye
88 | LV_4461-29_0_6_load_128 | 139 | 0.0023949 | 0.00060021 | 0 | 0 |  | 1 | TRUE | wye
89 | LV_4461-29_0_6_load_111 | 140 | 0.0049028 | 0.0012288 | 0 | 0 |  | 1 | TRUE | wye
90 | LV_4461-29_0_6_load_144 | 141 | 0.010496 | 0.0026305 | 0 | 0 |  | 1 | TRUE | wye
91 | LV_4461-29_0_6_load_140 | 142 | 0.0011481 | 0.00028774 | 0 | 0 |  | 1 | TRUE | wye
92 | LV_4461-29_0_6_load_109 | 143 | 0.0014551 | 0.00036469 | 0 | 0 |  | 1 | TRUE | wye
93 | LV_4461-29_0_6_load_142 | 144 | 0.0019722 | 0.00049428 | 0 | 0 |  | 1 | TRUE | wye
94 | LV_4461-29_0_6_load_139 | 145 | 0.0029725 | 0.00074497 | 0 | 0 |  | 1 | TRUE | wye
95 | LV_4461-29_0_6_load_148 | 146 | 0.0029433 | 0.00073765 | 0 | 0 |  | 1 | TRUE | wye
96 | LV_4461-29_0_6_load_106 | 147 | 0.002015 | 0.00050501 | 0 | 0 |  | 1 | TRUE | wye
97 | LV_4461-29_0_6_load_107 | 148 | 0.0020194 | 0.0005061 | 0 | 0 |  | 1 | TRUE | wye
98 | LV_4461-29_0_6_load_108 | 149 | 0.0023132 | 0.00057974 | 0 | 0 |  | 1 | TRUE | wye
99 | LV_4461-29_0_6_load_110 | 150 | 0.0022425 | 0.00056203 | 0 | 0 |  | 1 | TRUE | wye
100 | LV_4461-29_0_6_load_112 | 151 | 0.0020323 | 0.00050934 | 0 | 0 |  | 1 | TRUE | wye
101 | LV_4461-29_0_6_load_147 | 153 | 0.0012499 | 0.00031325 | 0 | 0 |  | 1 | TRUE | wye
102 | LV_4461-29_0_6_load_161 | 154 | 0.0022682 | 0.00056846 | 0 | 0 |  | 1 | TRUE | wye
103 | LV_4461-29_0_6_load_113 | 155 | 0.00186 | 0.00046615 | 0 | 0 |  | 1 | TRUE | wye
104 | LV_4461-29_0_6_load_114 | 156 | 0.0011607 | 0.0002909 | 0 | 0 |  | 1 | TRUE | wye
105 | LV_4461-29_0_6_load_116 | 158 | 0.00092561 | 0.00023198 | 0 | 0 |  | 1 | TRUE | wye
106 | LV_4461-29_0_6_load_118 | 159 | 0.0071266 | 0.0017861 | 0 | 0 |  | 1 | TRUE | wye
107 | LV_4461-29_0_6_load_121 | 162 | 0.0026461 | 0.00066317 | 0 | 0 |  | 1 | TRUE | wye
108 | LV_4461-29_0_6_load_155 | 163 | 0.004135 | 0.0010363 | 0 | 0 |  | 1 | TRUE | wye
109 | LV_4461-29_0_6_load_123 | 164 | 0.00069564 | 0.00017434 | 0 | 0 |  | 1 | TRUE | wye
110 | LV_4461-29_0_6_load_125 | 166 | 0.0063605 | 0.0015941 | 0 | 0 |  | 1 | TRUE | wye
111 | LV_4461-29_0_6_load_153 | 167 | 0.0044004 | 0.0011029 | 0 | 0 |  | 1 | TRUE | wye
112 | LV_4461-29_0_6_load_126 | 168 | 0.0046964 | 0.001177 | 0 | 0 |  | 1 | TRUE | wye
113 | LV_4461-29_0_6_load_130 | 169 | 0.001812 | 0.00045412 | 0 | 0 |  | 1 | TRUE | wye
114 | LV_4461-29_0_6_load_132 | 170 | 0.0018448 | 0.00046235 | 0 | 0 |  | 1 | TRUE | wye
115 | LV_4461-29_0_6_load_146 | 171 | 0.0016902 | 0.0004236 | 0 | 0 |  | 1 | TRUE | wye
116 | LV_4461-29_0_6_load_160 | 172 | 0.0022678 | 0.00056837 | 0 | 0 |  | 1 | TRUE | wye
117 | LV_4461-29_0_6_load_154 | 173 | 0.0030983 | 0.0007765 | 0 | 0 |  | 1 | TRUE | wye
118 | LV_4461-29_0_6_load_143 | 174 | 0.0029006 | 0.00072696 | 0 | 0 |  | 1 | TRUE | wye
119 | LV_4461-29_0_6_load_145 | 175 | 0.0045458 | 0.0011393 | 0 | 0 |  | 1 | TRUE | wye
120 | LV_4461-29_0_6_load_159 | 176 | 0.0023045 | 0.00057756 | 0 | 0 |  | 1 | TRUE | wye
121 | LV_4461-29_0_6_load_158 | 178 | 0.0027777 | 0.00069617 | 0 | 0 |  | 1 | TRUE | wye
122 | LV_4461-29_0_6_load_163 | 179 | 0.0044009 | 0.001103 | 0 | 0 |  | 1 | TRUE | wye
123 | LV_4461-29_0_6_load_162 | 180 | 0.0036657 | 0.00091872 | 0 | 0 |  | 1 | TRUE | wye
124 | LV_4461-29_0_6_load_182 | 181 | 0.0026518 | 0.00066461 | 0 | 0 |  | 1 | TRUE | wye
125 | LV_4461-29_0_6_load_164 | 183 | 0.0028319 | 0.00070974 | 0 | 0 |  | 1 | TRUE | wye
126 | LV_4461-29_0_6_load_169 | 184 | 0.0018937 | 0.0004746 | 0 | 0 |  | 1 | TRUE | wye
127 | LV_4461-29_0_6_load_170 | 185 | 0.0018167 | 0.00045531 | 0 | 0 |  | 1 | TRUE | wye
128 | LV_4461-29_0_6_load_173 | 186 | 0.0012582 | 0.00031533 | 0 | 0 |  | 1 | TRUE | wye
129 | LV_4461-29_0_6_load_175 | 187 | 0.0014011 | 0.00035115 | 0 | 0 |  | 1 | TRUE | wye
130 | LV_4461-29_0_6_load_176 | 188 | 0.0016963 | 0.00042513 | 0 | 0 |  | 1 | TRUE | wye
131 | LV_4461-29_0_6_load_177 | 189 | 0.0013185 | 0.00033044 | 0 | 0 |  | 1 | TRUE | wye
132 | LV_4461-29_0_6_load_181 | 190 | 0.0014661 | 0.00036745 | 0 | 0 |  | 1 | TRUE | wye
133 | LV_4461-29_0_6_load_180 | 191 | 0.0014902 | 0.00037348 | 0 | 0 |  | 1 | TRUE | wye
134 | LV_4461-29_0_6_load_188 | 192 | 0.0033487 | 0.00083927 | 0 | 0 |  | 1 | TRUE | wye
135 | LV_4461-29_0_6_load_195 | 193 | 0.002465 | 0.00061778 | 0 | 0 |  | 1 | TRUE | wye
136 | LV_4461-29_0_6_load_196 | 194 | 0.013187 | 0.003305 | 0 | 0 |  | 1 | TRUE | wye

## ext_grid
| name | bus | vm_pu | va_degree | slack_weight | in_service
0 |  | 166 | 1 | 0 | 1 | TRUE

## line
| name | std_type | from_bus | to_bus | length_km | r_ohm_per_km | x_ohm_per_km | c_nf_per_km | g_us_per_km | max_i_ka | df | parallel | type | in_service
0 | LV_4461-29_0_6_line_0 |  | 0 | 1 | 0.019594 | 0.125 | 0.08 | 261 | 0 | 0.364 | 1 | 1 | cs | TRUE
1 | LV_4461-29_0_6_line_1 |  | 0 | 2 | 0.011686 | 0.125 | 0.08 | 261 | 0 | 0.364 | 1 | 1 | cs | TRUE
2 | LV_4461-29_0_6_line_2 |  | 1 | 3 | 0.020961 | 0.125 | 0.08 | 261 | 0 | 0.364 | 1 | 1 | cs | TRUE
3 | LV_4461-29_0_6_line_3 |  | 2 | 4 | 0.0075088 | 0.125 | 0.08 | 261 | 0 | 0.364 | 1 | 1 | cs | TRUE
4 | LV_4461-29_0_6_line_4 |  | 2 | 5 | 0.028016 | 0.125 | 0.08 | 261 | 0 | 0.364 | 1 | 1 | cs | TRUE
5 | LV_4461-29_0_6_line_5 |  | 3 | 6 | 0.012731 | 0.125 | 0.08 | 261 | 0 | 0.364 | 1 | 1 | cs | TRUE
6 | LV_4461-29_0_6_line_6 |  | 4 | 7 | 0.042871 | 0.125 | 0.08 | 261 | 0 | 0.364 | 1 | 1 | cs | TRUE
7 | LV_4461-29_0_6_line_7 |  | 5 | 8 | 0.017503 | 0.125 | 0.08 | 261 | 0 | 0.364 | 1 | 1 | cs | TRUE
8 | LV_4461-29_0_6_line_8 |  | 6 | 9 | 0.006366 | 0.125 | 0.08 | 261 | 0 | 0.364 | 1 | 1 | cs | TRUE
9 | LV_4461-29_0_6_line_9 |  | 6 | 10 | 0.0080613 | 0.125 | 0.08 | 261 | 0 | 0.364 | 1 | 1 | cs | TRUE
10 | LV_4461-29_0_6_line_10 |  | 7 | 11 | 0.031755 | 0.125 | 0.08 | 261 | 0 | 0.364 | 1 | 1 | cs | TRUE
11 | LV_4461-29_0_6_line_11 |  | 11 | 127 | 0.031034 | 0.125 | 0.08 | 261 | 0 | 0.364 | 1 | 1 | cs | TRUE
12 | LV_4461-29_0_6_line_12 |  | 11 | 95 | 0.016484 | 0.125 | 0.08 | 261 | 0 | 0.364 | 1 | 1 | cs | TRUE
13 | LV_4461-29_0_6_line_13 |  | 12 | 13 | 0.021812 | 0.125 | 0.08 | 261 | 0 | 0.364 | 1 | 1 | cs | TRUE
14 | LV_4461-29_0_6_line_14 |  | 13 | 14 | 0.0025686 | 0.125 | 0.08 | 261 | 0 | 0.364 | 1 | 1 | cs | TRUE
15 | LV_4461-29_0_6_line_15 |  | 14 | 15 | 0.011966 | 0.125 | 0.08 | 261 | 0 | 0.364 | 1 | 1 | cs | TRUE
16 | LV_4461-29_0_6_line_16 |  | 15 | 16 | 0.009788 | 0.125 | 0.08 | 261 | 0 | 0.364 | 1 | 1 | cs | TRUE
17 | LV_4461-29_0_6_line_17 |  | 16 | 30 | 0.011602 | 0.125 | 0.08 | 261 | 0 | 0.364 | 1 | 1 | cs | TRUE
18 | LV_4461-29_0_6_line_18 |  | 16 | 21 | 0.010904 | 0.125 | 0.08 | 261 | 0 | 0.364 | 1 | 1 | cs | TRUE
19 | LV_4461-29_0_6_line_19 |  | 17 | 18 | 0.019546 | 0.125 | 0.08 | 261 | 0 | 0.364 | 1 | 1 | cs | TRUE
20 | LV_4461-29_0_6_line_20 |  | 17 | 19 | 0.0097148 | 0.125 | 0.08 | 261 | 0 | 0.364 | 1 | 1 | cs | TRUE
21 | LV_4461-29_0_6_line_21 |  | 18 | 20 | 0.01554 | 0.125 | 0.08 | 261 | 0 | 0.364 | 1 | 1 | cs | TRUE
22 | LV_4461-29_0_6_line_22 |  | 19 | 21 | 0.023215 | 0.125 | 0.08 | 261 | 0 | 0.364 | 1 | 1 | cs | TRUE
23 | LV_4461-29_0_6_line_23 |  | 20 | 22 | 0.005973 | 0.125 | 0.08 | 261 | 0 | 0.364 | 1 | 1 | cs | TRUE
24 | LV_4461-29_0_6_line_24 |  | 21 | 23 | 0.00086758 | 0.125 | 0.08 | 261 | 0 | 0.364 | 1 | 1 | cs | TRUE
25 | LV_4461-29_0_6_line_25 |  | 22 | 48 | 0.026052 | 0.125 | 0.08 | 261 | 0 | 0.364 | 1 | 1 | cs | TRUE
26 | LV_4461-29_0_6_line_26 |  | 22 | 45 | 0.020708 | 0.125 | 0.08 | 261 | 0 | 0.364 | 1 | 1 | cs | TRUE
27 | LV_4461-29_0_6_line_27 |  | 23 | 37 | 0.037092 | 0.125 | 0.08 | 261 | 0 | 0.364 | 1 | 1 | cs | TRUE
28 | LV_4461-29_0_6_line_28 |  | 24 | 25 | 0.028507 | 0.125 | 0.08 | 261 | 0 | 0.364 | 1 | 1 | cs | TRUE
29 | LV_4461-29_0_6_line_29 |  | 24 | 26 | 0.01818 | 0.125 | 0.08 | 261 | 0 | 0.364 | 1 | 1 | cs | TRUE
30 | LV_4461-29_0_6_line_30 |  | 25 | 88 | 0.01144 | 0.125 | 0.08 | 261 | 0 | 0.364 | 1 | 1 | cs | TRUE
31 | LV_4461-29_0_6_line_31 |  | 27 | 28 | 0.04095 | 0.125 | 0.08 | 261 | 0 | 0.364 | 1 | 1 | cs | TRUE
32 | LV_4461-29_0_6_line_32 |  | 27 | 29 | 0.017672 | 0.125 | 0.08 | 261 | 0 | 0.364 | 1 | 1 | cs | TRUE
33 | LV_4461-29_0_6_line_33 |  | 28 | 104 | 0.0032297 | 0.125 | 0.08 | 261 | 0 | 0.364 | 1 | 1 | cs | TRUE
34 | LV_4461-29_0_6_line_34 |  | 31 | 32 | 0.022095 | 0.125 | 0.08 | 261 | 0 | 0.364 | 1 | 1 | cs | TRUE
35 | LV_4461-29_0_6_line_35 |  | 31 | 33 | 0.045054 | 0.125 | 0.08 | 261 | 0 | 0.364 | 1 | 1 | cs | TRUE
36 | LV_4461-29_0_6_line_36 |  | 32 | 35 | 0.030128 | 0.125 | 0.08 | 261 | 0 | 0.364 | 1 | 1 | cs | TRUE
37 | LV_4461-29_0_6_line_37 |  | 34 | 35 | 0.022255 | 0.125 | 0.08 | 261 | 0 | 0.364 | 1 | 1 | cs | TRUE
38 | LV_4461-29_0_6_line_38 |  | 34 | 36 | 0.016549 | 0.125 | 0.08 | 261 | 0 | 0.364 | 1 | 1 | cs | TRUE
39 | LV_4461-29_0_6_line_39 |  | 36 | 105 | 0.019867 | 0.125 | 0.08 | 261 | 0 | 0.364 | 1 | 1 | cs | TRUE
40 | LV_4461-29_0_6_line_40 |  | 37 | 38 | 0.0099258 | 0.125 | 0.08 | 261 | 0 | 0.364 | 1 | 1 | cs | TRUE
41 | LV_4461-29_0_6_line_41 |  | 38 | 96 | 0.012232 | 0.125 | 0.08 | 261 | 0 | 0.364 | 1 | 1 | cs | TRUE
42 | LV_4461-29_0_6_line_42 |  | 38 | 97 | 0.020529 | 0.125 | 0.08 | 261 | 0 | 0.364 | 1 | 1 | cs | TRUE
43 | LV_4461-29_0_6_line_43 |  | 38 | 98 | 0.028496 | 0.125 | 0.08 | 261 | 0 | 0.364 | 1 | 2 | cs | TRUE
44 | LV_4461-29_0_6_line_44 |  | 39 | 40 | 0.035681 | 0.125 | 0.08 | 261 | 0 | 0.364 | 1 | 1 | cs | TRUE
45 | LV_4461-29_0_6_line_45 |  | 39 | 41 | 0.017103 | 0.125 | 0.08 | 261 | 0 | 0.364 | 1 | 1 | cs | TRUE
46 | LV_4461-29_0_6_line_46 |  | 40 | 106 | 0.018915 | 0.125 | 0.08 | 261 | 0 | 0.364 | 1 | 1 | cs | TRUE
47 | LV_4461-29_0_6_line_47 |  | 40 | 107 | 0.038057 | 0.125 | 0.08 | 261 | 0 | 0.364 | 1 | 1 | cs | TRUE
48 | LV_4461-29_0_6_line_48 |  | 41 | 108 | 0.01104 | 0.125 | 0.08 | 261 | 0 | 0.364 | 1 | 1 | cs | TRUE
49 | LV_4461-29_0_6_line_49 |  | 42 | 43 | 0.019654 | 0.125 | 0.08 | 261 | 0 | 0.364 | 1 | 1 | cs | TRUE
50 | LV_4461-29_0_6_line_50 |  | 42 | 44 | 0.0079008 | 0.125 | 0.08 | 261 | 0 | 0.364 | 1 | 1 | cs | TRUE
51 | LV_4461-29_0_6_line_51 |  | 43 | 109 | 0.0018882 | 0.125 | 0.08 | 261 | 0 | 0.364 | 1 | 1 | cs | TRUE
52 | LV_4461-29_0_6_line_52 |  | 44 | 110 | 0.029484 | 0.125 | 0.08 | 261 | 0 | 0.364 | 1 | 1 | cs | TRUE
53 | LV_4461-29_0_6_line_53 |  | 45 | 46 | 0.01223 | 0.125 | 0.08 | 261 | 0 | 0.364 | 1 | 1 | cs | TRUE
54 | LV_4461-29_0_6_line_54 |  | 45 | 47 | 0.00848 | 0.125 | 0.08 | 261 | 0 | 0.364 | 1 | 1 | cs | TRUE
55 | LV_4461-29_0_6_line_55 |  | 46 | 49 | 0.023266 | 0.125 | 0.08 | 261 | 0 | 0.364 | 1 | 1 | cs | TRUE
56 | LV_4461-29_0_6_line_56 |  | 50 | 51 | 0.063025 | 0.125 | 0.08 | 261 | 0 | 0.364 | 1 | 1 | cs | TRUE
57 | LV_4461-29_0_6_line_57 |  | 50 | 52 | 0.12375 | 0.125 | 0.08 | 261 | 0 | 0.364 | 1 | 1 | cs | TRUE
58 | LV_4461-29_0_6_line_58 |  | 51 | 64 | 0.015363 | 0.125 | 0.08 | 261 | 0 | 0.364 | 1 | 1 | cs | TRUE
59 | LV_4461-29_0_6_line_59 |  | 51 | 65 | 0.049224 | 0.125 | 0.08 | 261 | 0 | 0.364 | 1 | 1 | cs | TRUE
60 | LV_4461-29_0_6_line_60 |  | 52 | 71 | 0.057128 | 0.125 | 0.08 | 261 | 0 | 0.364 | 1 | 1 | cs | TRUE
61 | LV_4461-29_0_6_line_61 |  | 53 | 54 | 0.015492 | 0.125 | 0.08 | 261 | 0 | 0.364 | 1 | 1 | cs | TRUE
62 | LV_4461-29_0_6_line_62 |  | 53 | 55 | 0.017578 | 0.125 | 0.08 | 261 | 0 | 0.364 | 1 | 1 | cs | TRUE
63 | LV_4461-29_0_6_line_63 |  | 54 | 89 | 0.012178 | 0.125 | 0.08 | 261 | 0 | 0.364 | 1 | 1 | cs | TRUE
64 | LV_4461-29_0_6_line_64 |  | 54 | 75 | 0.018245 | 0.125 | 0.08 | 261 | 0 | 0.364 | 1 | 1 | cs | TRUE
65 | LV_4461-29_0_6_line_65 |  | 55 | 83 | 0.013625 | 0.125 | 0.08 | 261 | 0 | 0.364 | 1 | 1 | cs | TRUE
66 | LV_4461-29_0_6_line_66 |  | 56 | 57 | 0.007102 | 0.125 | 0.08 | 261 | 0 | 0.364 | 1 | 5 | cs | TRUE
67 | LV_4461-29_0_6_line_67 |  | 56 | 58 | 0.010173 | 0.125 | 0.08 | 261 | 0 | 0.364 | 1 | 5 | cs | TRUE
68 | LV_4461-29_0_6_line_68 |  | 56 | 59 | 0.020073 | 0.125 | 0.08 | 261 | 0 | 0.364 | 1 | 1 | cs | TRUE
69 | LV_4461-29_0_6_line_69 |  | 57 | 103 | 0.017349 | 0.125 | 0.08 | 261 | 0 | 0.364 | 1 | 5 | cs | TRUE
70 | LV_4461-29_0_6_line_70 |  | 58 | 86 | 0.026946 | 0.125 | 0.08 | 261 | 0 | 0.364 | 1 | 5 | cs | TRUE
71 | LV_4461-29_0_6_line_71 |  | 58 | 87 | 0.028704 | 0.125 | 0.08 | 261 | 0 | 0.364 | 1 | 1 | cs | TRUE
72 | LV_4461-29_0_6_line_72 |  | 60 | 61 | 0.033518 | 0.125 | 0.08 | 261 | 0 | 0.364 | 1 | 1 | cs | TRUE
73 | LV_4461-29_0_6_line_73 |  | 60 | 62 | 0.010371 | 0.125 | 0.08 | 261 | 0 | 0.364 | 1 | 1 | cs | TRUE
74 | LV_4461-29_0_6_line_74 |  | 60 | 63 | 0.016096 | 0.125 | 0.08 | 261 | 0 | 0.364 | 1 | 1 | cs | TRUE
75 | LV_4461-29_0_6_line_75 |  | 61 | 66 | 0.0204 | 0.125 | 0.08 | 261 | 0 | 0.364 | 1 | 1 | cs | TRUE
76 | LV_4461-29_0_6_line_76 |  | 61 | 67 | 0.01753 | 0.125 | 0.08 | 261 | 0 | 0.364 | 1 | 1 | cs | TRUE
77 | LV_4461-29_0_6_line_77 |  | 62 | 94 | 0.034816 | 0.125 | 0.08 | 261 | 0 | 0.364 | 1 | 1 | cs | TRUE
78 | LV_4461-29_0_6_line_78 |  | 62 | 95 | 0.01531 | 0.125 | 0.08 | 261 | 0 | 0.364 | 1 | 1 | cs | TRUE
79 | LV_4461-29_0_6_line_79 |  | 63 | 113 | 0.025375 | 0.125 | 0.08 | 261 | 0 | 0.364 | 1 | 1 | cs | TRUE
80 | LV_4461-29_0_6_line_80 |  | 65 | 77 | 0.045444 | 0.125 | 0.08 | 261 | 0 | 0.364 | 1 | 1 | cs | TRUE
81 | LV_4461-29_0_6_line_81 |  | 65 | 73 | 0.089832 | 0.125 | 0.08 | 261 | 0 | 0.364 | 1 | 1 | cs | TRUE
82 | LV_4461-29_0_6_line_82 |  | 66 | 114 | 0.012315 | 0.125 | 0.08 | 261 | 0 | 0.364 | 1 | 1 | cs | TRUE
83 | LV_4461-29_0_6_line_83 |  | 67 | 115 | 0.022262 | 0.125 | 0.08 | 261 | 0 | 0.364 | 1 | 1 | cs | TRUE
84 | LV_4461-29_0_6_line_84 |  | 68 | 69 | 0.17654 | 0.125 | 0.08 | 261 | 0 | 0.364 | 1 | 1 | cs | TRUE
85 | LV_4461-29_0_6_line_85 |  | 68 | 70 | 0.040465 | 0.125 | 0.08 | 261 | 0 | 0.364 | 1 | 1 | cs | TRUE
86 | LV_4461-29_0_6_line_86 |  | 69 | 77 | 0.011529 | 0.125 | 0.08 | 261 | 0 | 0.364 | 1 | 1 | cs | TRUE
87 | LV_4461-29_0_6_line_87 |  | 70 | 116 | 0.034368 | 0.125 | 0.08 | 261 | 0 | 0.364 | 1 | 1 | cs | TRUE
88 | LV_4461-29_0_6_line_88 |  | 71 | 72 | 0.085275 | 0.125 | 0.08 | 261 | 0 | 0.364 | 1 | 1 | cs | TRUE
89 | LV_4461-29_0_6_line_89 |  | 73 | 74 | 0.046782 | 0.125 | 0.08 | 261 | 0 | 0.364 | 1 | 1 | cs | TRUE
90 | LV_4461-29_0_6_line_90 |  | 75 | 76 | 0.022077 | 0.125 | 0.08 | 261 | 0 | 0.364 | 1 | 1 | cs | TRUE
91 | LV_4461-29_0_6_line_91 |  | 76 | 79 | 0.027808 | 0.125 | 0.08 | 261 | 0 | 0.364 | 1 | 1 | cs | TRUE
92 | LV_4461-29_0_6_line_92 |  | 78 | 79 | 0.018265 | 0.125 | 0.08 | 261 | 0 | 0.364 | 1 | 1 | cs | TRUE
93 | LV_4461-29_0_6_line_93 |  | 78 | 80 | 0.030401 | 0.125 | 0.08 | 261 | 0 | 0.364 | 1 | 1 | cs | TRUE
94 | LV_4461-29_0_6_line_94 |  | 78 | 81 | 0.0094842 | 0.125 | 0.08 | 261 | 0 | 0.364 | 1 | 1 | cs | TRUE
95 | LV_4461-29_0_6_line_95 |  | 80 | 88 | 0.0099332 | 0.125 | 0.08 | 261 | 0 | 0.364 | 1 | 1 | cs | TRUE
96 | LV_4461-29_0_6_line_96 |  | 82 | 83 | 0.067812 | 0.125 | 0.08 | 261 | 0 | 0.364 | 1 | 1 | cs | TRUE
97 | LV_4461-29_0_6_line_97 |  | 82 | 84 | 0.018171 | 0.125 | 0.08 | 261 | 0 | 0.364 | 1 | 1 | cs | TRUE
98 | LV_4461-29_0_6_line_98 |  | 83 | 85 | 0.039828 | 0.125 | 0.08 | 261 | 0 | 0.364 | 1 | 1 | cs | TRUE
99 | LV_4461-29_0_6_line_99 |  | 84 | 117 | 0.062055 | 0.125 | 0.08 | 261 | 0 | 0.364 | 1 | 1 | cs | TRUE
100 | LV_4461-29_0_6_line_100 |  | 86 | 101 | 0.0060087 | 0.125 | 0.08 | 261 | 0 | 0.364 | 1 | 5 | cs | TRUE
101 | LV_4461-29_0_6_line_101 |  | 87 | 89 | 0.03117 | 0.125 | 0.08 | 261 | 0 | 0.364 | 1 | 1 | cs | TRUE
102 | LV_4461-29_0_6_line_102 |  | 90 | 91 | 0.021255 | 0.125 | 0.08 | 261 | 0 | 0.364 | 1 | 1 | cs | TRUE
103 | LV_4461-29_0_6_line_103 |  | 90 | 92 | 0.024793 | 0.125 | 0.08 | 261 | 0 | 0.364 | 1 | 1 | cs | TRUE
104 | LV_4461-29_0_6_line_104 |  | 90 | 93 | 0.027657 | 0.125 | 0.08 | 261 | 0 | 0.364 | 1 | 1 | cs | TRUE
105 | LV_4461-29_0_6_line_105 |  | 91 | 97 | 0.030414 | 0.125 | 0.08 | 261 | 0 | 0.364 | 1 | 1 | cs | TRUE
106 | LV_4461-29_0_6_line_106 |  | 92 | 120 | 0.00018936 | 0.125 | 0.08 | 261 | 0 | 0.364 | 1 | 1 | cs | TRUE
107 | LV_4461-29_0_6_line_107 |  | 94 | 99 | 0.035494 | 0.125 | 0.08 | 261 | 0 | 0.364 | 1 | 1 | cs | TRUE
108 | LV_4461-29_0_6_line_108 |  | 94 | 100 | 0.0076519 | 0.125 | 0.08 | 261 | 0 | 0.364 | 1 | 1 | cs | TRUE
109 | LV_4461-29_0_6_line_109 |  | 96 | 121 | 0.017521 | 0.125 | 0.08 | 261 | 0 | 0.364 | 1 | 1 | cs | TRUE
110 | LV_4461-29_0_6_line_110 |  | 98 | 122 | 0.021994 | 0.125 | 0.08 | 261 | 0 | 0.364 | 1 | 2 | cs | TRUE
111 | LV_4461-29_0_6_line_111 |  | 99 | 123 | 0.047454 | 0.125 | 0.08 | 261 | 0 | 0.364 | 1 | 1 | cs | TRUE
112 | LV_4461-29_0_6_line_112 |  | 100 | 124 | 0.017525 | 0.125 | 0.08 | 261 | 0 | 0.364 | 1 | 1 | cs | TRUE
113 | LV_4461-29_0_6_line_113 |  | 101 | 102 | 0.016336 | 0.125 | 0.08 | 261 | 0 | 0.364 | 1 | 5 | cs | TRUE
114 | LV_4461-29_0_6_line_114 |  | 102 | 125 | 0.0065383 | 0.125 | 0.08 | 261 | 0 | 0.364 | 1 | 5 | cs | TRUE
115 | LV_4461-29_0_6_line_115 |  | 103 | 126 | 0.0012817 | 0.125 | 0.08 | 261 | 0 | 0.364 | 1 | 5 | cs | TRUE
116 | LV_4461-29_0_6_line_116 |  | 104 | 147 | 0.0026491 | 0.125 | 0.08 | 261 | 0 | 0.364 | 1 | 1 | cs | TRUE
117 | LV_4461-29_0_6_line_117 |  | 105 | 192 | 0.016408 | 0.125 | 0.08 | 261 | 0 | 0.364 | 1 | 1 | cs | TRUE
118 | LV_4461-29_0_6_line_118 |  | 108 | 145 | 0.011852 | 0.125 | 0.08 | 261 | 0 | 0.364 | 1 | 1 | cs | TRUE
119 | LV_4461-29_0_6_line_119 |  | 108 | 110 | 0.026281 | 0.125 | 0.08 | 261 | 0 | 0.364 | 1 | 1 | cs | TRUE
120 | LV_4461-29_0_6_line_120 |  | 109 | 139 | 0.025663 | 0.125 | 0.08 | 261 | 0 | 0.364 | 1 | 1 | cs | TRUE
121 | LV_4461-29_0_6_line_121 |  | 111 | 112 | 0.02437 | 0.125 | 0.08 | 261 | 0 | 0.364 | 1 | 1 | cs | TRUE
122 | LV_4461-29_0_6_line_122 |  | 112 | 164 | 0.016131 | 0.125 | 0.08 | 261 | 0 | 0.364 | 1 | 1 | cs | TRUE
123 | LV_4461-29_0_6_line_123 |  | 113 | 131 | 0.020927 | 0.125 | 0.08 | 261 | 0 | 0.364 | 1 | 1 | cs | TRUE
124 | LV_4461-29_0_6_line_124 |  | 114 | 129 | 0.016785 | 0.125 | 0.08 | 261 | 0 | 0.364 | 1 | 1 | cs | TRUE
125 | LV_4461-29_0_6_line_125 |  | 114 | 130 | 0.030979 | 0.125 | 0.08 | 261 | 0 | 0.364 | 1 | 1 | cs | TRUE
126 | LV_4461-29_0_6_line_126 |  | 116 | 131 | 0.019095 | 0.125 | 0.08 | 261 | 0 | 0.364 | 1 | 1 | cs | TRUE
127 | LV_4461-29_0_6_line_127 |  | 117 | 193 | 0.011579 | 0.125 | 0.08 | 261 | 0 | 0.364 | 1 | 1 | cs | TRUE
128 | LV_4461-29_0_6_line_128 |  | 117 | 194 | 0.015559 | 0.125 | 0.08 | 261 | 0 | 0.364 | 1 | 1 | cs | TRUE
129 | LV_4461-29_0_6_line_129 |  | 118 | 119 | 0.0091741 | 0.125 | 0.08 | 261 | 0 | 0.364 | 1 | 1 | cs | TRUE
130 | LV_4461-29_0_6_line_130 |  | 119 | 157 | 0.00047452 | 0.125 | 0.08 | 261 | 0 | 0.364 | 1 | 1 | cs | TRUE
131 | LV_4461-29_0_6_line_131 |  | 120 | 169 | 0.017029 | 0.125 | 0.08 | 261 | 0 | 0.364 | 1 | 1 | cs | TRUE
132 | LV_4461-29_0_6_line_132 |  | 121 | 192 | 0.018149 | 0.125 | 0.08 | 261 | 0 | 0.364 | 1 | 1 | cs | TRUE
133 | LV_4461-29_0_6_line_133 |  | 122 | 181 | 0.015953 | 0.125 | 0.08 | 261 | 0 | 0.364 | 1 | 5 | cs | TRUE
134 | LV_4461-29_0_6_line_134 |  | 125 | 165 | 0.035176 | 0.125 | 0.08 | 261 | 0 | 0.364 | 1 | 5 | cs | TRUE
135 | LV_4461-29_0_6_line_135 |  | 126 | 175 | 0.018393 | 0.125 | 0.08 | 261 | 0 | 0.364 | 1 | 5 | cs | TRUE
136 | LV_4461-29_0_6_line_136 |  | 127 | 128 | 0.044094 | 0.125 | 0.08 | 261 | 0 | 0.364 | 1 | 1 | cs | TRUE
137 | LV_4461-29_0_6_line_137 |  | 129 | 163 | 0.019375 | 0.125 | 0.08 | 261 | 0 | 0.364 | 1 | 1 | cs | TRUE
138 | LV_4461-29_0_6_line_138 |  | 129 | 159 | 0.011284 | 0.125 | 0.08 | 261 | 0 | 0.364 | 1 | 1 | cs | TRUE
139 | LV_4461-29_0_6_line_139 |  | 132 | 133 | 0.015248 | 0.125 | 0.08 | 261 | 0 | 0.364 | 1 | 1 | cs | TRUE
140 | LV_4461-29_0_6_line_140 |  | 133 | 136 | 0.023201 | 0.125 | 0.08 | 261 | 0 | 0.364 | 1 | 5 | cs | TRUE
141 | LV_4461-29_0_6_line_141 |  | 133 | 137 | 0.0025095 | 0.125 | 0.08 | 261 | 0 | 0.364 | 1 | 5 | cs | TRUE
142 | LV_4461-29_0_6_line_142 |  | 134 | 135 | 0.01447 | 0.125 | 0.08 | 261 | 0 | 0.364 | 1 | 1 | cs | TRUE
143 | LV_4461-29_0_6_line_143 |  | 135 | 138 | 0.021452 | 0.125 | 0.08 | 261 | 0 | 0.364 | 1 | 1 | cs | TRUE
144 | LV_4461-29_0_6_line_144 |  | 135 | 139 | 0.012263 | 0.125 | 0.08 | 261 | 0 | 0.364 | 1 | 1 | cs | TRUE
145 | LV_4461-29_0_6_line_145 |  | 136 | 140 | 0.012933 | 0.125 | 0.08 | 261 | 0 | 0.364 | 1 | 5 | cs | TRUE
146 | LV_4461-29_0_6_line_146 |  | 137 | 141 | 0.019988 | 0.125 | 0.08 | 261 | 0 | 0.364 | 1 | 5 | cs | TRUE
147 | LV_4461-29_0_6_line_147 |  | 138 | 142 | 0.00022305 | 0.125 | 0.08 | 261 | 0 | 0.364 | 1 | 1 | cs | TRUE
148 | LV_4461-29_0_6_line_148 |  | 140 | 143 | 0.010241 | 0.125 | 0.08 | 261 | 0 | 0.364 | 1 | 5 | cs | TRUE
149 | LV_4461-29_0_6_line_149 |  | 141 | 144 | 0.0052179 | 0.125 | 0.08 | 261 | 0 | 0.364 | 1 | 5 | cs | TRUE
150 | LV_4461-29_0_6_line_150 |  | 142 | 148 | 0.02103 | 0.125 | 0.08 | 261 | 0 | 0.364 | 1 | 1 | cs | TRUE
151 | LV_4461-29_0_6_line_151 |  | 143 | 149 | 0.0098541 | 0.125 | 0.08 | 261 | 0 | 0.364 | 1 | 5 | cs | TRUE
152 | LV_4461-29_0_6_line_152 |  | 144 | 174 | 0.030848 | 0.125 | 0.08 | 261 | 0 | 0.364 | 1 | 5 | cs | TRUE
153 | LV_4461-29_0_6_line_153 |  | 145 | 146 | 0.020793 | 0.125 | 0.08 | 261 | 0 | 0.364 | 1 | 1 | cs | TRUE
154 | LV_4461-29_0_6_line_154 |  | 146 | 153 | 0.0043081 | 0.125 | 0.08 | 261 | 0 | 0.364 | 1 | 1 | cs | TRUE
155 | LV_4461-29_0_6_line_155 |  | 147 | 148 | 0.021622 | 0.125 | 0.08 | 261 | 0 | 0.364 | 1 | 1 | cs | TRUE
156 | LV_4461-29_0_6_line_156 |  | 149 | 150 | 0.020309 | 0.125 | 0.08 | 261 | 0 | 0.364 | 1 | 5 | cs | TRUE
157 | LV_4461-29_0_6_line_157 |  | 150 | 151 | 0.02765 | 0.125 | 0.08 | 261 | 0 | 0.364 | 1 | 5 | cs | TRUE
158 | LV_4461-29_0_6_line_158 |  | 151 | 152 | 0.013352 | 0.125 | 0.08 | 261 | 0 | 0.364 | 1 | 5 | cs | TRUE
159 | LV_4461-29_0_6_line_159 |  | 151 | 153 | 0.01944 | 0.125 | 0.08 | 261 | 0 | 0.364 | 1 | 1 | cs | TRUE
160 | LV_4461-29_0_6_line_160 |  | 152 | 154 | 0.014107 | 0.125 | 0.08 | 261 | 0 | 0.364 | 1 | 5 | cs | TRUE
161 | LV_4461-29_0_6_line_161 |  | 154 | 177 | 0.018136 | 0.125 | 0.08 | 261 | 0 | 0.364 | 1 | 5 | cs | TRUE
162 | LV_4461-29_0_6_line_162 |  | 155 | 156 | 0.0077767 | 0.125 | 0.08 | 261 | 0 | 0.364 | 1 | 1 | cs | TRUE
163 | LV_4461-29_0_6_line_163 |  | 155 | 157 | 0.040167 | 0.125 | 0.08 | 261 | 0 | 0.364 | 1 | 1 | cs | TRUE
164 | LV_4461-29_0_6_line_164 |  | 156 | 158 | 0.014859 | 0.125 | 0.08 | 261 | 0 | 0.364 | 1 | 2 | cs | TRUE
165 | LV_4461-29_0_6_line_165 |  | 157 | 159 | 0.019518 | 0.125 | 0.08 | 261 | 0 | 0.364 | 1 | 1 | cs | TRUE
166 | LV_4461-29_0_6_line_166 |  | 158 | 160 | 0.0048145 | 0.125 | 0.08 | 261 | 0 | 0.364 | 1 | 5 | cs | TRUE
167 | LV_4461-29_0_6_line_167 |  | 160 | 161 | 0.017781 | 0.125 | 0.08 | 261 | 0 | 0.364 | 1 | 5 | cs | TRUE
168 | LV_4461-29_0_6_line_168 |  | 160 | 162 | 0.022442 | 0.125 | 0.08 | 261 | 0 | 0.364 | 1 | 5 | cs | TRUE
169 | LV_4461-29_0_6_line_169 |  | 161 | 164 | 0.013257 | 0.125 | 0.08 | 261 | 0 | 0.364 | 1 | 1 | cs | TRUE
170 | LV_4461-29_0_6_line_170 |  | 161 | 165 | 0.032994 | 0.125 | 0.08 | 261 | 0 | 0.364 | 1 | 5 | cs | TRUE
171 | LV_4461-29_0_6_line_171 |  | 162 | 166 | 0.012076 | 0.125 | 0.08 | 261 | 0 | 0.364 | 1 | 5 | cs | TRUE
172 | LV_4461-29_0_6_line_172 |  | 163 | 173 | 0.0014682 | 0.125 | 0.08 | 261 | 0 | 0.364 | 1 | 1 | cs | TRUE
173 | LV_4461-29_0_6_line_173 |  | 165 | 167 | 0.010543 | 0.125 | 0.08 | 261 | 0 | 0.364 | 1 | 1 | cs | TRUE
174 | LV_4461-29_0_6_line_174 |  | 166 | 168 | 0.0021432 | 0.125 | 0.08 | 261 | 0 | 0.364 | 1 | 1 | cs | TRUE
175 | LV_4461-29_0_6_line_175 |  | 167 | 179 | 0.020976 | 0.125 | 0.08 | 261 | 0 | 0.364 | 1 | 1 | cs | TRUE
176 | LV_4461-29_0_6_line_176 |  | 169 | 170 | 0.0090211 | 0.125 | 0.08 | 261 | 0 | 0.364 | 1 | 1 | cs | TRUE
177 | LV_4461-29_0_6_line_177 |  | 170 | 171 | 0.0099423 | 0.125 | 0.08 | 261 | 0 | 0.364 | 1 | 1 | cs | TRUE
178 | LV_4461-29_0_6_line_178 |  | 171 | 172 | 0.015691 | 0.125 | 0.08 | 261 | 0 | 0.364 | 1 | 1 | cs | TRUE
179 | LV_4461-29_0_6_line_179 |  | 172 | 176 | 0.029258 | 0.125 | 0.08 | 261 | 0 | 0.364 | 1 | 1 | cs | TRUE
180 | LV_4461-29_0_6_line_180 |  | 174 | 175 | 0.0097199 | 0.125 | 0.08 | 261 | 0 | 0.364 | 1 | 5 | cs | TRUE
181 | LV_4461-29_0_6_line_181 |  | 176 | 178 | 0.0086046 | 0.125 | 0.08 | 261 | 0 | 0.364 | 1 | 1 | cs | TRUE
182 | LV_4461-29_0_6_line_182 |  | 177 | 181 | 0.025685 | 0.125 | 0.08 | 261 | 0 | 0.364 | 1 | 5 | cs | TRUE
183 | LV_4461-29_0_6_line_183 |  | 177 | 182 | 0.001108 | 0.125 | 0.08 | 261 | 0 | 0.364 | 1 | 1 | cs | TRUE
184 | LV_4461-29_0_6_line_184 |  | 179 | 180 | 0.033962 | 0.125 | 0.08 | 261 | 0 | 0.364 | 1 | 1 | cs | TRUE
185 | LV_4461-29_0_6_line_185 |  | 180 | 183 | 0.019828 | 0.125 | 0.08 | 261 | 0 | 0.364 | 1 | 1 | cs | TRUE
186 | LV_4461-29_0_6_line_186 |  | 182 | 186 | 0.039054 | 0.125 | 0.08 | 261 | 0 | 0.364 | 1 | 1 | cs | TRUE
187 | LV_4461-29_0_6_line_187 |  | 182 | 184 | 0.015007 | 0.125 | 0.08 | 261 | 0 | 0.364 | 1 | 1 | cs | TRUE
188 | LV_4461-29_0_6_line_188 |  | 184 | 185 | 0.0022947 | 0.125 | 0.08 | 261 | 0 | 0.364 | 1 | 1 | cs | TRUE
189 | LV_4461-29_0_6_line_189 |  | 186 | 187 | 0.00083487 | 0.125 | 0.08 | 261 | 0 | 0.364 | 1 | 1 | cs | TRUE
190 | LV_4461-29_0_6_line_190 |  | 187 | 188 | 0.018437 | 0.125 | 0.08 | 261 | 0 | 0.364 | 1 | 1 | cs | TRUE
191 | LV_4461-29_0_6_line_191 |  | 188 | 189 | 0.0023395 | 0.125 | 0.08 | 261 | 0 | 0.364 | 1 | 1 | cs | TRUE
192 | LV_4461-29_0_6_line_192 |  | 189 | 190 | 0.021882 | 0.125 | 0.08 | 261 | 0 | 0.364 | 1 | 1 | cs | TRUE
193 | LV_4461-29_0_6_line_193 |  | 190 | 191 | 0.0042579 | 0.125 | 0.08 | 261 | 0 | 0.364 | 1 | 1 | cs | TRUE

## trafo
| name | std_type | hv_bus | lv_bus | sn_mva | vn_hv_kv | vn_lv_kv | vk_percent | vkr_percent | pfe_kw | i0_percent | shift_degree | tap_side | tap_neutral | tap_min | tap_max | tap_step_percent | tap_step_degree | tap_pos | tap_phase_shifter | parallel | df | in_service
0 | LV_4461-29_0_6_trafo_125 | 0.63 MVA 20/0.4 kV | 195 | 166 | 0.63 | 20 | 0.4 | 6 | 1.206 | 1.65 | 0.2619 | 150 | hv | 0 | -2 | 2 | 2.5 | 0 | 0 | FALSE | 1 | 1 | TRUE

## line_geodata
| x0 | y0 | x1 | y1 | x2 | y2 | x3 | y3 | x4 | y4 | x5 | y5 | x6 | y6 | x7 | y7 | x8 | y8 | x9 | y9 | x10 | y10 | x11 | y11 | x12 | y12 | x13 | y13 | x14 | y14 | x15 | y15 | x16 | y16 | x17 | y17 | x18 | y18 | x19 | y19 | x20 | y20
0 | 2740736.132 | 1267841.5078 | 2740732.2859 | 1267822.2954
1 | 2740740.6611 | 1267852.032 | 2740737.2205 | 1267846.9451 | 2740736.132 | 1267841.5078
2 | 2740732.2859 | 1267822.2954 | 2740729.5493 | 1267808.6249 | 2740722.6344 | 1267809.8317
3 | 2740740.6611 | 1267852.032 | 2740741.184 | 1267859.5226
4 | 2740740.6611 | 1267852.032 | 2740742.4304 | 1267846.3575 | 2740753.3466 | 1267838.2651 | 2740750.8288 | 1267830.1639
5 | 2740710.0926 | 1267812.0204 | 2740722.6344 | 1267809.8317
6 | 2740741.184 | 1267859.5226 | 2740742.5753 | 1267879.449 | 2740740.6315 | 1267883.5956 | 2740732.7993 | 1267889.6261 | 2740725.1052 | 1267893.0743
7 | 2740745.6323 | 1267813.4459 | 2740750.8288 | 1267830.1639
8 | 2740710.0926 | 1267812.0204 | 2740711.163 | 1267818.2965
9 | 2740710.0926 | 1267812.0204 | 2740702.1529 | 1267813.4153
10 | 2740695.8139 | 1267905.283 | 2740705.9837 | 1267901.6438 | 2740725.1052 | 1267893.0743
11 | 2740695.8139 | 1267905.283 | 2740711.5007 | 1267919.4482 | 2740719.6335 | 1267925.0892
12 | 2740695.8139 | 1267905.283 | 2740680.0821 | 1267900.3592
13 | 2740657.9494 | 1267674.9602 | 2740658.5461 | 1267696.7638
14 | 2740658.6164 | 1267699.3314 | 2740658.5461 | 1267696.7638
15 | 2740658.9437 | 1267711.293 | 2740658.6164 | 1267699.3314
16 | 2740658.9437 | 1267711.293 | 2740668.7559 | 1267710.9818
17 | 2740668.7559 | 1267710.9818 | 2740668.3567 | 1267699.3862
18 | 2740668.7559 | 1267710.9818 | 2740669.0119 | 1267718.2506 | 2740669.1363 | 1267721.8793
19 | 2740710.2242 | 1267708.1387 | 2740690.6864 | 1267708.7016
20 | 2740688.8994 | 1267717.6456 | 2740688.6909 | 1267710.9118 | 2740690.6864 | 1267708.7016
21 | 2740725.7576 | 1267707.6912 | 2740710.2242 | 1267708.1387
22 | 2740669.1363 | 1267721.8793 | 2740689.0008 | 1267720.9735 | 2740688.8994 | 1267717.6456
23 | 2740729.0117 | 1267712.7069 | 2740725.7576 | 1267707.6912
24 | 2740668.2697 | 1267721.9189 | 2740669.1363 | 1267721.8793
25 | 2740729.0117 | 1267712.7069 | 2740727.2806 | 1267686.7124
26 | 2740729.0117 | 1267712.7069 | 2740723.9579 | 1267717.4801 | 2740732.2663 | 1267728.4443
27 | 2740631.2166 | 1267723.6119 | 2740668.2697 | 1267721.9189
28 | 2740334.0446 | 1267929.0488 | 2740357.6887 | 1267944.9743
29 | 2740334.0446 | 1267929.0488 | 2740341.2456 | 1267917.8756 | 2740345.2607 | 1267920.6625
30 | 2740367.1771 | 1267951.3651 | 2740357.6887 | 1267944.9743
31 | 2740332.2076 | 1267892.6029 | 2740354.887 | 1267858.5073
32 | 2740332.2076 | 1267892.6029 | 2740346.9324 | 1267902.375
33 | 2740356.6757 | 1267855.8181 | 2740354.887 | 1267858.5073
34 | 2740595.6994 | 1267580.8158 | 2740592.4922 | 1267578.8821 | 2740588.6742 | 1267578.2462 | 2740581.529 | 1267579.1326 | 2740574.4771 | 1267581.1669
35 | 2740574.4771 | 1267581.1669 | 2740571.0572 | 1267582.1532 | 2740531.3911 | 1267594.3369
36 | 2740595.6994 | 1267580.8158 | 2740597.5492 | 1267582.8285 | 2740598.9863 | 1267586.0436 | 2740600.0305 | 1267593.1087 | 2740600.9365 | 1267605.9762 | 2740601.2725 | 1267609.7932
37 | 2740603.7606 | 1267631.9021 | 2740602.2464 | 1267620.8552 | 2740601.2725 | 1267609.7932
38 | 2740603.7606 | 1267631.9021 | 2740604.3117 | 1267635.9525 | 2740606.0259 | 1267642.711 | 2740607.379 | 1267648.0309
39 | 2740612.2594 | 1267667.289 | 2740611.149 | 1267662.8526 | 2740607.379 | 1267648.0309
40 | 2740631.2166 | 1267723.6119 | 2740632.5755 | 1267728.5268 | 2740627.8869 | 1267729.6719
41 | 2740627.8869 | 1267729.6719 | 2740624.9039 | 1267717.809
42 | 2740627.8869 | 1267729.6719 | 2740632.8952 | 1267749.581
43 | 2740627.8869 | 1267729.6719 | 2740622.3046 | 1267731.0293 | 2740599.5588 | 1267731.5235
44 | 2740445.5444 | 1267679.9315 | 2740476.6728 | 1267662.3319
45 | 2740445.5444 | 1267679.9315 | 2740457.1631 | 1267692.4825
46 | 2740476.6728 | 1267662.3319 | 2740489.2812 | 1267676.4316
47 | 2740476.6728 | 1267662.3319 | 2740495.1602 | 1267651.8945 | 2740509.8811 | 1267643.7444
48 | 2740464.6627 | 1267700.5839 | 2740457.1631 | 1267692.4825
49 | 2740422.3528 | 1267747.9025 | 2740412.9061 | 1267765.1378
50 | 2740422.3528 | 1267747.9025 | 2740427.1396 | 1267741.6169
51 | 2740411.9986 | 1267766.7936 | 2740412.9061 | 1267765.1378
52 | 2740427.1396 | 1267741.6169 | 2740441.304 | 1267723.0173 | 2740445.7074 | 1267718.7883
53 | 2740732.2663 | 1267728.4443 | 2740729.0051 | 1267730.9914 | 2740729.5882 | 1267739.0687
54 | 2740739.2289 | 1267733.3149 | 2740732.2663 | 1267728.4443
55 | 2740729.5882 | 1267739.0687 | 2740731.2665 | 1267762.2741
56 | 2740899.4227 | 1268188.0895 | 2740896.3589 | 1268193.0992 | 2740888.3092 | 1268200.6814 | 2740886.3144 | 1268190.5572 | 2740884.9888 | 1268187.1 | 2740883.0002 | 1268185.551 | 2740858.4693 | 1268169.0723
57 | 2740899.4227 | 1268188.0895 | 2740972.1201 | 1268180.0599 | 2740968.4498 | 1268129.5855
58 | 2740861.5468 | 1268154.0198 | 2740858.4693 | 1268169.0723
59 | 2740818.8971 | 1268148.0196 | 2740821.4057 | 1268144.1867 | 2740858.4693 | 1268169.0723
60 | 2741003.0261 | 1268104.2672 | 2740966.9447 | 1268108.8887 | 2740968.4498 | 1268129.5855
61 | 2740478.1791 | 1267989.566 | 2740465.2276 | 1267981.0053
62 | 2740478.1791 | 1267989.566 | 2740492.75 | 1267999.3988
63 | 2740465.2276 | 1267981.0053 | 2740455.0667 | 1267974.2931
64 | 2740451.2333 | 1267984.6207 | 2740456.7214 | 1267981.5147 | 2740462.1579 | 1267985.3254 | 2740465.2276 | 1267981.0053
65 | 2740504.0439 | 1268007.0202 | 2740492.75 | 1267999.3988
66 | 2740408.4954 | 1267928.4389 | 2740402.9453 | 1267932.8892
67 | 2740402.9453 | 1267932.8892 | 2740408.8538 | 1267936.8001 | 2740411.4262 | 1267938.5073
68 | 2740402.9453 | 1267932.8892 | 2740400.0838 | 1267930.986 | 2740390.778 | 1267931.5544 | 2740384.6951 | 1267927.4951
69 | 2740408.4954 | 1267928.4389 | 2740409.35 | 1267922.5868 | 2740414.5151 | 1267912.3851
70 | 2740411.4262 | 1267938.5073 | 2740413.4322 | 1267937.4317 | 2740436.8336 | 1267929.6246
71 | 2740411.4262 | 1267938.5073 | 2740410.3733 | 1267939.7168 | 2740409.9577 | 1267941.3641 | 2740410.5776 | 1267943.7923 | 2740412.709 | 1267946.3121 | 2740429.0588 | 1267957.1126
72 | 2740655.3384 | 1267931.8456 | 2740656.2121 | 1267922.6685 | 2740656.4296 | 1267907.5366 | 2740660.9733 | 1267907.4113 | 2740665.5923 | 1267907.2878
73 | 2740665.5923 | 1267907.2878 | 2740665.2067 | 1267896.924
74 | 2740665.5923 | 1267907.2878 | 2740665.3055 | 1267923.3816
75 | 2740655.3384 | 1267931.8456 | 2740635.1175 | 1267929.1446
76 | 2740655.3384 | 1267931.8456 | 2740653.6779 | 1267949.2966
77 | 2740662.8111 | 1267862.1996 | 2740664.7937 | 1267885.8144 | 2740665.2067 | 1267896.924
78 | 2740665.2067 | 1267896.924 | 2740672.8895 | 1267898.108 | 2740680.0821 | 1267900.3592
79 | 2740663.2135 | 1267948.6606 | 2740665.2347 | 1267927.3545 | 2740665.3055 | 1267923.3816
80 | 2740818.8971 | 1268148.0196 | 2740781.4002 | 1268122.3454
81 | 2740862.1335 | 1268070.4183 | 2740858.8234 | 1268087.0113 | 2740821.4057 | 1268144.1867 | 2740818.8971 | 1268148.0196
82 | 2740622.9109 | 1267927.5141 | 2740635.1175 | 1267929.1446
83 | 2740649.1559 | 1267971.0836 | 2740653.5201 | 1267950.9544 | 2740653.6779 | 1267949.2966
84 | 2740637.4378 | 1268060.2344 | 2740638.1424 | 1268066.0568 | 2740639.6884 | 1268071.3321 | 2740642.4275 | 1268076.469 | 2740643.2581 | 1268082.061 | 2740642.6848 | 1268087.1634 | 2740643.7222 | 1268092.2931 | 2740645.9679 | 1268097.2737 | 2740652.6602 | 1268104.9405 | 2740659.11 | 1268108.8757 | 2740665.7024 | 1268109.9892 | 2740675.1897 | 1268108.7472 | 2740681.6309 | 1268106.4093 | 2740696.8032 | 1268099.486 | 2740704.4578 | 1268096.7878 | 2740711.6043 | 1268095.5012 | 2740720.0373 | 1268095.2128 | 2740728.1394 | 1268096.4848 | 2740735.3163 | 1268098.3464 | 2740745.3377 | 1268100.9209 | 2740770.7448 | 1268117.9428
85 | 2740637.4378 | 1268060.2344 | 2740637.5484 | 1268051.7954 | 2740639.5504 | 1268040.7767 | 2740643.7927 | 1268027.0642 | 2740645.6698 | 1268020.8695
86 | 2740770.7448 | 1268117.9428 | 2740781.4002 | 1268122.3454
87 | 2740645.6698 | 1268020.8695 | 2740653.747 | 1267994.2133 | 2740655.1991 | 1267987.862
88 | 2741003.0261 | 1268104.2672 | 2741008.2935 | 1268071.3161 | 2741005.1464 | 1268019.5061
89 | 2740862.1335 | 1268070.4183 | 2740862.9275 | 1268058.9148 | 2740897.9246 | 1268054.6868
90 | 2740451.2333 | 1267984.6207 | 2740445.5713 | 1267980.7934 | 2740432.9394 | 1267972.2623
91 | 2740432.9394 | 1267972.2623 | 2740431.7793 | 1267971.4788 | 2740409.9115 | 1267956.673
92 | 2740394.4728 | 1267947.1797 | 2740396.5036 | 1267947.595 | 2740409.9115 | 1267956.673
93 | 2740375.4158 | 1267956.9143 | 2740384.1953 | 1267963.596 | 2740392.3201 | 1267950.6208 | 2740394.4728 | 1267947.1797
94 | 2740394.4728 | 1267947.1797 | 2740391.3326 | 1267946.5489 | 2740386.1082 | 1267943.0618
95 | 2740375.4158 | 1267956.9143 | 2740367.1771 | 1267951.3651
96 | 2740504.0439 | 1268007.0202 | 2740548.5695 | 1268037.0751 | 2740560.2492 | 1268044.9607
97 | 2740560.2492 | 1268044.9607 | 2740576.3911 | 1268036.8478 | 2740576.4793 | 1268036.9043
98 | 2740504.0439 | 1268007.0202 | 2740516.6464 | 1267987.8455 | 2740522.5773 | 1267972.0388
99 | 2740596.587 | 1268013.1272 | 2740606.7492 | 1268027.1828 | 2740593.4872 | 1268047.7986 | 2740576.4793 | 1268036.9043
100 | 2740439.6556 | 1267924.3198 | 2740436.8336 | 1267929.6246
101 | 2740429.0588 | 1267957.1126 | 2740455.0667 | 1267974.2931
102 | 2740644.5957 | 1267799.905 | 2740639.9167 | 1267779.1709
103 | 2740644.5957 | 1267799.905 | 2740619.8036 | 1267800.0544
104 | 2740644.5957 | 1267799.905 | 2740649.4525 | 1267827.1319
105 | 2740632.8952 | 1267749.581 | 2740636.2381 | 1267762.8698 | 2740639.9167 | 1267779.1709
106 | 2740619.6143 | 1267800.0555 | 2740619.8036 | 1267800.0544
107 | 2740662.8111 | 1267862.1996 | 2740659.669 | 1267832.885 | 2740658.6841 | 1267826.9545
108 | 2740662.8111 | 1267862.1996 | 2740670.4164 | 1267861.357
109 | 2740624.9039 | 1267717.809 | 2740624.8877 | 1267717.7444 | 2740620.6498 | 1267700.8125
110 | 2740599.5588 | 1267731.5235 | 2740577.5701 | 1267732.0012
111 | 2740658.6841 | 1267826.9545 | 2740656.0732 | 1267811.2337 | 2740649.5751 | 1267780.3928
112 | 2740687.5319 | 1267857.8282 | 2740677.2698 | 1267860.5978 | 2740670.4164 | 1267861.357
113 | 2740439.6556 | 1267924.3198 | 2740454.9338 | 1267918.5365
114 | 2740461.0487 | 1267916.2218 | 2740454.9338 | 1267918.5365
115 | 2740415.094 | 1267911.2417 | 2740414.5151 | 1267912.3851
116 | 2740356.6757 | 1267855.8181 | 2740358.1429 | 1267853.6124
117 | 2740616.2432 | 1267683.2062 | 2740612.2594 | 1267667.289
118 | 2740464.6627 | 1267700.5839 | 2740472.7333 | 1267709.2632
119 | 2740464.6627 | 1267700.5839 | 2740445.7074 | 1267718.7883
120 | 2740399.6638 | 1267789.2982 | 2740411.9986 | 1267766.7936
121 | 2740512.5372 | 1267920.48 | 2740501.6853 | 1267942.3006
122 | 2740512.5372 | 1267920.48 | 2740519.72 | 1267906.037
123 | 2740659.4549 | 1267969.2469 | 2740663.2135 | 1267948.6606 | 2740663.2135 | 1267948.6606
124 | 2740606.2243 | 1267925.2815 | 2740622.9109 | 1267927.5141
125 | 2740622.9109 | 1267927.5141 | 2740618.1528 | 1267958.1256
126 | 2740659.4549 | 1267969.2469 | 2740659.4549 | 1267969.2469 | 2740655.1991 | 1267987.862
127 | 2740596.587 | 1268013.1272 | 2740605.5485 | 1268005.7949
128 | 2740596.587 | 1268013.1272 | 2740607.5768 | 1268004.1354 | 2740606.8236 | 1268003.0032
129 | 2740620.2935 | 1267895.4669 | 2740615.4566 | 1267895.2384 | 2740611.1428 | 1267894.8449
130 | 2740610.6702 | 1267894.8018 | 2740611.1428 | 1267894.8449
131 | 2740619.6143 | 1267800.0555 | 2740616.6463 | 1267800.0734 | 2740602.7588 | 1267797.8732
132 | 2740620.6498 | 1267700.8125 | 2740616.2432 | 1267683.2062
133 | 2740561.6213 | 1267732.3478 | 2740577.5701 | 1267732.0012
134 | 2740494.1391 | 1267904.2952 | 2740469.2905 | 1267913.102 | 2740461.0487 | 1267916.2218
135 | 2740415.094 | 1267911.2417 | 2740423.4023 | 1267894.8319
136 | 2740719.6335 | 1267925.0892 | 2740724.9014 | 1267928.7431 | 2740729.9016 | 1267929.6853 | 2740751.4689 | 1267927.1298 | 2740762.1157 | 1267924.9053
137 | 2740606.2243 | 1267925.2815 | 2740587.0194 | 1267922.7179
138 | 2740606.2243 | 1267925.2815 | 2740607.853 | 1267914.1159
139 | 2740454.2464 | 1267833.9113 | 2740440.9415 | 1267826.4623
140 | 2740454.2464 | 1267833.9113 | 2740464.8575 | 1267813.279
141 | 2740454.2464 | 1267833.9113 | 2740453.1129 | 1267836.1502
142 | 2740393.7696 | 1267800.0522 | 2740406.3952 | 1267807.1209
143 | 2740393.7696 | 1267800.0522 | 2740381.8885 | 1267817.9139
144 | 2740393.7696 | 1267800.0522 | 2740399.6638 | 1267789.2982
145 | 2740470.7727 | 1267801.7777 | 2740464.8575 | 1267813.279
146 | 2740453.1129 | 1267836.1502 | 2740444.084 | 1267853.9832
147 | 2740381.8885 | 1267817.9139 | 2740381.7649 | 1267818.0997
148 | 2740470.7727 | 1267801.7777 | 2740475.4566 | 1267792.6703
149 | 2740441.7271 | 1267858.6384 | 2740444.084 | 1267853.9832
150 | 2740381.7649 | 1267818.0997 | 2740370.118 | 1267835.6094
151 | 2740479.9634 | 1267783.9072 | 2740475.4566 | 1267792.6703
152 | 2740441.7271 | 1267858.6384 | 2740427.7928 | 1267886.1602
153 | 2740472.7333 | 1267709.2632 | 2740486.8927 | 1267724.4902
154 | 2740489.8263 | 1267727.6451 | 2740486.8927 | 1267724.4902
155 | 2740370.118 | 1267835.6094 | 2740358.1429 | 1267853.6124
156 | 2740479.9634 | 1267783.9072 | 2740482.9077 | 1267778.1824 | 2740489.6403 | 1267766.0543
157 | 2740503.0645 | 1267741.8816 | 2740492.8524 | 1267760.2679 | 2740489.6403 | 1267766.0543
158 | 2740503.0645 | 1267741.8816 | 2740512.1692 | 1267751.6743
159 | 2740503.0645 | 1267741.8816 | 2740489.8263 | 1267727.6451
160 | 2740512.1692 | 1267751.6743 | 2740522.6312 | 1267742.2106
161 | 2740536.0813 | 1267730.0439 | 2740522.6312 | 1267742.2106
162 | 2740570.6658 | 1267891.1894 | 2740567.1784 | 1267890.8744 | 2740562.9042 | 1267890.9633
163 | 2740610.6702 | 1267894.8018 | 2740570.6658 | 1267891.1894
164 | 2740548.0488 | 1267891.2721 | 2740562.9042 | 1267890.9633
165 | 2740610.6702 | 1267894.8018 | 2740607.853 | 1267914.1159
166 | 2740543.2353 | 1267891.3721 | 2740548.0488 | 1267891.2721
167 | 2740543.2353 | 1267891.3721 | 2740525.6232 | 1267894.1672
168 | 2740543.2353 | 1267891.3721 | 2740547.0348 | 1267869.2536
169 | 2740525.6232 | 1267894.1672 | 2740519.72 | 1267906.037
170 | 2740525.6232 | 1267894.1672 | 2740506.1155 | 1267900.0424 | 2740494.1391 | 1267904.2952
171 | 2740547.0348 | 1267869.2536 | 2740549.0791 | 1267857.3522
172 | 2740585.5642 | 1267922.5236 | 2740587.0194 | 1267922.7179
173 | 2740494.1391 | 1267904.2952 | 2740492.9644 | 1267898.595 | 2740493.9083 | 1267893.9675
174 | 2740549.442 | 1267855.2399 | 2740549.0791 | 1267857.3522
175 | 2740506.5918 | 1267877.4991 | 2740498.8289 | 1267885.6884 | 2740494.1068 | 1267892.9944 | 2740493.9083 | 1267893.9675
176 | 2740593.8488 | 1267796.4616 | 2740602.7588 | 1267797.8732
177 | 2740593.8488 | 1267796.4616 | 2740584.4248 | 1267794.9685 | 2740584.0535 | 1267794.8177
178 | 2740569.5148 | 1267788.9157 | 2740584.0535 | 1267794.8177
179 | 2740543.3065 | 1267776.1804 | 2740551.9736 | 1267781.7948 | 2740569.5148 | 1267788.9157
180 | 2740427.7928 | 1267886.1602 | 2740423.4023 | 1267894.8319
181 | 2740543.3065 | 1267776.1804 | 2740536.0848 | 1267771.5022
182 | 2740536.0813 | 1267730.0439 | 2740556.3636 | 1267732.462 | 2740561.6213 | 1267732.3478
183 | 2740536.7647 | 1267729.1705 | 2740536.0813 | 1267730.0439
184 | 2740511.3868 | 1267845.3606 | 2740510.2133 | 1267848.4115 | 2740509.8326 | 1267852.3841 | 2740511.7618 | 1267862.4509 | 2740511.9023 | 1267866.6695 | 2740510.1941 | 1267872.0008 | 2740508.2525 | 1267875.7472 | 2740506.5918 | 1267877.4991
185 | 2740518.5053 | 1267826.8542 | 2740511.3868 | 1267845.3606
186 | 2740536.7647 | 1267729.1705 | 2740542.8704 | 1267722.9095 | 2740545.9659 | 1267718.1451 | 2740550.5772 | 1267705.0642 | 2740551.5233 | 1267697.5905 | 2740551.7647 | 1267694.3761
187 | 2740536.7647 | 1267729.1705 | 2740526.7168 | 1267718.0244
188 | 2740526.7168 | 1267718.0244 | 2740525.1803 | 1267716.32
189 | 2740551.7647 | 1267694.3761 | 2740551.8272 | 1267693.5436
190 | 2740551.8272 | 1267693.5436 | 2740553.2081 | 1267675.1585
191 | 2740553.2081 | 1267675.1585 | 2740553.3833 | 1267672.8255
192 | 2740554.2312 | 1267650.963 | 2740553.6621 | 1267669.1135 | 2740553.3833 | 1267672.8255
193 | 2740554.2312 | 1267650.963 | 2740554.3647 | 1267646.7072

## bus_geodata
| x | y | coords
0 | 2740736.132 | 1267841.5078
1 | 2740732.2859 | 1267822.2954
2 | 2740740.6611 | 1267852.032
3 | 2740722.6344 | 1267809.8317
4 | 2740741.184 | 1267859.5226
5 | 2740750.8288 | 1267830.1639
6 | 2740710.0926 | 1267812.0204
7 | 2740725.1052 | 1267893.0743
8 | 2740745.6323 | 1267813.4459
9 | 2740711.163 | 1267818.2965
10 | 2740702.1529 | 1267813.4153
11 | 2740695.8139 | 1267905.283
12 | 2740657.9494 | 1267674.9602
13 | 2740658.5461 | 1267696.7638
14 | 2740658.6164 | 1267699.3314
15 | 2740658.9437 | 1267711.293
16 | 2740668.7559 | 1267710.9818
17 | 2740690.6864 | 1267708.7016
18 | 2740710.2243 | 1267708.1387
19 | 2740688.8994 | 1267717.6456
20 | 2740725.7576 | 1267707.6912
21 | 2740669.1363 | 1267721.8793
22 | 2740729.0117 | 1267712.7069
23 | 2740668.2697 | 1267721.9189
24 | 2740334.0446 | 1267929.0488
25 | 2740357.6887 | 1267944.9743
26 | 2740345.2607 | 1267920.6625
27 | 2740332.2076 | 1267892.6029
28 | 2740354.887 | 1267858.5073
29 | 2740346.9324 | 1267902.375
30 | 2740668.3567 | 1267699.3862
31 | 2740574.4771 | 1267581.1669
32 | 2740595.6994 | 1267580.8158
33 | 2740531.3911 | 1267594.3369
34 | 2740603.7606 | 1267631.9021
35 | 2740601.2725 | 1267609.7932
36 | 2740607.379 | 1267648.0309
37 | 2740631.2166 | 1267723.6119
38 | 2740627.8869 | 1267729.6719
39 | 2740445.5444 | 1267679.9315
40 | 2740476.6728 | 1267662.3319
41 | 2740457.1631 | 1267692.4825
42 | 2740422.3528 | 1267747.9025
43 | 2740412.9061 | 1267765.1378
44 | 2740427.1396 | 1267741.6169
45 | 2740732.2663 | 1267728.4443
46 | 2740729.5882 | 1267739.0687
47 | 2740739.2289 | 1267733.3149
48 | 2740727.2806 | 1267686.7124
49 | 2740731.2665 | 1267762.2741
50 | 2740899.4227 | 1268188.0895
51 | 2740858.4693 | 1268169.0723
52 | 2740968.4498 | 1268129.5855
53 | 2740478.1791 | 1267989.566
54 | 2740465.2276 | 1267981.0053
55 | 2740492.75 | 1267999.3988
56 | 2740402.9453 | 1267932.8892
57 | 2740408.4954 | 1267928.4389
58 | 2740411.4262 | 1267938.5073
59 | 2740384.6951 | 1267927.4951
60 | 2740665.5923 | 1267907.2878
61 | 2740655.3384 | 1267931.8456
62 | 2740665.2067 | 1267896.924
63 | 2740665.3055 | 1267923.3816
64 | 2740861.5468 | 1268154.0198
65 | 2740818.8971 | 1268148.0196
66 | 2740635.1175 | 1267929.1446
67 | 2740653.6779 | 1267949.2966
68 | 2740637.4378 | 1268060.2344
69 | 2740770.7448 | 1268117.9428
70 | 2740645.6698 | 1268020.8695
71 | 2741003.0261 | 1268104.2672
72 | 2741005.1464 | 1268019.5061
73 | 2740862.1335 | 1268070.4183
74 | 2740897.9246 | 1268054.6868
75 | 2740451.2333 | 1267984.6207
76 | 2740432.9394 | 1267972.2623
77 | 2740781.4002 | 1268122.3454
78 | 2740394.4728 | 1267947.1797
79 | 2740409.9115 | 1267956.673
80 | 2740375.4158 | 1267956.9143
81 | 2740386.1082 | 1267943.0618
82 | 2740560.2492 | 1268044.9607
83 | 2740504.0439 | 1268007.0202
84 | 2740576.4793 | 1268036.9043
85 | 2740522.5773 | 1267972.0388
86 | 2740436.8336 | 1267929.6246
87 | 2740429.0588 | 1267957.1126
88 | 2740367.1771 | 1267951.3651
89 | 2740455.0667 | 1267974.2931
90 | 2740644.5957 | 1267799.905
91 | 2740639.9167 | 1267779.1709
92 | 2740619.8036 | 1267800.0544
93 | 2740649.4525 | 1267827.1319
94 | 2740662.8111 | 1267862.1996
95 | 2740680.0821 | 1267900.3592
96 | 2740624.9039 | 1267717.809
97 | 2740632.8952 | 1267749.581
98 | 2740599.5588 | 1267731.5235
99 | 2740658.6841 | 1267826.9545
100 | 2740670.4164 | 1267861.357
101 | 2740439.6556 | 1267924.3198
102 | 2740454.9338 | 1267918.5365
103 | 2740414.5151 | 1267912.3851
104 | 2740356.6757 | 1267855.8181
105 | 2740612.2594 | 1267667.289
106 | 2740489.2812 | 1267676.4316
107 | 2740509.8811 | 1267643.7444
108 | 2740464.6627 | 1267700.5839
109 | 2740411.9986 | 1267766.7937
110 | 2740445.7074 | 1267718.7883
111 | 2740501.6853 | 1267942.3006
112 | 2740512.5372 | 1267920.48
113 | 2740663.2135 | 1267948.6606
114 | 2740622.9109 | 1267927.5141
115 | 2740649.1559 | 1267971.0836
116 | 2740655.1991 | 1267987.862
117 | 2740596.587 | 1268013.1272
118 | 2740620.2935 | 1267895.4669
119 | 2740611.1427 | 1267894.8449
120 | 2740619.6143 | 1267800.0555
121 | 2740620.6498 | 1267700.8125
122 | 2740577.5701 | 1267732.0012
123 | 2740649.5751 | 1267780.3928
124 | 2740687.5319 | 1267857.8282
125 | 2740461.0487 | 1267916.2218
126 | 2740415.094 | 1267911.2417
127 | 2740719.6335 | 1267925.0892
128 | 2740762.1157 | 1267924.9053
129 | 2740606.2243 | 1267925.2815
130 | 2740618.1528 | 1267958.1256
131 | 2740659.4549 | 1267969.2469
132 | 2740440.9415 | 1267826.4623
133 | 2740454.2464 | 1267833.9113
134 | 2740406.3952 | 1267807.1209
135 | 2740393.7696 | 1267800.0522
136 | 2740464.8575 | 1267813.279
137 | 2740453.1129 | 1267836.1502
138 | 2740381.8885 | 1267817.9139
139 | 2740399.6638 | 1267789.2982
140 | 2740470.7727 | 1267801.7777
141 | 2740444.084 | 1267853.9832
142 | 2740381.7649 | 1267818.0997
143 | 2740475.4566 | 1267792.6703
144 | 2740441.7271 | 1267858.6384
145 | 2740472.7333 | 1267709.2632
146 | 2740486.8927 | 1267724.4902
147 | 2740358.1429 | 1267853.6124
148 | 2740370.118 | 1267835.6094
149 | 2740479.9634 | 1267783.9072
150 | 2740489.6403 | 1267766.0543
151 | 2740503.0645 | 1267741.8816
152 | 2740512.1692 | 1267751.6743
153 | 2740489.8263 | 1267727.6451
154 | 2740522.6312 | 1267742.2106
155 | 2740570.6658 | 1267891.1894
156 | 2740562.9042 | 1267890.9633
157 | 2740610.6702 | 1267894.8018
158 | 2740548.0488 | 1267891.2721
159 | 2740607.853 | 1267914.1159
160 | 2740543.2353 | 1267891.3721
161 | 2740525.6232 | 1267894.1672
162 | 2740547.0348 | 1267869.2536
163 | 2740587.0194 | 1267922.7179
164 | 2740519.72 | 1267906.037
165 | 2740494.1391 | 1267904.2952
166 | 2740549.0791 | 1267857.3522
167 | 2740493.9083 | 1267893.9675
168 | 2740549.442 | 1267855.2399
169 | 2740602.7588 | 1267797.8732
170 | 2740593.8488 | 1267796.4616
171 | 2740584.0535 | 1267794.8177
172 | 2740569.5148 | 1267788.9157
173 | 2740585.5642 | 1267922.5236
174 | 2740427.7928 | 1267886.1602
175 | 2740423.4023 | 1267894.8319
176 | 2740543.3065 | 1267776.1804
177 | 2740536.0813 | 1267730.0439
178 | 2740536.0848 | 1267771.5022
179 | 2740506.5918 | 1267877.4991
180 | 2740511.3868 | 1267845.3606
181 | 2740561.6213 | 1267732.3478
182 | 2740536.7647 | 1267729.1705
183 | 2740518.5053 | 1267826.8542
184 | 2740526.7168 | 1267718.0244
185 | 2740525.1803 | 1267716.32
186 | 2740551.7647 | 1267694.3761
187 | 2740551.8272 | 1267693.5436
188 | 2740553.2081 | 1267675.1585
189 | 2740553.3833 | 1267672.8255
190 | 2740554.2312 | 1267650.963
191 | 2740554.3647 | 1267646.7072
192 | 2740616.2432 | 1267683.2062
193 | 2740605.5485 | 1268005.7949
194 | 2740606.8236 | 1268003.0032
195 | 2740549.442 | 1267855.2399

## line_std_types
| c_nf_per_km | r_ohm_per_km | x_ohm_per_km | max_i_ka | type | q_mm2 | alpha | voltage_rating
NAYY 4x50 SE | 210 | 0.642 | 0.083 | 0.142 | cs | 50 | 0.00403 | LV
NAYY 4x120 SE | 264 | 0.225 | 0.08 | 0.242 | cs | 120 | 0.00403 | LV
NAYY 4x150 SE | 261 | 0.208 | 0.08 | 0.27 | cs | 150 | 0.00403 | LV
NA2XS2Y 1x95 RM/25 12/20 kV | 216 | 0.313 | 0.132 | 0.252 | cs | 95 | 0.00403 | MV
NA2XS2Y 1x185 RM/25 12/20 kV | 273 | 0.161 | 0.117 | 0.362 | cs | 185 | 0.00403 | MV
NA2XS2Y 1x240 RM/25 12/20 kV | 304 | 0.122 | 0.112 | 0.421 | cs | 240 | 0.00403 | MV
NA2XS2Y 1x95 RM/25 6/10 kV | 315 | 0.313 | 0.123 | 0.249 | cs | 95 | 0.00403 | MV
NA2XS2Y 1x185 RM/25 6/10 kV | 406 | 0.161 | 0.11 | 0.358 | cs | 185 | 0.00403 | MV
NA2XS2Y 1x240 RM/25 6/10 kV | 456 | 0.122 | 0.105 | 0.416 | cs | 240 | 0.00403 | MV
NA2XS2Y 1x150 RM/25 12/20 kV | 250 | 0.206 | 0.116 | 0.319 | cs | 150 | 0.00403 | MV
NA2XS2Y 1x120 RM/25 12/20 kV | 230 | 0.253 | 0.119 | 0.283 | cs | 120 | 0.00403 | MV
NA2XS2Y 1x70 RM/25 12/20 kV | 190 | 0.443 | 0.132 | 0.22 | cs | 70 | 0.00403 | MV
NA2XS2Y 1x150 RM/25 6/10 kV | 360 | 0.206 | 0.11 | 0.315 | cs | 150 | 0.00403 | MV
NA2XS2Y 1x120 RM/25 6/10 kV | 340 | 0.253 | 0.113 | 0.28 | cs | 120 | 0.00403 | MV
NA2XS2Y 1x70 RM/25 6/10 kV | 280 | 0.443 | 0.123 | 0.217 | cs | 70 | 0.00403 | MV
N2XS(FL)2Y 1x120 RM/35 64/110 kV | 112 | 0.153 | 0.166 | 0.366 | cs | 120 | 0.00393 | HV
N2XS(FL)2Y 1x185 RM/35 64/110 kV | 125 | 0.099 | 0.156 | 0.457 | cs | 185 | 0.00393 | HV
N2XS(FL)2Y 1x240 RM/35 64/110 kV | 135 | 0.075 | 0.149 | 0.526 | cs | 240 | 0.00393 | HV
N2XS(FL)2Y 1x300 RM/35 64/110 kV | 144 | 0.06 | 0.144 | 0.588 | cs | 300 | 0.00393 | HV
15-AL1/3-ST1A 0.4 | 11 | 1.8769 | 0.35 | 0.105 | ol | 16 | 0.00403 | LV
24-AL1/4-ST1A 0.4 | 11.25 | 1.2012 | 0.335 | 0.14 | ol | 24 | 0.00403 | LV
48-AL1/8-ST1A 0.4 | 12.2 | 0.5939 | 0.3 | 0.21 | ol | 48 | 0.00403 | LV
94-AL1/15-ST1A 0.4 | 13.2 | 0.306 | 0.29 | 0.35 | ol | 94 | 0.00403 | LV
34-AL1/6-ST1A 10.0 | 9.7 | 0.8342 | 0.36 | 0.17 | ol | 34 | 0.00403 | MV
48-AL1/8-ST1A 10.0 | 10.1 | 0.5939 | 0.35 | 0.21 | ol | 48 | 0.00403 | MV
70-AL1/11-ST1A 10.0 | 10.4 | 0.4132 | 0.339 | 0.29 | ol | 70 | 0.00403 | MV
94-AL1/15-ST1A 10.0 | 10.75 | 0.306 | 0.33 | 0.35 | ol | 94 | 0.00403 | MV
122-AL1/20-ST1A 10.0 | 11.1 | 0.2376 | 0.323 | 0.41 | ol | 122 | 0.00403 | MV
149-AL1/24-ST1A 10.0 | 11.25 | 0.194 | 0.315 | 0.47 | ol | 149 | 0.00403 | MV
34-AL1/6-ST1A 20.0 | 9.15 | 0.8342 | 0.382 | 0.17 | ol | 34 | 0.00403 | MV
48-AL1/8-ST1A 20.0 | 9.5 | 0.5939 | 0.372 | 0.21 | ol | 48 | 0.00403 | MV
70-AL1/11-ST1A 20.0 | 9.7 | 0.4132 | 0.36 | 0.29 | ol | 70 | 0.00403 | MV
94-AL1/15-ST1A 20.0 | 10 | 0.306 | 0.35 | 0.35 | ol | 94 | 0.00403 | MV
122-AL1/20-ST1A 20.0 | 10.3 | 0.2376 | 0.344 | 0.41 | ol | 122 | 0.00403 | MV
149-AL1/24-ST1A 20.0 | 10.5 | 0.194 | 0.337 | 0.47 | ol | 149 | 0.00403 | MV
184-AL1/30-ST1A 20.0 | 10.75 | 0.1571 | 0.33 | 0.535 | ol | 184 | 0.00403 | MV
243-AL1/39-ST1A 20.0 | 11 | 0.1188 | 0.32 | 0.645 | ol | 243 | 0.00403 | MV
48-AL1/8-ST1A 110.0 | 8 | 0.5939 | 0.46 | 0.21 | ol | 48 | 0.00403 | HV
70-AL1/11-ST1A 110.0 | 8.4 | 0.4132 | 0.45 | 0.29 | ol | 70 | 0.00403 | HV
94-AL1/15-ST1A 110.0 | 8.65 | 0.306 | 0.44 | 0.35 | ol | 94 | 0.00403 | HV
122-AL1/20-ST1A 110.0 | 8.5 | 0.2376 | 0.43 | 0.41 | ol | 122 | 0.00403 | HV
149-AL1/24-ST1A 110.0 | 8.75 | 0.194 | 0.41 | 0.47 | ol | 149 | 0.00403 | HV
184-AL1/30-ST1A 110.0 | 8.8 | 0.1571 | 0.4 | 0.535 | ol | 184 | 0.00403 | HV
243-AL1/39-ST1A 110.0 | 9 | 0.1188 | 0.39 | 0.645 | ol | 243 | 0.00403 | HV
305-AL1/39-ST1A 110.0 | 9.2 | 0.0949 | 0.38 | 0.74 | ol | 305 | 0.00403 | HV
490-AL1/64-ST1A 110.0 | 9.75 | 0.059 | 0.37 | 0.96 | ol | 490 | 0.00403 | HV
679-AL1/86-ST1A 110.0 | 9.95 | 0.042 | 0.36 | 1.15 | ol | 679 | 0.00403 | HV
490-AL1/64-ST1A 220.0 | 10 | 0.059 | 0.285 | 0.96 | ol | 490 | 0.00403 | HV
679-AL1/86-ST1A 220.0 | 11.7 | 0.042 | 0.275 | 1.15 | ol | 679 | 0.00403 | HV
490-AL1/64-ST1A 380.0 | 11 | 0.059 | 0.253 | 0.96 | ol | 490 | 0.00403 | HV
679-AL1/86-ST1A 380.0 | 14.6 | 0.042 | 0.25 | 1.15 | ol | 679 | 0.00403 | HV

## trafo_std_types
| i0_percent | pfe_kw | vkr_percent | sn_mva | vn_lv_kv | vn_hv_kv | vk_percent | shift_degree | vector_group | tap_side | tap_neutral | tap_min | tap_max | tap_step_degree | tap_step_percent | tap_phase_shifter
160 MVA 380/110 kV | 0.06 | 60 | 0.25 | 160 | 110 | 380 | 12.2 | 0 | Yy0 | hv | 0 | -9 | 9 | 0 | 1.5 | FALSE
100 MVA 220/110 kV | 0.06 | 55 | 0.26 | 100 | 110 | 220 | 12 | 0 | Yy0 | hv | 0 | -9 | 9 | 0 | 1.5 | FALSE
63 MVA 110/20 kV | 0.04 | 22 | 0.32 | 63 | 20 | 110 | 18 | 150 | YNd5 | hv | 0 | -9 | 9 | 0 | 1.5 | FALSE
40 MVA 110/20 kV | 0.05 | 18 | 0.34 | 40 | 20 | 110 | 16.2 | 150 | YNd5 | hv | 0 | -9 | 9 | 0 | 1.5 | FALSE
25 MVA 110/20 kV | 0.07 | 14 | 0.41 | 25 | 20 | 110 | 12 | 150 | YNd5 | hv | 0 | -9 | 9 | 0 | 1.5 | FALSE
63 MVA 110/10 kV | 0.04 | 22 | 0.32 | 63 | 10 | 110 | 18 | 150 | YNd5 | hv | 0 | -9 | 9 | 0 | 1.5 | FALSE
40 MVA 110/10 kV | 0.05 | 18 | 0.34 | 40 | 10 | 110 | 16.2 | 150 | YNd5 | hv | 0 | -9 | 9 | 0 | 1.5 | FALSE
25 MVA 110/10 kV | 0.07 | 14 | 0.41 | 25 | 10 | 110 | 12 | 150 | YNd5 | hv | 0 | -9 | 9 | 0 | 1.5 | FALSE
0.25 MVA 20/0.4 kV | 0.32 | 0.8 | 1.44 | 0.25 | 0.4 | 20 | 6 | 150 | Yzn5 | hv | 0 | -2 | 2 | 0 | 2.5 | FALSE
0.4 MVA 20/0.4 kV | 0.3375 | 1.35 | 1.425 | 0.4 | 0.4 | 20 | 6 | 150 | Dyn5 | hv | 0 | -2 | 2 | 0 | 2.5 | FALSE
0.63 MVA 20/0.4 kV | 0.2619 | 1.65 | 1.206 | 0.63 | 0.4 | 20 | 6 | 150 | Dyn5 | hv | 0 | -2 | 2 | 0 | 2.5 | FALSE
0.25 MVA 10/0.4 kV | 0.24 | 0.6 | 1.2 | 0.25 | 0.4 | 10 | 4 | 150 | Dyn5 | hv | 0 | -2 | 2 | 0 | 2.5 | FALSE
0.4 MVA 10/0.4 kV | 0.2375 | 0.95 | 1.325 | 0.4 | 0.4 | 10 | 4 | 150 | Dyn5 | hv | 0 | -2 | 2 | 0 | 2.5 | FALSE
0.63 MVA 10/0.4 kV | 0.1873 | 1.18 | 1.0794 | 0.63 | 0.4 | 10 | 4 | 150 | Dyn5 | hv | 0 | -2 | 2 | 0 | 2.5 | FALSE

## trafo3w_std_types
| sn_hv_mva | sn_mv_mva | sn_lv_mva | vn_hv_kv | vn_mv_kv | vn_lv_kv | vk_hv_percent | vk_mv_percent | vk_lv_percent | vkr_hv_percent | vkr_mv_percent | vkr_lv_percent | pfe_kw | i0_percent | shift_mv_degree | shift_lv_degree | vector_group | tap_side | tap_neutral | tap_min | tap_max | tap_step_percent
63/25/38 MVA 110/20/10 kV | 63 | 25 | 38 | 110 | 20 | 10 | 10.4 | 10.4 | 10.4 | 0.28 | 0.32 | 0.35 | 35 | 0.89 | 0 | 0 | YN0yn0yn0 | hv | 0 | -10 | 10 | 1.2
63/25/38 MVA 110/10/10 kV | 63 | 25 | 38 | 110 | 10 | 10 | 10.4 | 10.4 | 10.4 | 0.28 | 0.32 | 0.35 | 35 | 0.89 | 0 | 0 | YN0yn0yn0 | hv | 0 | -10 | 10 | 1.2

## fuse_std_types
| fuse_type | i_rated_a | t_avg | t_min | t_total | x_avg | x_min | x_total
HV 100A | HV 100A | 100 | 0 | [10.0, 3.64, 0.854, 0.281, 0.1, 0.0531, 0.022, 0.01] | [10.0, 4.267, 1.21, 0.403, 0.1, 0.058, 0.022, 0.01] | 0 | [300.0, 350.0, 450.0, 550.0, 700.0, 850.0, 1200.0, 1752.0] | [600.0, 700.0, 900.0, 1150.0, 1665.0, 2000.0, 3000.0, 4313.0]
HV 10A | HV 10A | 10 | 0 | [10.0, 1675.0, 0.344, 0.156, 0.1, 0.0417, 0.0171, 0.01] | [10.0, 1.3, 0.3, 0.155, 0.1, 0.0555, 0.023, 0.01] | 0 | [30.0, 32.0, 35.0, 37.0, 39.0, 50.0, 70.0, 88.0] | [60.0, 70.0, 80.0, 87.0, 94.0, 110.0, 150.0, 216.0]
HV 125A | HV 125A | 125 | 0 | [10.0, 1.82, 0.344, 0.1, 0.0467, 0.0269, 0.01] | [10.0, 2.478, 0.426, 0.1, 0.0427, 0.0211, 0.01] | 0 | [375.0, 500.0, 700.0, 925.0, 1200.0, 1500.0, 2341.0] | [750.0, 1000.0, 1500.0, 2200.0, 3000.0, 4000.0, 5765.0]
HV 160A | HV 160A | 160 | 0 | [10.0, 4.15, 1.03, 0.198, 0.1, 0.051, 0.0172, 0.01] | [10.0, 2.3, 0.734, 0.274, 0.1, 0.046, 0.0177, 0.01] | 0 | [480.0, 550.0, 700.0, 1000.0, 1260.0, 1600.0, 2500.0, 3227.0] | [960.0, 1300.0, 1700.0, 2200.0, 2996.0, 4000.0, 6000.0, 7946.0]
HV 16A | HV 16A | 16 | 0 | [10.0, 0.352, 0.164, 0.1, 0.0649, 0.0342, 0.01] | [10.0, 2.34, 0.722, 0.181, 0.1, 0.055, 0.0296, 0.01] | 0 | [48.0, 60.0, 65.0, 71.0, 80.0, 100.0, 162.0] | [96.0, 110.0, 125.0, 150.0, 168.0, 200.0, 250.0, 398.0]
HV 200A | HV 200A | 200 | 0 | [10.0, 4.267, 1.21, 0.403, 0.1, 0.058, 0.022, 0.01] | [10.0, 3.73, 1.654, 0.328, 0.1, 0.0531, 0.019, 0.01] | 0 | [600.0, 700.0, 900.0, 1150.0, 1665.0, 2000.0, 3000.0, 4313.0] | [1200.0, 1500.0, 1800.0, 2700.0, 3960.0, 5000.0, 7500.0, 10620.0]
HV 20A | HV 20A | 20 | 0 | [10.0, 1.3, 0.3, 0.155, 0.1, 0.0555, 0.023, 0.01] | [10.0, 1.3, 0.161, 0.1, 0.0611, 0.0399, 0.0141, 0.01] | 0 | [60.0, 70.0, 80.0, 87.0, 94.0, 110.0, 150.0, 216.0] | [120.0, 150.0, 200.0, 223.0, 260.0, 300.0, 450.0, 532.0]
HV 25A | HV 25A | 25 | 0 | [10.0, 2.512, 0.833, 0.299, 0.1, 0.0372, 0.0223, 0.01] | [10.0, 3.125, 0.597, 0.198, 0.1, 0.0378, 0.022, 0.01] | 0 | [75.0, 82.0, 90.0, 100.0, 124.0, 170.0, 200.0, 289.0] | [150.0, 170.0, 210.0, 250.0, 294.0, 400.0, 500.0, 711.0]
HV 31.5A | HV 31.5A | 31.5 | 0 | [10.0, 2.34, 0.722, 0.181, 0.1, 0.055, 0.0296, 0.01] | [10.0, 2.84, 0.368, 0.164, 0.1, 0.0621, 0.0378, 0.0195, 0.01] | 0 | [95.0, 110.0, 125.0, 150.0, 165.0, 200.0, 250.0, 390.0] | [189.0, 220.0, 300.0, 350.0, 393.0, 450.0, 530.0, 700.0, 960.0]
HV 40A | HV 40A | 40 | 0 | [10.0, 1.3, 0.161, 0.1, 0.0611, 0.0399, 0.0141, 0.01] | [10.0, 2.05, 0.369, 0.198, 0.1, 0.051, 0.0298, 0.01] | 0 | [120.0, 150.0, 200.0, 223.0, 260.0, 300.0, 450.0, 532.0] | [240.0, 300.0, 400.0, 450.0, 530.0, 650.0, 800.0, 1311.0]
HV 50A | HV 50A | 50 | 0 | [10.0, 3.215, 0.597, 0.198, 0.1, 0.0378, 0.022, 0.01] | [10.0, 3.64, 0.854, 0.281, 0.1, 0.0531, 0.022, 0.01] | 0 | [150.0, 170.0, 210.0, 250.0, 294.0, 400.0, 500.0, 711.0] | [300.0, 350.0, 450.0, 550.0, 700.0, 850.0, 1200.0, 1752.0]
HV 6.3A | HV 6.3A | 6.3 | 0 | [10.0, 1.39, 0.344, 0.168, 0.1, 0.056, 0.0263, 0.01] | [10.0, 1.711, 0.516, 0.198, 0.1, 0.0634, 0.0303, 0.01] | 0 | [19.0, 19.5, 20.4, 20.8, 22.0, 25.0, 32.0, 48.0] | [38.0, 40.0, 43.0, 48.0, 53.0, 60.0, 75.0, 118.0]
HV 63A | HV 63A | 63 | 0 | [10.0, 2.84, 0.368, 0.164, 0.1, 0.0621, 0.0378, 0.0195, 0.01] | [10.0, 1.82, 0.344, 0.1, 0.0467, 0.0269, 0.01] | 0 | [189.0, 220.0, 300.0, 350.0, 393.0, 450.0, 530.0, 700.0, 961.0] | [378.0, 500.0, 700.0, 934.0, 1200.0, 1500.0, 2366.0]
HV 80A | HV 80A | 80 | 0 | [10.0, 2.05, 0.369, 0.198, 0.1, 0.051, 0.0298, 0.01] | [10.0, 4.15, 1.03, 0.198, 0.1, 0.051, 0.0172, 0.01] | 0 | [240.0, 300.0, 400.0, 450.0, 530.0, 650.0, 800.0, 1311.0] | [480.0, 550.0, 700.0, 1000.0, 1260.0, 1600.0, 2500.0, 3227.0]
Siemens NH-1-100 | Siemens NH-1-100 | 100 | [5400.0, 2000.0, 400.0, 20.0, 1.0, 0.2, 0.012, 0.004] | 0 | 0 | [150.0, 190.0, 250.0, 430.0, 900.0, 1250.0, 2700.0, 3600.0] | 0 | 0
Siemens NH-1-125 | Siemens NH-1-125 | 125 | [4800.0, 120.0, 7.0, 0.1, 0.004] | 0 | 0 | [180.0, 400.0, 740.0, 2000.0, 4250.0] | 0 | 0
Siemens NH-1-16 | Siemens NH-1-16 | 16 | [4000.0, 400.0, 2.0, 0.1, 0.04, 0.01] | 0 | 0 | [26.0, 35.0, 75.0, 150.0, 200.0, 300.0] | 0 | 0
Siemens NH-1-160 | Siemens NH-1-160 | 160 | [4800.0, 120.0, 7.0, 0.1, 0.004] | 0 | 0 | [210.0, 500.0, 900.0, 2300.0, 5000.0] | 0 | 0
Siemens NH-1-25 | Siemens NH-1-25 | 25 | [4000.0, 1000.0, 10.0, 0.2, 0.02, 0.01] | 0 | 0 | [40.0, 50.0, 100.0, 210.0, 400.0, 500.0] | 0 | 0
Siemens NH-1-50 | Siemens NH-1-50 | 50 | [4000.0, 40.0, 4.0, 1.0, 0.02, 0.01] | 0 | 0 | [86.0, 200.0, 300.0, 400.0, 1000.0, 1280.0] | 0 | 0
Siemens NH-1-63 | Siemens NH-1-63 | 63 | [4000.0, 100.0, 10.0, 2.0, 0.04, 0.01] | 0 | 0 | [100.0, 200.0, 300.0, 400.0, 1000.0, 1500.0] | 0 | 0
Siemens NH-1-80 | Siemens NH-1-80 | 80 | [4800.0, 120.0, 7.0, 0.1, 0.01] | 0 | 0 | [150.58, 250.0, 450.0, 1150.0, 2470.0] | 0 | 0
Siemens NH-2-1000 | Siemens NH-2-1000 | 1000 | [4800.0, 120.0, 7.0, 0.1, 0.004] | 0 | 0 | [1900.0, 3500.0, 8400.0, 24000.0, 52000.0] | 0 | 0
Siemens NH-2-200 | Siemens NH-2-200 | 200 | [4800.0, 120.0, 7.0, 0.1, 0.004] | 0 | 0 | [280.0, 650.0, 1200.0, 3000.0, 7000.0] | 0 | 0
Siemens NH-2-224 | Siemens NH-2-224 | 224 | [4800.0, 120.0, 7.0, 0.2, 0.04, 0.004] | 0 | 0 | [400.0, 750.0, 1453.0, 3025.0, 4315.0, 7600.0] | 0 | 0
Siemens NH-2-250 | Siemens NH-2-250 | 250 | [4800.0, 120.0, 7.0, 0.1, 0.004] | 0 | 0 | [450.0, 800.0, 1650.0, 4000.0, 8500.0] | 0 | 0
Siemens NH-2-315 | Siemens NH-2-315 | 315 | [4800.0, 120.0, 7.0, 0.1, 0.004] | 0 | 0 | [550.0, 920.0, 1900.0, 5000.0, 11000.0] | 0 | 0
Siemens NH-2-355 | Siemens NH-2-355 | 355 | [4800.0, 120.0, 6.0, 0.1, 0.004] | 0 | 0 | [650.0, 1116.27, 2350.0, 5840.0, 12790.0] | 0 | 0
Siemens NH-2-400 | Siemens NH-2-400 | 400 | [4800.0, 120.0, 7.0, 0.1, 0.004] | 0 | 0 | [720.0, 1350.0, 2800.0, 6500.0, 15000.0] | 0 | 0
Siemens NH-2-425 | Siemens NH-2-425 | 425 | [4800.0, 120.0, 7.0, 0.1, 0.004] | 0 | 0 | [850.0, 1500.0, 3050.0, 7500.0, 16500.0] | 0 | 0
Siemens NH-2-630 | Siemens NH-2-630 | 630 | [4800.0, 120.0, 7.0, 0.1, 0.004] | 0 | 0 | [1200.0, 2000.0, 4800.0, 12000.0, 26000.0] | 0 | 0

## dtypes
| element | column | dtype
0 | bus | name | object
1 | bus | vn_kv | float64
2 | bus | type | object
3 | bus | zone | object
4 | bus | in_service | bool
5 | load | name | object
6 | load | bus | uint32
7 | load | p_mw | float64
8 | load | q_mvar | float64
9 | load | const_z_percent | float64
10 | load | const_i_percent | float64
11 | load | sn_mva | float64
12 | load | scaling | float64
13 | load | in_service | bool
14 | load | type | object
15 | ext_grid | name | object
16 | ext_grid | bus | uint32
17 | ext_grid | vm_pu | float64
18 | ext_grid | va_degree | float64
19 | ext_grid | slack_weight | float64
20 | ext_grid | in_service | bool
21 | line | name | object
22 | line | std_type | object
23 | line | from_bus | uint32
24 | line | to_bus | uint32
25 | line | length_km | float64
26 | line | r_ohm_per_km | float64
27 | line | x_ohm_per_km | float64
28 | line | c_nf_per_km | float64
29 | line | g_us_per_km | float64
30 | line | max_i_ka | float64
31 | line | df | float64
32 | line | parallel | uint32
33 | line | type | object
34 | line | in_service | bool
35 | trafo | name | object
36 | trafo | std_type | object
37 | trafo | hv_bus | uint32
38 | trafo | lv_bus | uint32
39 | trafo | sn_mva | float64
40 | trafo | vn_hv_kv | float64
41 | trafo | vn_lv_kv | float64
42 | trafo | vk_percent | float64
43 | trafo | vkr_percent | float64
44 | trafo | pfe_kw | float64
45 | trafo | i0_percent | float64
46 | trafo | shift_degree | float64
47 | trafo | tap_side | object
48 | trafo | tap_neutral | int32
49 | trafo | tap_min | int32
50 | trafo | tap_max | int32
51 | trafo | tap_step_percent | float64
52 | trafo | tap_step_degree | float64
53 | trafo | tap_pos | int32
54 | trafo | tap_phase_shifter | bool
55 | trafo | parallel | uint32
56 | trafo | df | float64
57 | trafo | in_service | bool
58 | line_geodata | coords | object
59 | bus_geodata | x | float64
60 | bus_geodata | y | float64
61 | bus_geodata | coords | object

## parameters
| version | format_version | converged | OPF_converged | name | f_hz | sn_mva
0 | 2.14.6 | 2.14.0 | FALSE | FALSE |  | 50 | 1