## bus
| name | vn_kv | type | zone | in_service
0 | bus_LV_4461-5_0_6_node_0 | 0.4 | n |  | TRUE
1 | bus_LV_4461-5_0_6_node_1 | 0.4 | n |  | TRUE
2 | bus_LV_4461-5_0_6_node_2 | 0.4 | n |  | TRUE
3 | bus_LV_4461-5_0_6_node_3 | 0.4 | n |  | TRUE
4 | bus_LV_4461-5_0_6_node_4 | 0.4 | n |  | TRUE
5 | bus_LV_4461-5_0_6_node_11 | 0.4 | n |  | TRUE
6 | bus_LV_4461-5_0_6_node_5 | 0.4 | n |  | TRUE
7 | bus_LV_4461-5_0_6_node_14 | 0.4 | n |  | TRUE
8 | bus_LV_4461-5_0_6_node_117 | 0.4 | n |  | TRUE
9 | bus_LV_4461-5_0_6_node_52 | 0.4 | n |  | TRUE
10 | bus_LV_4461-5_0_6_node_53 | 0.4 | n |  | TRUE
11 | bus_LV_4461-5_0_6_node_51 | 0.4 | n |  | TRUE
12 | bus_LV_4461-5_0_6_node_54 | 0.4 | n |  | TRUE
13 | bus_LV_4461-5_0_6_node_55 | 0.4 | n |  | TRUE
14 | bus_LV_4461-5_0_6_node_166 | 0.4 | n |  | TRUE
15 | bus_LV_4461-5_0_6_node_7 | 0.4 | n |  | TRUE
16 | bus_LV_4461-5_0_6_node_96 | 0.4 | n |  | TRUE
17 | bus_LV_4461-5_0_6_node_87 | 0.4 | n |  | TRUE
18 | bus_LV_4461-5_0_6_node_15 | 0.4 | n |  | TRUE
19 | bus_LV_4461-5_0_6_node_38 | 0.4 | n |  | TRUE
20 | bus_LV_4461-5_0_6_node_162 | 0.4 | n |  | TRUE
21 | bus_LV_4461-5_0_6_node_16 | 0.4 | n |  | TRUE
22 | bus_LV_4461-5_0_6_node_185 | 0.4 | n |  | TRUE
23 | bus_LV_4461-5_0_6_node_200 | 0.4 | n |  | TRUE
24 | bus_LV_4461-5_0_6_node_199 | 0.4 | n |  | TRUE
25 | bus_LV_4461-5_0_6_node_9 | 0.4 | n |  | TRUE
26 | bus_LV_4461-5_0_6_node_10 | 0.4 | n |  | TRUE
27 | bus_LV_4461-5_0_6_node_202 | 0.4 | n |  | TRUE
28 | bus_LV_4461-5_0_6_node_6 | 0.4 | n |  | TRUE
29 | bus_LV_4461-5_0_6_node_8 | 0.4 | n |  | TRUE
30 | bus_LV_4461-5_0_6_node_182 | 0.4 | n |  | TRUE
31 | bus_LV_4461-5_0_6_node_17 | 0.4 | n |  | TRUE
32 | bus_LV_4461-5_0_6_node_169 | 0.4 | n |  | TRUE
33 | bus_LV_4461-5_0_6_node_12 | 0.4 | n |  | TRUE
34 | bus_LV_4461-5_0_6_node_184 | 0.4 | n |  | TRUE
35 | bus_LV_4461-5_0_6_node_198 | 0.4 | n |  | TRUE
36 | bus_LV_4461-5_0_6_node_30 | 0.4 | n |  | TRUE
37 | bus_LV_4461-5_0_6_node_92 | 0.4 | n |  | TRUE
38 | bus_LV_4461-5_0_6_node_136 | 0.4 | n |  | TRUE
39 | bus_LV_4461-5_0_6_node_34 | 0.4 | n |  | TRUE
40 | bus_LV_4461-5_0_6_node_119 | 0.4 | n |  | TRUE
41 | bus_LV_4461-5_0_6_node_157 | 0.4 | n |  | TRUE
42 | bus_LV_4461-5_0_6_node_24 | 0.4 | n |  | TRUE
43 | bus_LV_4461-5_0_6_node_94 | 0.4 | n |  | TRUE
44 | bus_LV_4461-5_0_6_node_27 | 0.4 | n |  | TRUE
45 | bus_LV_4461-5_0_6_node_70 | 0.4 | n |  | TRUE
46 | bus_LV_4461-5_0_6_node_72 | 0.4 | n |  | TRUE
47 | bus_LV_4461-5_0_6_node_32 | 0.4 | n |  | TRUE
48 | bus_LV_4461-5_0_6_node_112 | 0.4 | n |  | TRUE
49 | bus_LV_4461-5_0_6_node_93 | 0.4 | n |  | TRUE
50 | bus_LV_4461-5_0_6_node_91 | 0.4 | n |  | TRUE
51 | bus_LV_4461-5_0_6_node_19 | 0.4 | n |  | TRUE
52 | bus_LV_4461-5_0_6_node_111 | 0.4 | n |  | TRUE
53 | bus_LV_4461-5_0_6_node_22 | 0.4 | n |  | TRUE
54 | bus_LV_4461-5_0_6_node_110 | 0.4 | n |  | TRUE
55 | bus_LV_4461-5_0_6_node_33 | 0.4 | n |  | TRUE
56 | bus_LV_4461-5_0_6_node_138 | 0.4 | n |  | TRUE
57 | bus_LV_4461-5_0_6_node_21 | 0.4 | n |  | TRUE
58 | bus_LV_4461-5_0_6_node_159 | 0.4 | n |  | TRUE
59 | bus_LV_4461-5_0_6_node_36 | 0.4 | n |  | TRUE
60 | bus_LV_4461-5_0_6_node_18 | 0.4 | n |  | TRUE
61 | bus_LV_4461-5_0_6_node_37 | 0.4 | n |  | TRUE
62 | bus_LV_4461-5_0_6_node_69 | 0.4 | n |  | TRUE
63 | bus_LV_4461-5_0_6_node_77 | 0.4 | n |  | TRUE
64 | bus_LV_4461-5_0_6_node_23 | 0.4 | n |  | TRUE
65 | bus_LV_4461-5_0_6_node_28 | 0.4 | n |  | TRUE
66 | bus_LV_4461-5_0_6_node_39 | 0.4 | n |  | TRUE
67 | bus_LV_4461-5_0_6_node_204 | 0.4 | n |  | TRUE
68 | bus_LV_4461-5_0_6_node_29 | 0.4 | n |  | TRUE
69 | bus_LV_4461-5_0_6_node_41 | 0.4 | n |  | TRUE
70 | bus_LV_4461-5_0_6_node_61 | 0.4 | n |  | TRUE
71 | bus_LV_4461-5_0_6_node_82 | 0.4 | n |  | TRUE
72 | bus_LV_4461-5_0_6_node_26 | 0.4 | n |  | TRUE
73 | bus_LV_4461-5_0_6_node_118 | 0.4 | n |  | TRUE
74 | bus_LV_4461-5_0_6_node_75 | 0.4 | n |  | TRUE
75 | bus_LV_4461-5_0_6_node_113 | 0.4 | n |  | TRUE
76 | bus_LV_4461-5_0_6_node_25 | 0.4 | n |  | TRUE
77 | bus_LV_4461-5_0_6_node_35 | 0.4 | n |  | TRUE
78 | bus_LV_4461-5_0_6_node_78 | 0.4 | n |  | TRUE
79 | bus_LV_4461-5_0_6_node_164 | 0.4 | n |  | TRUE
80 | bus_LV_4461-5_0_6_node_163 | 0.4 | n |  | TRUE
81 | bus_LV_4461-5_0_6_node_183 | 0.4 | n |  | TRUE
82 | bus_LV_4461-5_0_6_node_170 | 0.4 | n |  | TRUE
83 | bus_LV_4461-5_0_6_node_197 | 0.4 | n |  | TRUE
84 | bus_LV_4461-5_0_6_node_116 | 0.4 | n |  | TRUE
85 | bus_LV_4461-5_0_6_node_173 | 0.4 | n |  | TRUE
86 | bus_LV_4461-5_0_6_node_68 | 0.4 | n |  | TRUE
87 | bus_LV_4461-5_0_6_node_47 | 0.4 | n |  | TRUE
88 | bus_LV_4461-5_0_6_node_65 | 0.4 | n |  | TRUE
89 | bus_LV_4461-5_0_6_node_64 | 0.4 | n |  | TRUE
90 | bus_LV_4461-5_0_6_node_49 | 0.4 | n |  | TRUE
91 | bus_LV_4461-5_0_6_node_50 | 0.4 | n |  | TRUE
92 | bus_LV_4461-5_0_6_node_201 | 0.4 | n |  | TRUE
93 | bus_LV_4461-5_0_6_node_76 | 0.4 | n |  | TRUE
94 | bus_LV_4461-5_0_6_node_44 | 0.4 | n |  | TRUE
95 | bus_LV_4461-5_0_6_node_46 | 0.4 | n |  | TRUE
96 | bus_LV_4461-5_0_6_node_42 | 0.4 | n |  | TRUE
97 | bus_LV_4461-5_0_6_node_40 | 0.4 | n |  | TRUE
98 | bus_LV_4461-5_0_6_node_114 | 0.4 | n |  | TRUE
99 | bus_LV_4461-5_0_6_node_71 | 0.4 | n |  | TRUE
100 | bus_LV_4461-5_0_6_node_60 | 0.4 | n |  | TRUE
101 | bus_LV_4461-5_0_6_node_62 | 0.4 | n |  | TRUE
102 | bus_LV_4461-5_0_6_node_63 | 0.4 | n |  | TRUE
103 | bus_LV_4461-5_0_6_node_135 | 0.4 | n |  | TRUE
104 | bus_LV_4461-5_0_6_node_134 | 0.4 | n |  | TRUE
105 | bus_LV_4461-5_0_6_node_107 | 0.4 | n |  | TRUE
106 | bus_LV_4461-5_0_6_node_108 | 0.4 | n |  | TRUE
107 | bus_LV_4461-5_0_6_node_152 | 0.4 | n |  | TRUE
108 | bus_LV_4461-5_0_6_node_121 | 0.4 | n |  | TRUE
109 | bus_LV_4461-5_0_6_node_120 | 0.4 | n |  | TRUE
110 | bus_LV_4461-5_0_6_node_158 | 0.4 | n |  | TRUE
111 | bus_LV_4461-5_0_6_node_208 | 0.4 | n |  | TRUE
112 | bus_LV_4461-5_0_6_node_206 | 0.4 | n |  | TRUE
113 | bus_LV_4461-5_0_6_node_109 | 0.4 | n |  | TRUE
114 | bus_LV_4461-5_0_6_node_43 | 0.4 | n |  | TRUE
115 | bus_LV_4461-5_0_6_node_45 | 0.4 | n |  | TRUE
116 | bus_LV_4461-5_0_6_node_56 | 0.4 | n |  | TRUE
117 | bus_LV_4461-5_0_6_node_74 | 0.4 | n |  | TRUE
118 | bus_LV_4461-5_0_6_node_79 | 0.4 | n |  | TRUE
119 | bus_LV_4461-5_0_6_node_140 | 0.4 | n |  | TRUE
120 | bus_LV_4461-5_0_6_node_139 | 0.4 | n |  | TRUE
121 | bus_LV_4461-5_0_6_node_167 | 0.4 | n |  | TRUE
122 | bus_LV_4461-5_0_6_node_85 | 0.4 | n |  | TRUE
123 | bus_LV_4461-5_0_6_node_80 | 0.4 | n |  | TRUE
124 | bus_LV_4461-5_0_6_node_57 | 0.4 | n |  | TRUE
125 | bus_LV_4461-5_0_6_node_58 | 0.4 | n |  | TRUE
126 | bus_LV_4461-5_0_6_node_59 | 0.4 | n |  | TRUE
127 | bus_LV_4461-5_0_6_node_66 | 0.4 | n |  | TRUE
128 | bus_LV_4461-5_0_6_node_67 | 0.4 | n |  | TRUE
129 | bus_LV_4461-5_0_6_node_83 | 0.4 | n |  | TRUE
130 | bus_LV_4461-5_0_6_node_89 | 0.4 | n |  | TRUE
131 | bus_LV_4461-5_0_6_node_81 | 0.4 | n |  | TRUE
132 | bus_LV_4461-5_0_6_node_95 | 0.4 | n |  | TRUE
133 | bus_LV_4461-5_0_6_node_86 | 0.4 | n |  | TRUE
134 | bus_LV_4461-5_0_6_node_84 | 0.4 | n |  | TRUE
135 | bus_LV_4461-5_0_6_node_88 | 0.4 | n |  | TRUE
136 | bus_LV_4461-5_0_6_node_90 | 0.4 | n |  | TRUE
137 | bus_LV_4461-5_0_6_node_149 | 0.4 | n |  | TRUE
138 | bus_LV_4461-5_0_6_node_146 | 0.4 | n |  | TRUE
139 | bus_LV_4461-5_0_6_node_147 | 0.4 | n |  | TRUE
140 | bus_LV_4461-5_0_6_node_98 | 0.4 | n |  | TRUE
141 | bus_LV_4461-5_0_6_node_99 | 0.4 | n |  | TRUE
142 | bus_LV_4461-5_0_6_node_100 | 0.4 | n |  | TRUE
143 | bus_LV_4461-5_0_6_node_101 | 0.4 | n |  | TRUE
144 | bus_LV_4461-5_0_6_node_115 | 0.4 | n |  | TRUE
145 | bus_LV_4461-5_0_6_node_125 | 0.4 | n |  | TRUE
146 | bus_LV_4461-5_0_6_node_122 | 0.4 | n |  | TRUE
147 | bus_LV_4461-5_0_6_node_102 | 0.4 | n |  | TRUE
148 | bus_LV_4461-5_0_6_node_106 | 0.4 | n |  | TRUE
149 | bus_LV_4461-5_0_6_node_127 | 0.4 | n |  | TRUE
150 | bus_LV_4461-5_0_6_node_103 | 0.4 | n |  | TRUE
151 | bus_LV_4461-5_0_6_node_137 | 0.4 | n |  | TRUE
152 | bus_LV_4461-5_0_6_node_104 | 0.4 | n |  | TRUE
153 | bus_LV_4461-5_0_6_node_155 | 0.4 | n |  | TRUE
154 | bus_LV_4461-5_0_6_node_154 | 0.4 | n |  | TRUE
155 | bus_LV_4461-5_0_6_node_105 | 0.4 | n |  | TRUE
156 | bus_LV_4461-5_0_6_node_212 | 0.4 | n |  | TRUE
157 | bus_LV_4461-5_0_6_node_193 | 0.4 | n |  | TRUE
158 | bus_LV_4461-5_0_6_node_210 | 0.4 | n |  | TRUE
159 | bus_LV_4461-5_0_6_node_156 | 0.4 | n |  | TRUE
160 | bus_LV_4461-5_0_6_node_133 | 0.4 | n |  | TRUE
161 | bus_LV_4461-5_0_6_node_123 | 0.4 | n |  | TRUE
162 | bus_LV_4461-5_0_6_node_219 | 0.4 | n |  | TRUE
163 | bus_LV_4461-5_0_6_node_224 | 0.4 | n |  | TRUE
164 | bus_LV_4461-5_0_6_node_189 | 0.4 | n |  | TRUE
165 | bus_LV_4461-5_0_6_node_192 | 0.4 | n |  | TRUE
166 | bus_LV_4461-5_0_6_node_209 | 0.4 | n |  | TRUE
167 | bus_LV_4461-5_0_6_node_153 | 0.4 | n |  | TRUE
168 | bus_LV_4461-5_0_6_node_126 | 0.4 | n |  | TRUE
169 | bus_LV_4461-5_0_6_node_124 | 0.4 | n |  | TRUE
170 | bus_LV_4461-5_0_6_node_131 | 0.4 | n |  | TRUE
171 | bus_LV_4461-5_0_6_node_130 | 0.4 | n |  | TRUE
172 | bus_LV_4461-5_0_6_node_129 | 0.4 | n |  | TRUE
173 | bus_LV_4461-5_0_6_node_132 | 0.4 | n |  | TRUE
174 | bus_LV_4461-5_0_6_node_141 | 0.4 | n |  | TRUE
175 | bus_LV_4461-5_0_6_node_142 | 0.4 | n |  | TRUE
176 | bus_LV_4461-5_0_6_node_143 | 0.4 | n |  | TRUE
177 | bus_LV_4461-5_0_6_node_144 | 0.4 | n |  | TRUE
178 | bus_LV_4461-5_0_6_node_145 | 0.4 | n |  | TRUE
179 | bus_LV_4461-5_0_6_node_148 | 0.4 | n |  | TRUE
180 | bus_LV_4461-5_0_6_node_150 | 0.4 | n |  | TRUE
181 | bus_LV_4461-5_0_6_node_151 | 0.4 | n |  | TRUE
182 | bus_LV_4461-5_0_6_node_203 | 0.4 | n |  | TRUE
183 | bus_LV_4461-5_0_6_node_225 | 0.4 | n |  | TRUE
184 | bus_LV_4461-5_0_6_node_211 | 0.4 | n |  | TRUE
185 | bus_LV_4461-5_0_6_node_207 | 0.4 | n |  | TRUE
186 | bus_LV_4461-5_0_6_node_205 | 0.4 | n |  | TRUE
187 | bus_LV_4461-5_0_6_node_180 | 0.4 | n |  | TRUE
188 | bus_LV_4461-5_0_6_node_165 | 0.4 | n |  | TRUE
189 | bus_LV_4461-5_0_6_node_168 | 0.4 | n |  | TRUE
190 | bus_LV_4461-5_0_6_node_171 | 0.4 | n |  | TRUE
191 | bus_LV_4461-5_0_6_node_172 | 0.4 | n |  | TRUE
192 | bus_LV_4461-5_0_6_node_181 | 0.4 | n |  | TRUE
193 | bus_LV_4461-5_0_6_node_174 | 0.4 | n |  | TRUE
194 | bus_LV_4461-5_0_6_node_188 | 0.4 | n |  | TRUE
195 | bus_LV_4461-5_0_6_node_175 | 0.4 | n |  | TRUE
196 | bus_LV_4461-5_0_6_node_186 | 0.4 | n |  | TRUE
197 | bus_LV_4461-5_0_6_node_216 | 0.4 | n |  | TRUE
198 | bus_LV_4461-5_0_6_node_213 | 0.4 | n |  | TRUE
199 | bus_LV_4461-5_0_6_node_178 | 0.4 | n |  | TRUE
200 | bus_LV_4461-5_0_6_node_194 | 0.4 | n |  | TRUE
201 | bus_LV_4461-5_0_6_node_221 | 0.4 | n |  | TRUE
202 | bus_LV_4461-5_0_6_node_176 | 0.4 | n |  | TRUE
203 | bus_LV_4461-5_0_6_node_177 | 0.4 | n |  | TRUE
204 | bus_LV_4461-5_0_6_node_195 | 0.4 | n |  | TRUE
205 | bus_LV_4461-5_0_6_node_191 | 0.4 | n |  | TRUE
206 | bus_LV_4461-5_0_6_node_196 | 0.4 | n |  | TRUE
207 | bus_LV_4461-5_0_6_node_220 | 0.4 | n |  | TRUE
208 | bus_LV_4461-5_0_6_node_218 | 0.4 | n |  | TRUE
209 | bus_LV_4461-5_0_6_node_217 | 0.4 | n |  | TRUE
210 | bus_LV_4461-5_0_6_node_223 | 0.4 | n |  | TRUE
211 | bus_LV_4461-5_0_6_node_214 | 0.4 | n |  | TRUE
212 | bus_LV_4461-5_0_6_node_215 | 0.4 | n |  | TRUE
213 | bus_LV_4461-5_0_6_node_222 | 0.4 | n |  | TRUE
214 | bus_MV_407_0_node_186 | 20 | n |  | TRUE

## load
| name | bus | p_mw | q_mvar | const_z_percent | const_i_percent | sn_mva | scaling | in_service | type
0 | LV_4461-5_0_6_load_0 | 0 | 0.0057018 | 0.001429 | 0 | 0 |  | 1 | TRUE | wye
1 | LV_4461-5_0_6_load_1 | 1 | 0.010387 | 0.0026033 | 0 | 0 |  | 1 | TRUE | wye
2 | LV_4461-5_0_6_load_5 | 6 | 0.03102 | 0.0077745 | 0 | 0 |  | 1 | TRUE | wye
3 | LV_4461-5_0_6_load_117 | 8 | 0.00018902 | 4.7373e-05 | 0 | 0 |  | 1 | TRUE | wye
4 | LV_4461-5_0_6_load_51 | 11 | 0.012672 | 0.003176 | 0 | 0 |  | 1 | TRUE | wye
5 | LV_4461-5_0_6_load_166 | 14 | 0.0070004 | 0.0017545 | 0 | 0 |  | 1 | TRUE | wye
6 | LV_4461-5_0_6_load_96 | 16 | 0.0013738 | 0.0003443 | 0 | 0 |  | 1 | TRUE | wye
7 | LV_4461-5_0_6_load_87 | 17 | 0.0037651 | 0.00094363 | 0 | 0 |  | 1 | TRUE | wye
8 | LV_4461-5_0_6_load_162 | 20 | 0.0042773 | 0.001072 | 0 | 0 |  | 1 | TRUE | wye
9 | LV_4461-5_0_6_load_185 | 22 | 0.002149 | 0.0005386 | 0 | 0 |  | 1 | TRUE | wye
10 | LV_4461-5_0_6_load_200 | 23 | 0.0018321 | 0.00045917 | 0 | 0 |  | 1 | TRUE | wye
11 | LV_4461-5_0_6_load_199 | 24 | 0.0078904 | 0.0019775 | 0 | 0 |  | 1 | TRUE | wye
12 | LV_4461-5_0_6_load_202 | 27 | 0.0029457 | 0.00073826 | 0 | 0 |  | 1 | TRUE | wye
13 | LV_4461-5_0_6_load_182 | 30 | 0.00060866 | 0.00015254 | 0 | 0 |  | 1 | TRUE | wye
14 | LV_4461-5_0_6_load_169 | 32 | 0.0004242 | 0.00010631 | 0 | 0 |  | 1 | TRUE | wye
15 | LV_4461-5_0_6_load_184 | 34 | 0.0016488 | 0.00041323 | 0 | 0 |  | 1 | TRUE | wye
16 | LV_4461-5_0_6_load_198 | 35 | 0.0027541 | 0.00069023 | 0 | 0 |  | 1 | TRUE | wye
17 | LV_4461-5_0_6_load_92 | 37 | 0.0032339 | 0.0008105 | 0 | 0 |  | 1 | TRUE | wye
18 | LV_4461-5_0_6_load_157 | 41 | 0.0059802 | 0.0014988 | 0 | 0 |  | 1 | TRUE | wye
19 | LV_4461-5_0_6_load_94 | 43 | 0.001457 | 0.00036516 | 0 | 0 |  | 1 | TRUE | wye
20 | LV_4461-5_0_6_load_70 | 45 | 0.0020253 | 0.00050758 | 0 | 0 |  | 1 | TRUE | wye
21 | LV_4461-5_0_6_load_72 | 46 | 0.0073964 | 0.0018537 | 0 | 0 |  | 1 | TRUE | wye
22 | LV_4461-5_0_6_load_112 | 48 | 0.019662 | 0.0049277 | 0 | 0 |  | 1 | TRUE | wye
23 | LV_4461-5_0_6_load_93 | 49 | 0.0031942 | 0.00080055 | 0 | 0 |  | 1 | TRUE | wye
24 | LV_4461-5_0_6_load_91 | 50 | 0.0036526 | 0.00091543 | 0 | 0 |  | 1 | TRUE | wye
25 | LV_4461-5_0_6_load_111 | 52 | 0.0027284 | 0.00068381 | 0 | 0 |  | 1 | TRUE | wye
26 | LV_4461-5_0_6_load_110 | 54 | 0.0017025 | 0.00042669 | 0 | 0 |  | 1 | TRUE | wye
27 | LV_4461-5_0_6_load_138 | 56 | 0.010572 | 0.0026496 | 0 | 0 |  | 1 | TRUE | wye
28 | LV_4461-5_0_6_load_159 | 58 | 0.00076792 | 0.00019246 | 0 | 0 |  | 1 | TRUE | wye
29 | LV_4461-5_0_6_load_69 | 62 | 0.0012172 | 0.00030505 | 0 | 0 |  | 1 | TRUE | wye
30 | LV_4461-5_0_6_load_77 | 63 | 0.0045858 | 0.0011493 | 0 | 0 |  | 1 | TRUE | wye
31 | LV_4461-5_0_6_load_39 | 66 | 0.0078736 | 0.0019733 | 0 | 0 |  | 1 | TRUE | wye
32 | LV_4461-5_0_6_load_204 | 67 | 0.00014012 | 3.5117e-05 | 0 | 0 |  | 1 | TRUE | wye
33 | LV_4461-5_0_6_load_82 | 71 | 0.0003012 | 7.5487e-05 | 0 | 0 |  | 1 | TRUE | wye
34 | LV_4461-5_0_6_load_118 | 73 | 0.0091678 | 0.0022977 | 0 | 0 |  | 1 | TRUE | wye
35 | LV_4461-5_0_6_load_75 | 74 | 0.0053412 | 0.0013386 | 0 | 0 |  | 1 | TRUE | wye
36 | LV_4461-5_0_6_load_113 | 75 | 0.0016199 | 0.00040598 | 0 | 0 |  | 1 | TRUE | wye
37 | LV_4461-5_0_6_load_78 | 78 | 0.0065512 | 0.0016419 | 0 | 0 |  | 1 | TRUE | wye
38 | LV_4461-5_0_6_load_164 | 79 | 0.0061494 | 0.0015412 | 0 | 0 |  | 1 | TRUE | wye
39 | LV_4461-5_0_6_load_163 | 80 | 0.0054354 | 0.0013622 | 0 | 0 |  | 1 | TRUE | wye
40 | LV_4461-5_0_6_load_183 | 81 | 0.00041661 | 0.00010441 | 0 | 0 |  | 1 | TRUE | wye
41 | LV_4461-5_0_6_load_170 | 82 | 0.00097117 | 0.0002434 | 0 | 0 |  | 1 | TRUE | wye
42 | LV_4461-5_0_6_load_197 | 83 | 0.0011955 | 0.00029963 | 0 | 0 |  | 1 | TRUE | wye
43 | LV_4461-5_0_6_load_116 | 84 | 0.00083185 | 0.00020848 | 0 | 0 |  | 1 | TRUE | wye
44 | LV_4461-5_0_6_load_68 | 86 | 0.0011204 | 0.00028079 | 0 | 0 |  | 1 | TRUE | wye
45 | LV_4461-5_0_6_load_64 | 89 | 0.00023445 | 5.8759e-05 | 0 | 0 |  | 1 | TRUE | wye
46 | LV_4461-5_0_6_load_201 | 92 | 0.0021882 | 0.00054842 | 0 | 0 |  | 1 | TRUE | wye
47 | LV_4461-5_0_6_load_76 | 93 | 0.0051068 | 0.0012799 | 0 | 0 |  | 1 | TRUE | wye
48 | LV_4461-5_0_6_load_46 | 95 | 0.0055854 | 0.0013998 | 0 | 0 |  | 1 | TRUE | wye
49 | LV_4461-5_0_6_load_42 | 96 | 0.0061568 | 0.001543 | 0 | 0 |  | 1 | TRUE | wye
50 | LV_4461-5_0_6_load_40 | 97 | 0.0022164 | 0.00055548 | 0 | 0 |  | 1 | TRUE | wye
51 | LV_4461-5_0_6_load_114 | 98 | 0.0020762 | 0.00052036 | 0 | 0 |  | 1 | TRUE | wye
52 | LV_4461-5_0_6_load_71 | 99 | 0.0043548 | 0.0010914 | 0 | 0 |  | 1 | TRUE | wye
53 | LV_4461-5_0_6_load_60 | 100 | 0.00051258 | 0.00012847 | 0 | 0 |  | 1 | TRUE | wye
54 | LV_4461-5_0_6_load_135 | 103 | 0.0054521 | 0.0013664 | 0 | 0 |  | 1 | TRUE | wye
55 | LV_4461-5_0_6_load_152 | 107 | 0.0017825 | 0.00044674 | 0 | 0 |  | 1 | TRUE | wye
56 | LV_4461-5_0_6_load_121 | 108 | 0.0086877 | 0.0021774 | 0 | 0 |  | 1 | TRUE | wye
57 | LV_4461-5_0_6_load_120 | 109 | 0.010191 | 0.0025541 | 0 | 0 |  | 1 | TRUE | wye
58 | LV_4461-5_0_6_load_206 | 112 | 0.0016864 | 0.00042266 | 0 | 0 |  | 1 | TRUE | wye
59 | LV_4461-5_0_6_load_109 | 113 | 0.0013624 | 0.00034144 | 0 | 0 |  | 1 | TRUE | wye
60 | LV_4461-5_0_6_load_43 | 114 | 0.001482 | 0.00037144 | 0 | 0 |  | 1 | TRUE | wye
61 | LV_4461-5_0_6_load_45 | 115 | 0.0020174 | 0.00050561 | 0 | 0 |  | 1 | TRUE | wye
62 | LV_4461-5_0_6_load_56 | 116 | 0.0020084 | 0.00050335 | 0 | 0 |  | 1 | TRUE | wye
63 | LV_4461-5_0_6_load_79 | 118 | 0.0019676 | 0.00049313 | 0 | 0 |  | 1 | TRUE | wye
64 | LV_4461-5_0_6_load_140 | 119 | 0.00070434 | 0.00017652 | 0 | 0 |  | 1 | TRUE | wye
65 | LV_4461-5_0_6_load_139 | 120 | 0.0014807 | 0.0003711 | 0 | 0 |  | 1 | TRUE | wye
66 | LV_4461-5_0_6_load_167 | 121 | 0.0098932 | 0.0024795 | 0 | 0 |  | 1 | TRUE | wye
67 | LV_4461-5_0_6_load_80 | 123 | 0.0020958 | 0.00052526 | 0 | 0 |  | 1 | TRUE | wye
68 | LV_4461-5_0_6_load_57 | 124 | 0.0043122 | 0.0010807 | 0 | 0 |  | 1 | TRUE | wye
69 | LV_4461-5_0_6_load_59 | 126 | 0.0043108 | 0.0010804 | 0 | 0 |  | 1 | TRUE | wye
70 | LV_4461-5_0_6_load_66 | 127 | 0.0042162 | 0.0010567 | 0 | 0 |  | 1 | TRUE | wye
71 | LV_4461-5_0_6_load_89 | 130 | 0.0017896 | 0.0004485 | 0 | 0 |  | 1 | TRUE | wye
72 | LV_4461-5_0_6_load_81 | 131 | 0.0053641 | 0.0013444 | 0 | 0 |  | 1 | TRUE | wye
73 | LV_4461-5_0_6_load_95 | 132 | 0.0056709 | 0.0014213 | 0 | 0 |  | 1 | TRUE | wye
74 | LV_4461-5_0_6_load_84 | 134 | 0.0061046 | 0.00153 | 0 | 0 |  | 1 | TRUE | wye
75 | LV_4461-5_0_6_load_88 | 135 | 0.0026333 | 0.00065997 | 0 | 0 |  | 1 | TRUE | wye
76 | LV_4461-5_0_6_load_90 | 136 | 0.00080937 | 0.00020285 | 0 | 0 |  | 1 | TRUE | wye
77 | LV_4461-5_0_6_load_146 | 138 | 0.00049299 | 0.00012355 | 0 | 0 |  | 1 | TRUE | wye
78 | LV_4461-5_0_6_load_147 | 139 | 0.0011957 | 0.00029966 | 0 | 0 |  | 1 | TRUE | wye
79 | LV_4461-5_0_6_load_98 | 140 | 0.0033899 | 0.00084959 | 0 | 0 |  | 1 | TRUE | wye
80 | LV_4461-5_0_6_load_115 | 144 | 0.028888 | 0.00724 | 0 | 0 |  | 1 | TRUE | wye
81 | LV_4461-5_0_6_load_125 | 145 | 0.00070947 | 0.00017781 | 0 | 0 |  | 1 | TRUE | wye
82 | LV_4461-5_0_6_load_122 | 146 | 0.0015166 | 0.00038009 | 0 | 0 |  | 1 | TRUE | wye
83 | LV_4461-5_0_6_load_127 | 149 | 0.0031994 | 0.00080185 | 0 | 0 |  | 1 | TRUE | wye
84 | LV_4461-5_0_6_load_137 | 151 | 0.002831 | 0.00070951 | 0 | 0 |  | 1 | TRUE | wye
85 | LV_4461-5_0_6_load_155 | 153 | 0.0044879 | 0.0011248 | 0 | 0 |  | 1 | TRUE | wye
86 | LV_4461-5_0_6_load_154 | 154 | 0.0026197 | 0.00065656 | 0 | 0 |  | 1 | TRUE | wye
87 | LV_4461-5_0_6_load_210 | 158 | 0.0058061 | 0.0014552 | 0 | 0 |  | 1 | TRUE | wye
88 | LV_4461-5_0_6_load_156 | 159 | 0.0023171 | 0.00058071 | 0 | 0 |  | 1 | TRUE | wye
89 | LV_4461-5_0_6_load_133 | 160 | 0.002103 | 0.00052705 | 0 | 0 |  | 1 | TRUE | wye
90 | LV_4461-5_0_6_load_123 | 161 | 0.0057845 | 0.0014497 | 0 | 0 |  | 1 | TRUE | wye
91 | LV_4461-5_0_6_load_219 | 162 | 0.0014445 | 0.00036202 | 0 | 0 |  | 1 | TRUE | wye
92 | LV_4461-5_0_6_load_224 | 163 | 0.002248 | 0.0005634 | 0 | 0 |  | 1 | TRUE | wye
93 | LV_4461-5_0_6_load_189 | 164 | 0.0012844 | 0.00032191 | 0 | 0 |  | 1 | TRUE | wye
94 | LV_4461-5_0_6_load_209 | 166 | 0.0067121 | 0.0016822 | 0 | 0 |  | 1 | TRUE | wye
95 | LV_4461-5_0_6_load_153 | 167 | 0.00060698 | 0.00015212 | 0 | 0 |  | 1 | TRUE | wye
96 | LV_4461-5_0_6_load_126 | 168 | 0.0027511 | 0.0006895 | 0 | 0 |  | 1 | TRUE | wye
97 | LV_4461-5_0_6_load_131 | 170 | 0.0055479 | 0.0013904 | 0 | 0 |  | 1 | TRUE | wye
98 | LV_4461-5_0_6_load_129 | 172 | 0.0061252 | 0.0015351 | 0 | 0 |  | 1 | TRUE | wye
99 | LV_4461-5_0_6_load_141 | 174 | 0.00051228 | 0.00012839 | 0 | 0 |  | 1 | TRUE | wye
100 | LV_4461-5_0_6_load_143 | 176 | 0.0012543 | 0.00031437 | 0 | 0 |  | 1 | TRUE | wye
101 | LV_4461-5_0_6_load_144 | 177 | 0.00045023 | 0.00011284 | 0 | 0 |  | 1 | TRUE | wye
102 | LV_4461-5_0_6_load_145 | 178 | 0.00079866 | 0.00020016 | 0 | 0 |  | 1 | TRUE | wye
103 | LV_4461-5_0_6_load_148 | 179 | 0.001051 | 0.00026342 | 0 | 0 |  | 1 | TRUE | wye
104 | LV_4461-5_0_6_load_150 | 180 | 0.00020488 | 5.1347e-05 | 0 | 0 |  | 1 | TRUE | wye
105 | LV_4461-5_0_6_load_225 | 183 | 0.00016428 | 4.1171e-05 | 0 | 0 |  | 1 | TRUE | wye
106 | LV_4461-5_0_6_load_207 | 185 | 0.0018389 | 0.00046086 | 0 | 0 |  | 1 | TRUE | wye
107 | LV_4461-5_0_6_load_205 | 186 | 0.017011 | 0.0042633 | 0 | 0 |  | 1 | TRUE | wye
108 | LV_4461-5_0_6_load_180 | 187 | 0.004616 | 0.0011569 | 0 | 0 |  | 1 | TRUE | wye
109 | LV_4461-5_0_6_load_165 | 188 | 0.0042191 | 0.0010574 | 0 | 0 |  | 1 | TRUE | wye
110 | LV_4461-5_0_6_load_168 | 189 | 0.010674 | 0.0026752 | 0 | 0 |  | 1 | TRUE | wye
111 | LV_4461-5_0_6_load_171 | 190 | 0.0020863 | 0.00052288 | 0 | 0 |  | 1 | TRUE | wye
112 | LV_4461-5_0_6_load_181 | 192 | 0.0057162 | 0.0014326 | 0 | 0 |  | 1 | TRUE | wye
113 | LV_4461-5_0_6_load_188 | 194 | 0.00071414 | 0.00017898 | 0 | 0 |  | 1 | TRUE | wye
114 | LV_4461-5_0_6_load_186 | 196 | 0.0013296 | 0.00033322 | 0 | 0 |  | 1 | TRUE | wye
115 | LV_4461-5_0_6_load_216 | 197 | 0.0032959 | 0.00082602 | 0 | 0 |  | 1 | TRUE | wye
116 | LV_4461-5_0_6_load_213 | 198 | 0.0038253 | 0.0009587 | 0 | 0 |  | 1 | TRUE | wye
117 | LV_4461-5_0_6_load_194 | 200 | 0.00048298 | 0.00012105 | 0 | 0 |  | 1 | TRUE | wye
118 | LV_4461-5_0_6_load_221 | 201 | 0.0048061 | 0.0012045 | 0 | 0 |  | 1 | TRUE | wye
119 | LV_4461-5_0_6_load_176 | 202 | 0.004089 | 0.0010248 | 0 | 0 |  | 1 | TRUE | wye
120 | LV_4461-5_0_6_load_177 | 203 | 0.017008 | 0.0042626 | 0 | 0 |  | 1 | TRUE | wye
121 | LV_4461-5_0_6_load_195 | 204 | 0.0031364 | 0.00078607 | 0 | 0 |  | 1 | TRUE | wye
122 | LV_4461-5_0_6_load_191 | 205 | 0.0014169 | 0.0003551 | 0 | 0 |  | 1 | TRUE | wye
123 | LV_4461-5_0_6_load_196 | 206 | 0.00082915 | 0.0002078 | 0 | 0 |  | 1 | TRUE | wye
124 | LV_4461-5_0_6_load_220 | 207 | 0.00059895 | 0.00015011 | 0 | 0 |  | 1 | TRUE | wye
125 | LV_4461-5_0_6_load_218 | 208 | 0.0043111 | 0.0010805 | 0 | 0 |  | 1 | TRUE | wye
126 | LV_4461-5_0_6_load_217 | 209 | 0.0045559 | 0.0011418 | 0 | 0 |  | 1 | TRUE | wye
127 | LV_4461-5_0_6_load_223 | 210 | 0.0020563 | 0.00051535 | 0 | 0 |  | 1 | TRUE | wye
128 | LV_4461-5_0_6_load_214 | 211 | 0.0045861 | 0.0011494 | 0 | 0 |  | 1 | TRUE | wye
129 | LV_4461-5_0_6_load_215 | 212 | 0.0045162 | 0.0011319 | 0 | 0 |  | 1 | TRUE | wye
130 | LV_4461-5_0_6_load_222 | 213 | 0.0023376 | 0.00058585 | 0 | 0 |  | 1 | TRUE | wye

## ext_grid
| name | bus | vm_pu | va_degree | slack_weight | in_service
0 |  | 59 | 1 | 0 | 1 | TRUE

## line
| name | std_type | from_bus | to_bus | length_km | r_ohm_per_km | x_ohm_per_km | c_nf_per_km | g_us_per_km | max_i_ka | df | parallel | type | in_service
0 | LV_4461-5_0_6_line_0 |  | 0 | 1 | 0.0069774 | 0.125 | 0.08 | 261 | 0 | 0.364 | 1 | 3 | cs | TRUE
1 | LV_4461-5_0_6_line_1 |  | 0 | 2 | 0.011674 | 0.125 | 0.08 | 261 | 0 | 0.364 | 1 | 3 | cs | TRUE
2 | LV_4461-5_0_6_line_2 |  | 1 | 3 | 0.016803 | 0.125 | 0.08 | 261 | 0 | 0.364 | 1 | 3 | cs | TRUE
3 | LV_4461-5_0_6_line_3 |  | 2 | 4 | 0.006899 | 0.125 | 0.08 | 261 | 0 | 0.364 | 1 | 3 | cs | TRUE
4 | LV_4461-5_0_6_line_4 |  | 3 | 5 | 0.0095397 | 0.125 | 0.08 | 261 | 0 | 0.364 | 1 | 3 | cs | TRUE
5 | LV_4461-5_0_6_line_5 |  | 4 | 6 | 0.030492 | 0.125 | 0.08 | 261 | 0 | 0.364 | 1 | 3 | cs | TRUE
6 | LV_4461-5_0_6_line_6 |  | 5 | 7 | 0.035864 | 0.125 | 0.08 | 261 | 0 | 0.364 | 1 | 1 | cs | TRUE
7 | LV_4461-5_0_6_line_7 |  | 5 | 8 | 0.020915 | 0.125 | 0.08 | 261 | 0 | 0.364 | 1 | 3 | cs | TRUE
8 | LV_4461-5_0_6_line_8 |  | 6 | 28 | 0.032538 | 0.125 | 0.08 | 261 | 0 | 0.364 | 1 | 3 | cs | TRUE
9 | LV_4461-5_0_6_line_9 |  | 7 | 20 | 0.010537 | 0.125 | 0.08 | 261 | 0 | 0.364 | 1 | 1 | cs | TRUE
10 | LV_4461-5_0_6_line_10 |  | 8 | 18 | 0.026226 | 0.125 | 0.08 | 261 | 0 | 0.364 | 1 | 3 | cs | TRUE
11 | LV_4461-5_0_6_line_11 |  | 9 | 10 | 0.066511 | 0.125 | 0.08 | 261 | 0 | 0.364 | 1 | 1 | cs | TRUE
12 | LV_4461-5_0_6_line_12 |  | 9 | 11 | 0.039957 | 0.125 | 0.08 | 261 | 0 | 0.364 | 1 | 1 | cs | TRUE
13 | LV_4461-5_0_6_line_13 |  | 10 | 84 | 0.022281 | 0.125 | 0.08 | 261 | 0 | 0.364 | 1 | 1 | cs | TRUE
14 | LV_4461-5_0_6_line_14 |  | 10 | 18 | 0.005576 | 0.125 | 0.08 | 261 | 0 | 0.364 | 1 | 1 | cs | TRUE
15 | LV_4461-5_0_6_line_15 |  | 12 | 13 | 0.038821 | 0.125 | 0.08 | 261 | 0 | 0.364 | 1 | 1 | cs | TRUE
16 | LV_4461-5_0_6_line_16 |  | 12 | 14 | 0.031907 | 0.125 | 0.08 | 261 | 0 | 0.364 | 1 | 1 | cs | TRUE
17 | LV_4461-5_0_6_line_17 |  | 12 | 15 | 0.034825 | 0.125 | 0.08 | 261 | 0 | 0.364 | 1 | 1 | cs | TRUE
18 | LV_4461-5_0_6_line_18 |  | 13 | 16 | 0.039108 | 0.125 | 0.08 | 261 | 0 | 0.364 | 1 | 1 | cs | TRUE
19 | LV_4461-5_0_6_line_19 |  | 13 | 17 | 0.012774 | 0.125 | 0.08 | 261 | 0 | 0.364 | 1 | 1 | cs | TRUE
20 | LV_4461-5_0_6_line_20 |  | 14 | 121 | 0.028144 | 0.125 | 0.08 | 261 | 0 | 0.364 | 1 | 1 | cs | TRUE
21 | LV_4461-5_0_6_line_21 |  | 15 | 79 | 0.02405 | 0.125 | 0.08 | 261 | 0 | 0.364 | 1 | 1 | cs | TRUE
22 | LV_4461-5_0_6_line_22 |  | 15 | 28 | 0.044984 | 0.125 | 0.08 | 261 | 0 | 0.364 | 1 | 1 | cs | TRUE
23 | LV_4461-5_0_6_line_23 |  | 17 | 122 | 0.015441 | 0.125 | 0.08 | 261 | 0 | 0.364 | 1 | 1 | cs | TRUE
24 | LV_4461-5_0_6_line_24 |  | 18 | 19 | 0.02084 | 0.125 | 0.08 | 261 | 0 | 0.364 | 1 | 3 | cs | TRUE
25 | LV_4461-5_0_6_line_25 |  | 19 | 58 | 0.031552 | 0.125 | 0.08 | 261 | 0 | 0.364 | 1 | 1 | cs | TRUE
26 | LV_4461-5_0_6_line_26 |  | 19 | 59 | 0.046497 | 0.125 | 0.08 | 261 | 0 | 0.364 | 1 | 3 | cs | TRUE
27 | LV_4461-5_0_6_line_27 |  | 21 | 22 | 0.033423 | 0.125 | 0.08 | 261 | 0 | 0.364 | 1 | 3 | cs | TRUE
28 | LV_4461-5_0_6_line_28 |  | 21 | 23 | 0.026431 | 0.125 | 0.08 | 261 | 0 | 0.364 | 1 | 1 | cs | TRUE
29 | LV_4461-5_0_6_line_29 |  | 21 | 24 | 0.016865 | 0.125 | 0.08 | 261 | 0 | 0.364 | 1 | 3 | cs | TRUE
30 | LV_4461-5_0_6_line_30 |  | 21 | 25 | 0.093404 | 0.125 | 0.08 | 261 | 0 | 0.364 | 1 | 1 | cs | TRUE
31 | LV_4461-5_0_6_line_31 |  | 22 | 29 | 0.029351 | 0.125 | 0.08 | 261 | 0 | 0.364 | 1 | 3 | cs | TRUE
32 | LV_4461-5_0_6_line_32 |  | 23 | 85 | 0.024783 | 0.125 | 0.08 | 261 | 0 | 0.364 | 1 | 1 | cs | TRUE
33 | LV_4461-5_0_6_line_33 |  | 24 | 31 | 0.0060884 | 0.125 | 0.08 | 261 | 0 | 0.364 | 1 | 3 | cs | TRUE
34 | LV_4461-5_0_6_line_34 |  | 25 | 32 | 0.031337 | 0.125 | 0.08 | 261 | 0 | 0.364 | 1 | 1 | cs | TRUE
35 | LV_4461-5_0_6_line_35 |  | 26 | 27 | 0.014588 | 0.125 | 0.08 | 261 | 0 | 0.364 | 1 | 1 | cs | TRUE
36 | LV_4461-5_0_6_line_36 |  | 26 | 28 | 0.028814 | 0.125 | 0.08 | 261 | 0 | 0.364 | 1 | 1 | cs | TRUE
37 | LV_4461-5_0_6_line_37 |  | 28 | 31 | 0.020402 | 0.125 | 0.08 | 261 | 0 | 0.364 | 1 | 3 | cs | TRUE
38 | LV_4461-5_0_6_line_38 |  | 29 | 30 | 0.0097004 | 0.125 | 0.08 | 261 | 0 | 0.364 | 1 | 3 | cs | TRUE
39 | LV_4461-5_0_6_line_39 |  | 30 | 81 | 0.018836 | 0.125 | 0.08 | 261 | 0 | 0.364 | 1 | 3 | cs | TRUE
40 | LV_4461-5_0_6_line_40 |  | 32 | 82 | 0.00064927 | 0.125 | 0.08 | 261 | 0 | 0.364 | 1 | 1 | cs | TRUE
41 | LV_4461-5_0_6_line_41 |  | 33 | 34 | 0.03226 | 0.125 | 0.08 | 261 | 0 | 0.364 | 1 | 3 | cs | TRUE
42 | LV_4461-5_0_6_line_42 |  | 33 | 35 | 0.022929 | 0.125 | 0.08 | 261 | 0 | 0.364 | 1 | 3 | cs | TRUE
43 | LV_4461-5_0_6_line_43 |  | 34 | 81 | 0.015934 | 0.125 | 0.08 | 261 | 0 | 0.364 | 1 | 3 | cs | TRUE
44 | LV_4461-5_0_6_line_44 |  | 35 | 83 | 0.032002 | 0.125 | 0.08 | 261 | 0 | 0.364 | 1 | 3 | cs | TRUE
45 | LV_4461-5_0_6_line_45 |  | 36 | 37 | 0.014581 | 0.125 | 0.08 | 261 | 0 | 0.364 | 1 | 1 | cs | TRUE
46 | LV_4461-5_0_6_line_46 |  | 36 | 38 | 0.020678 | 0.125 | 0.08 | 261 | 0 | 0.364 | 1 | 1 | cs | TRUE
47 | LV_4461-5_0_6_line_47 |  | 37 | 50 | 0.00045592 | 0.125 | 0.08 | 261 | 0 | 0.364 | 1 | 1 | cs | TRUE
48 | LV_4461-5_0_6_line_48 |  | 38 | 103 | 0.026142 | 0.125 | 0.08 | 261 | 0 | 0.364 | 1 | 1 | cs | TRUE
49 | LV_4461-5_0_6_line_49 |  | 39 | 40 | 0.0064343 | 0.125 | 0.08 | 261 | 0 | 0.364 | 1 | 3 | cs | TRUE
50 | LV_4461-5_0_6_line_50 |  | 39 | 41 | 0.052955 | 0.125 | 0.08 | 261 | 0 | 0.364 | 1 | 3 | cs | TRUE
51 | LV_4461-5_0_6_line_51 |  | 40 | 108 | 0.025829 | 0.125 | 0.08 | 261 | 0 | 0.364 | 1 | 2 | cs | TRUE
52 | LV_4461-5_0_6_line_52 |  | 40 | 109 | 0.020528 | 0.125 | 0.08 | 261 | 0 | 0.364 | 1 | 3 | cs | TRUE
53 | LV_4461-5_0_6_line_53 |  | 40 | 77 | 0.024866 | 0.125 | 0.08 | 261 | 0 | 0.364 | 1 | 3 | cs | TRUE
54 | LV_4461-5_0_6_line_54 |  | 41 | 59 | 0.026712 | 0.125 | 0.08 | 261 | 0 | 0.364 | 1 | 3 | cs | TRUE
55 | LV_4461-5_0_6_line_55 |  | 42 | 43 | 0.028547 | 0.125 | 0.08 | 261 | 0 | 0.364 | 1 | 1 | cs | TRUE
56 | LV_4461-5_0_6_line_56 |  | 42 | 44 | 0.032596 | 0.125 | 0.08 | 261 | 0 | 0.364 | 1 | 1 | cs | TRUE
57 | LV_4461-5_0_6_line_57 |  | 42 | 45 | 0.021961 | 0.125 | 0.08 | 261 | 0 | 0.364 | 1 | 1 | cs | TRUE
58 | LV_4461-5_0_6_line_58 |  | 42 | 46 | 0.038895 | 0.125 | 0.08 | 261 | 0 | 0.364 | 1 | 1 | cs | TRUE
59 | LV_4461-5_0_6_line_59 |  | 43 | 98 | 0.00017413 | 0.125 | 0.08 | 261 | 0 | 0.364 | 1 | 1 | cs | TRUE
60 | LV_4461-5_0_6_line_60 |  | 44 | 49 | 0.010768 | 0.125 | 0.08 | 261 | 0 | 0.364 | 1 | 1 | cs | TRUE
61 | LV_4461-5_0_6_line_61 |  | 44 | 50 | 0.015589 | 0.125 | 0.08 | 261 | 0 | 0.364 | 1 | 1 | cs | TRUE
62 | LV_4461-5_0_6_line_62 |  | 45 | 60 | 0.022836 | 0.125 | 0.08 | 261 | 0 | 0.364 | 1 | 1 | cs | TRUE
63 | LV_4461-5_0_6_line_63 |  | 46 | 99 | 0.011258 | 0.125 | 0.08 | 261 | 0 | 0.364 | 1 | 1 | cs | TRUE
64 | LV_4461-5_0_6_line_64 |  | 47 | 48 | 0.0025767 | 0.125 | 0.08 | 261 | 0 | 0.364 | 1 | 1 | cs | TRUE
65 | LV_4461-5_0_6_line_65 |  | 47 | 49 | 0.014985 | 0.125 | 0.08 | 261 | 0 | 0.364 | 1 | 1 | cs | TRUE
66 | LV_4461-5_0_6_line_66 |  | 51 | 52 | 0.026085 | 0.125 | 0.08 | 261 | 0 | 0.364 | 1 | 1 | cs | TRUE
67 | LV_4461-5_0_6_line_67 |  | 51 | 53 | 0.041015 | 0.125 | 0.08 | 261 | 0 | 0.364 | 1 | 1 | cs | TRUE
68 | LV_4461-5_0_6_line_68 |  | 51 | 54 | 0.01167 | 0.125 | 0.08 | 261 | 0 | 0.364 | 1 | 1 | cs | TRUE
69 | LV_4461-5_0_6_line_69 |  | 53 | 63 | 0.036572 | 0.125 | 0.08 | 261 | 0 | 0.364 | 1 | 1 | cs | TRUE
70 | LV_4461-5_0_6_line_70 |  | 55 | 56 | 0.032229 | 0.125 | 0.08 | 261 | 0 | 0.364 | 1 | 3 | cs | TRUE
71 | LV_4461-5_0_6_line_71 |  | 55 | 57 | 0.01667 | 0.125 | 0.08 | 261 | 0 | 0.364 | 1 | 3 | cs | TRUE
72 | LV_4461-5_0_6_line_72 |  | 56 | 104 | 0.015677 | 0.125 | 0.08 | 261 | 0 | 0.364 | 1 | 3 | cs | TRUE
73 | LV_4461-5_0_6_line_73 |  | 57 | 72 | 0.017783 | 0.125 | 0.08 | 261 | 0 | 0.364 | 1 | 2 | cs | TRUE
74 | LV_4461-5_0_6_line_74 |  | 57 | 73 | 0.016628 | 0.125 | 0.08 | 261 | 0 | 0.364 | 1 | 3 | cs | TRUE
75 | LV_4461-5_0_6_line_75 |  | 60 | 61 | 0.03643 | 0.125 | 0.08 | 261 | 0 | 0.364 | 1 | 1 | cs | TRUE
76 | LV_4461-5_0_6_line_76 |  | 60 | 62 | 0.029022 | 0.125 | 0.08 | 261 | 0 | 0.364 | 1 | 1 | cs | TRUE
77 | LV_4461-5_0_6_line_77 |  | 61 | 78 | 0.022054 | 0.125 | 0.08 | 261 | 0 | 0.364 | 1 | 1 | cs | TRUE
78 | LV_4461-5_0_6_line_78 |  | 61 | 63 | 0.018236 | 0.125 | 0.08 | 261 | 0 | 0.364 | 1 | 1 | cs | TRUE
79 | LV_4461-5_0_6_line_79 |  | 62 | 86 | 0.00089402 | 0.125 | 0.08 | 261 | 0 | 0.364 | 1 | 1 | cs | TRUE
80 | LV_4461-5_0_6_line_80 |  | 64 | 65 | 0.083619 | 0.125 | 0.08 | 261 | 0 | 0.364 | 1 | 1 | cs | TRUE
81 | LV_4461-5_0_6_line_81 |  | 64 | 66 | 0.054851 | 0.125 | 0.08 | 261 | 0 | 0.364 | 1 | 1 | cs | TRUE
82 | LV_4461-5_0_6_line_82 |  | 65 | 67 | 0.0047261 | 0.125 | 0.08 | 261 | 0 | 0.364 | 1 | 1 | cs | TRUE
83 | LV_4461-5_0_6_line_83 |  | 66 | 97 | 0.030205 | 0.125 | 0.08 | 261 | 0 | 0.364 | 1 | 1 | cs | TRUE
84 | LV_4461-5_0_6_line_84 |  | 67 | 76 | 0.019852 | 0.125 | 0.08 | 261 | 0 | 0.364 | 1 | 1 | cs | TRUE
85 | LV_4461-5_0_6_line_85 |  | 68 | 69 | 0.069004 | 0.125 | 0.08 | 261 | 0 | 0.364 | 1 | 1 | cs | TRUE
86 | LV_4461-5_0_6_line_86 |  | 68 | 70 | 0.027541 | 0.125 | 0.08 | 261 | 0 | 0.364 | 1 | 1 | cs | TRUE
87 | LV_4461-5_0_6_line_87 |  | 68 | 71 | 0.027056 | 0.125 | 0.08 | 261 | 0 | 0.364 | 1 | 1 | cs | TRUE
88 | LV_4461-5_0_6_line_88 |  | 69 | 97 | 0.013119 | 0.125 | 0.08 | 261 | 0 | 0.364 | 1 | 1 | cs | TRUE
89 | LV_4461-5_0_6_line_89 |  | 70 | 100 | 0.0083403 | 0.125 | 0.08 | 261 | 0 | 0.364 | 1 | 1 | cs | TRUE
90 | LV_4461-5_0_6_line_90 |  | 72 | 74 | 0.023033 | 0.125 | 0.08 | 261 | 0 | 0.364 | 1 | 1 | cs | TRUE
91 | LV_4461-5_0_6_line_91 |  | 72 | 75 | 0.022494 | 0.125 | 0.08 | 261 | 0 | 0.364 | 1 | 1 | cs | TRUE
92 | LV_4461-5_0_6_line_92 |  | 72 | 76 | 0.034951 | 0.125 | 0.08 | 261 | 0 | 0.364 | 1 | 1 | cs | TRUE
93 | LV_4461-5_0_6_line_93 |  | 73 | 77 | 0.052379 | 0.125 | 0.08 | 261 | 0 | 0.364 | 1 | 3 | cs | TRUE
94 | LV_4461-5_0_6_line_94 |  | 75 | 88 | 0.02199 | 0.125 | 0.08 | 261 | 0 | 0.364 | 1 | 1 | cs | TRUE
95 | LV_4461-5_0_6_line_95 |  | 78 | 113 | 0.016395 | 0.125 | 0.08 | 261 | 0 | 0.364 | 1 | 1 | cs | TRUE
96 | LV_4461-5_0_6_line_96 |  | 79 | 80 | 0.032828 | 0.125 | 0.08 | 261 | 0 | 0.364 | 1 | 1 | cs | TRUE
97 | LV_4461-5_0_6_line_97 |  | 80 | 188 | 0.028371 | 0.125 | 0.08 | 261 | 0 | 0.364 | 1 | 1 | cs | TRUE
98 | LV_4461-5_0_6_line_98 |  | 83 | 206 | 0.022442 | 0.125 | 0.08 | 261 | 0 | 0.364 | 1 | 3 | cs | TRUE
99 | LV_4461-5_0_6_line_99 |  | 85 | 192 | 0.026857 | 0.125 | 0.08 | 261 | 0 | 0.364 | 1 | 1 | cs | TRUE
100 | LV_4461-5_0_6_line_100 |  | 85 | 191 | 0.014651 | 0.125 | 0.08 | 261 | 0 | 0.364 | 1 | 1 | cs | TRUE
101 | LV_4461-5_0_6_line_101 |  | 87 | 88 | 0.004955 | 0.125 | 0.08 | 261 | 0 | 0.364 | 1 | 1 | cs | TRUE
102 | LV_4461-5_0_6_line_102 |  | 87 | 89 | 0.013384 | 0.125 | 0.08 | 261 | 0 | 0.364 | 1 | 1 | cs | TRUE
103 | LV_4461-5_0_6_line_103 |  | 88 | 117 | 0.030025 | 0.125 | 0.08 | 261 | 0 | 0.364 | 1 | 1 | cs | TRUE
104 | LV_4461-5_0_6_line_104 |  | 90 | 91 | 0.065575 | 0.125 | 0.08 | 261 | 0 | 0.364 | 1 | 1 | cs | TRUE
105 | LV_4461-5_0_6_line_105 |  | 90 | 92 | 0.038344 | 0.125 | 0.08 | 261 | 0 | 0.364 | 1 | 1 | cs | TRUE
106 | LV_4461-5_0_6_line_106 |  | 91 | 93 | 0.0073086 | 0.125 | 0.08 | 261 | 0 | 0.364 | 1 | 1 | cs | TRUE
107 | LV_4461-5_0_6_line_107 |  | 91 | 94 | 0.048883 | 0.125 | 0.08 | 261 | 0 | 0.364 | 1 | 1 | cs | TRUE
108 | LV_4461-5_0_6_line_108 |  | 94 | 95 | 0.029043 | 0.125 | 0.08 | 261 | 0 | 0.364 | 1 | 1 | cs | TRUE
109 | LV_4461-5_0_6_line_109 |  | 94 | 96 | 0.037236 | 0.125 | 0.08 | 261 | 0 | 0.364 | 1 | 1 | cs | TRUE
110 | LV_4461-5_0_6_line_110 |  | 95 | 117 | 0.038472 | 0.125 | 0.08 | 261 | 0 | 0.364 | 1 | 1 | cs | TRUE
111 | LV_4461-5_0_6_line_111 |  | 96 | 114 | 0.025212 | 0.125 | 0.08 | 261 | 0 | 0.364 | 1 | 1 | cs | TRUE
112 | LV_4461-5_0_6_line_112 |  | 100 | 101 | 0.013207 | 0.125 | 0.08 | 261 | 0 | 0.364 | 1 | 1 | cs | TRUE
113 | LV_4461-5_0_6_line_113 |  | 101 | 102 | 0.014831 | 0.125 | 0.08 | 261 | 0 | 0.364 | 1 | 1 | cs | TRUE
114 | LV_4461-5_0_6_line_114 |  | 102 | 129 | 0.002677 | 0.125 | 0.08 | 261 | 0 | 0.364 | 1 | 1 | cs | TRUE
115 | LV_4461-5_0_6_line_115 |  | 103 | 173 | 0.017633 | 0.125 | 0.08 | 261 | 0 | 0.364 | 1 | 1 | cs | TRUE
116 | LV_4461-5_0_6_line_116 |  | 104 | 169 | 0.031884 | 0.125 | 0.08 | 261 | 0 | 0.364 | 1 | 3 | cs | TRUE
117 | LV_4461-5_0_6_line_117 |  | 105 | 106 | 0.016971 | 0.125 | 0.08 | 261 | 0 | 0.364 | 1 | 1 | cs | TRUE
118 | LV_4461-5_0_6_line_118 |  | 105 | 107 | 0.034598 | 0.125 | 0.08 | 261 | 0 | 0.364 | 1 | 1 | cs | TRUE
119 | LV_4461-5_0_6_line_119 |  | 106 | 109 | 0.018966 | 0.125 | 0.08 | 261 | 0 | 0.364 | 1 | 3 | cs | TRUE
120 | LV_4461-5_0_6_line_120 |  | 106 | 150 | 0.032249 | 0.125 | 0.08 | 261 | 0 | 0.364 | 1 | 3 | cs | TRUE
121 | LV_4461-5_0_6_line_121 |  | 107 | 167 | 0.0058399 | 0.125 | 0.08 | 261 | 0 | 0.364 | 1 | 1 | cs | TRUE
122 | LV_4461-5_0_6_line_122 |  | 108 | 168 | 0.011662 | 0.125 | 0.08 | 261 | 0 | 0.364 | 1 | 1 | cs | TRUE
123 | LV_4461-5_0_6_line_123 |  | 110 | 111 | 0.013608 | 0.125 | 0.08 | 261 | 0 | 0.364 | 1 | 1 | cs | TRUE
124 | LV_4461-5_0_6_line_124 |  | 110 | 112 | 0.015058 | 0.125 | 0.08 | 261 | 0 | 0.364 | 1 | 1 | cs | TRUE
125 | LV_4461-5_0_6_line_125 |  | 111 | 184 | 0.008184 | 0.125 | 0.08 | 261 | 0 | 0.364 | 1 | 1 | cs | TRUE
126 | LV_4461-5_0_6_line_126 |  | 112 | 185 | 0.011637 | 0.125 | 0.08 | 261 | 0 | 0.364 | 1 | 1 | cs | TRUE
127 | LV_4461-5_0_6_line_127 |  | 114 | 115 | 0.014087 | 0.125 | 0.08 | 261 | 0 | 0.364 | 1 | 1 | cs | TRUE
128 | LV_4461-5_0_6_line_128 |  | 115 | 116 | 0.0022371 | 0.125 | 0.08 | 261 | 0 | 0.364 | 1 | 1 | cs | TRUE
129 | LV_4461-5_0_6_line_129 |  | 116 | 118 | 0.027369 | 0.125 | 0.08 | 261 | 0 | 0.364 | 1 | 1 | cs | TRUE
130 | LV_4461-5_0_6_line_130 |  | 118 | 123 | 0.0030683 | 0.125 | 0.08 | 261 | 0 | 0.364 | 1 | 1 | cs | TRUE
131 | LV_4461-5_0_6_line_131 |  | 119 | 120 | 0.02562 | 0.125 | 0.08 | 261 | 0 | 0.364 | 1 | 1 | cs | TRUE
132 | LV_4461-5_0_6_line_132 |  | 120 | 174 | 0.021049 | 0.125 | 0.08 | 261 | 0 | 0.364 | 1 | 1 | cs | TRUE
133 | LV_4461-5_0_6_line_133 |  | 121 | 189 | 0.019408 | 0.125 | 0.08 | 261 | 0 | 0.364 | 1 | 1 | cs | TRUE
134 | LV_4461-5_0_6_line_134 |  | 122 | 135 | 0.035575 | 0.125 | 0.08 | 261 | 0 | 0.364 | 1 | 1 | cs | TRUE
135 | LV_4461-5_0_6_line_135 |  | 122 | 134 | 0.022908 | 0.125 | 0.08 | 261 | 0 | 0.364 | 1 | 1 | cs | TRUE
136 | LV_4461-5_0_6_line_136 |  | 123 | 131 | 0.031398 | 0.125 | 0.08 | 261 | 0 | 0.364 | 1 | 1 | cs | TRUE
137 | LV_4461-5_0_6_line_137 |  | 124 | 125 | 0.035596 | 0.125 | 0.08 | 261 | 0 | 0.364 | 1 | 1 | cs | TRUE
138 | LV_4461-5_0_6_line_138 |  | 125 | 126 | 0.012026 | 0.125 | 0.08 | 261 | 0 | 0.364 | 1 | 1 | cs | TRUE
139 | LV_4461-5_0_6_line_139 |  | 126 | 127 | 0.00022884 | 0.125 | 0.08 | 261 | 0 | 0.364 | 1 | 1 | cs | TRUE
140 | LV_4461-5_0_6_line_140 |  | 127 | 128 | 0.017512 | 0.125 | 0.08 | 261 | 0 | 0.364 | 1 | 1 | cs | TRUE
141 | LV_4461-5_0_6_line_141 |  | 128 | 131 | 0.0034481 | 0.125 | 0.08 | 261 | 0 | 0.364 | 1 | 1 | cs | TRUE
142 | LV_4461-5_0_6_line_142 |  | 128 | 132 | 0.031966 | 0.125 | 0.08 | 261 | 0 | 0.364 | 1 | 1 | cs | TRUE
143 | LV_4461-5_0_6_line_143 |  | 129 | 130 | 0.077765 | 0.125 | 0.08 | 261 | 0 | 0.364 | 1 | 1 | cs | TRUE
144 | LV_4461-5_0_6_line_144 |  | 130 | 133 | 0.018383 | 0.125 | 0.08 | 261 | 0 | 0.364 | 1 | 1 | cs | TRUE
145 | LV_4461-5_0_6_line_145 |  | 133 | 136 | 0.063836 | 0.125 | 0.08 | 261 | 0 | 0.364 | 1 | 1 | cs | TRUE
146 | LV_4461-5_0_6_line_146 |  | 136 | 137 | 0.01604 | 0.125 | 0.08 | 261 | 0 | 0.364 | 1 | 1 | cs | TRUE
147 | LV_4461-5_0_6_line_147 |  | 137 | 138 | 0.038234 | 0.125 | 0.08 | 261 | 0 | 0.364 | 1 | 1 | cs | TRUE
148 | LV_4461-5_0_6_line_148 |  | 137 | 139 | 0.016504 | 0.125 | 0.08 | 261 | 0 | 0.364 | 1 | 1 | cs | TRUE
149 | LV_4461-5_0_6_line_149 |  | 138 | 175 | 0.031526 | 0.125 | 0.08 | 261 | 0 | 0.364 | 1 | 1 | cs | TRUE
150 | LV_4461-5_0_6_line_150 |  | 139 | 179 | 0.019679 | 0.125 | 0.08 | 261 | 0 | 0.364 | 1 | 1 | cs | TRUE
151 | LV_4461-5_0_6_line_151 |  | 140 | 141 | 0.044073 | 0.125 | 0.08 | 261 | 0 | 0.364 | 1 | 1 | cs | TRUE
152 | LV_4461-5_0_6_line_152 |  | 141 | 142 | 0.015795 | 0.125 | 0.08 | 261 | 0 | 0.364 | 1 | 3 | cs | TRUE
153 | LV_4461-5_0_6_line_153 |  | 141 | 143 | 0.036386 | 0.125 | 0.08 | 261 | 0 | 0.364 | 1 | 3 | cs | TRUE
154 | LV_4461-5_0_6_line_154 |  | 142 | 144 | 0.043422 | 0.125 | 0.08 | 261 | 0 | 0.364 | 1 | 1 | cs | TRUE
155 | LV_4461-5_0_6_line_155 |  | 143 | 145 | 0.012057 | 0.125 | 0.08 | 261 | 0 | 0.364 | 1 | 1 | cs | TRUE
156 | LV_4461-5_0_6_line_156 |  | 143 | 146 | 0.051829 | 0.125 | 0.08 | 261 | 0 | 0.364 | 1 | 3 | cs | TRUE
157 | LV_4461-5_0_6_line_157 |  | 145 | 160 | 0.021204 | 0.125 | 0.08 | 261 | 0 | 0.364 | 1 | 1 | cs | TRUE
158 | LV_4461-5_0_6_line_158 |  | 146 | 161 | 0.017742 | 0.125 | 0.08 | 261 | 0 | 0.364 | 1 | 3 | cs | TRUE
159 | LV_4461-5_0_6_line_159 |  | 147 | 148 | 0.040659 | 0.125 | 0.08 | 261 | 0 | 0.364 | 1 | 1 | cs | TRUE
160 | LV_4461-5_0_6_line_160 |  | 147 | 149 | 0.016485 | 0.125 | 0.08 | 261 | 0 | 0.364 | 1 | 1 | cs | TRUE
161 | LV_4461-5_0_6_line_161 |  | 148 | 159 | 0.026635 | 0.125 | 0.08 | 261 | 0 | 0.364 | 1 | 1 | cs | TRUE
162 | LV_4461-5_0_6_line_162 |  | 148 | 154 | 0.025514 | 0.125 | 0.08 | 261 | 0 | 0.364 | 1 | 1 | cs | TRUE
163 | LV_4461-5_0_6_line_163 |  | 148 | 150 | 0.042953 | 0.125 | 0.08 | 261 | 0 | 0.364 | 1 | 2 | cs | TRUE
164 | LV_4461-5_0_6_line_164 |  | 150 | 151 | 0.026288 | 0.125 | 0.08 | 261 | 0 | 0.364 | 1 | 2 | cs | TRUE
165 | LV_4461-5_0_6_line_165 |  | 152 | 153 | 0.021981 | 0.125 | 0.08 | 261 | 0 | 0.364 | 1 | 1 | cs | TRUE
166 | LV_4461-5_0_6_line_166 |  | 152 | 154 | 0.02789 | 0.125 | 0.08 | 261 | 0 | 0.364 | 1 | 1 | cs | TRUE
167 | LV_4461-5_0_6_line_167 |  | 155 | 156 | 0.037261 | 0.125 | 0.08 | 261 | 0 | 0.364 | 1 | 1 | cs | TRUE
168 | LV_4461-5_0_6_line_168 |  | 155 | 157 | 0.054184 | 0.125 | 0.08 | 261 | 0 | 0.364 | 1 | 1 | cs | TRUE
169 | LV_4461-5_0_6_line_169 |  | 155 | 158 | 0.022768 | 0.125 | 0.08 | 261 | 0 | 0.364 | 1 | 1 | cs | TRUE
170 | LV_4461-5_0_6_line_170 |  | 156 | 162 | 0.015709 | 0.125 | 0.08 | 261 | 0 | 0.364 | 1 | 1 | cs | TRUE
171 | LV_4461-5_0_6_line_171 |  | 156 | 163 | 0.014068 | 0.125 | 0.08 | 261 | 0 | 0.364 | 1 | 1 | cs | TRUE
172 | LV_4461-5_0_6_line_172 |  | 157 | 164 | 0.006109 | 0.125 | 0.08 | 261 | 0 | 0.364 | 1 | 1 | cs | TRUE
173 | LV_4461-5_0_6_line_173 |  | 157 | 165 | 0.026015 | 0.125 | 0.08 | 261 | 0 | 0.364 | 1 | 1 | cs | TRUE
174 | LV_4461-5_0_6_line_174 |  | 158 | 166 | 0.019942 | 0.125 | 0.08 | 261 | 0 | 0.364 | 1 | 1 | cs | TRUE
175 | LV_4461-5_0_6_line_175 |  | 161 | 169 | 0.026827 | 0.125 | 0.08 | 261 | 0 | 0.364 | 1 | 3 | cs | TRUE
176 | LV_4461-5_0_6_line_176 |  | 162 | 208 | 0.02654 | 0.125 | 0.08 | 261 | 0 | 0.364 | 1 | 1 | cs | TRUE
177 | LV_4461-5_0_6_line_177 |  | 163 | 210 | 0.019381 | 0.125 | 0.08 | 261 | 0 | 0.364 | 1 | 1 | cs | TRUE
178 | LV_4461-5_0_6_line_178 |  | 165 | 205 | 0.0027655 | 0.125 | 0.08 | 261 | 0 | 0.364 | 1 | 1 | cs | TRUE
179 | LV_4461-5_0_6_line_179 |  | 169 | 170 | 0.010359 | 0.125 | 0.08 | 261 | 0 | 0.364 | 1 | 3 | cs | TRUE
180 | LV_4461-5_0_6_line_180 |  | 170 | 171 | 0.014707 | 0.125 | 0.08 | 261 | 0 | 0.364 | 1 | 2 | cs | TRUE
181 | LV_4461-5_0_6_line_181 |  | 171 | 173 | 0.030659 | 0.125 | 0.08 | 261 | 0 | 0.364 | 1 | 1 | cs | TRUE
182 | LV_4461-5_0_6_line_182 |  | 171 | 172 | 0.013222 | 0.125 | 0.08 | 261 | 0 | 0.364 | 1 | 2 | cs | TRUE
183 | LV_4461-5_0_6_line_183 |  | 174 | 175 | 0.027821 | 0.125 | 0.08 | 261 | 0 | 0.364 | 1 | 1 | cs | TRUE
184 | LV_4461-5_0_6_line_184 |  | 175 | 176 | 0.0028396 | 0.125 | 0.08 | 261 | 0 | 0.364 | 1 | 1 | cs | TRUE
185 | LV_4461-5_0_6_line_185 |  | 176 | 177 | 0.038061 | 0.125 | 0.08 | 261 | 0 | 0.364 | 1 | 1 | cs | TRUE
186 | LV_4461-5_0_6_line_186 |  | 177 | 178 | 0.041139 | 0.125 | 0.08 | 261 | 0 | 0.364 | 1 | 1 | cs | TRUE
187 | LV_4461-5_0_6_line_187 |  | 179 | 180 | 0.051962 | 0.125 | 0.08 | 261 | 0 | 0.364 | 1 | 1 | cs | TRUE
188 | LV_4461-5_0_6_line_188 |  | 180 | 181 | 0.31116 | 0.125 | 0.08 | 261 | 0 | 0.364 | 1 | 1 | cs | TRUE
189 | LV_4461-5_0_6_line_189 |  | 181 | 182 | 0.054314 | 0.125 | 0.08 | 261 | 0 | 0.364 | 1 | 1 | cs | TRUE
190 | LV_4461-5_0_6_line_190 |  | 182 | 183 | 0.037666 | 0.125 | 0.08 | 261 | 0 | 0.364 | 1 | 1 | cs | TRUE
191 | LV_4461-5_0_6_line_191 |  | 184 | 207 | 0.0072688 | 0.125 | 0.08 | 261 | 0 | 0.364 | 1 | 1 | cs | TRUE
192 | LV_4461-5_0_6_line_192 |  | 184 | 208 | 0.01451 | 0.125 | 0.08 | 261 | 0 | 0.364 | 1 | 1 | cs | TRUE
193 | LV_4461-5_0_6_line_193 |  | 186 | 187 | 0.024575 | 0.125 | 0.08 | 261 | 0 | 0.364 | 1 | 1 | cs | TRUE
194 | LV_4461-5_0_6_line_194 |  | 187 | 199 | 0.018158 | 0.125 | 0.08 | 261 | 0 | 0.364 | 1 | 1 | cs | TRUE
195 | LV_4461-5_0_6_line_195 |  | 190 | 191 | 0.031999 | 0.125 | 0.08 | 261 | 0 | 0.364 | 1 | 1 | cs | TRUE
196 | LV_4461-5_0_6_line_196 |  | 192 | 199 | 0.023864 | 0.125 | 0.08 | 261 | 0 | 0.364 | 1 | 1 | cs | TRUE
197 | LV_4461-5_0_6_line_197 |  | 193 | 194 | 0.020247 | 0.125 | 0.08 | 261 | 0 | 0.364 | 1 | 3 | cs | TRUE
198 | LV_4461-5_0_6_line_198 |  | 193 | 195 | 0.040214 | 0.125 | 0.08 | 261 | 0 | 0.364 | 1 | 2 | cs | TRUE
199 | LV_4461-5_0_6_line_199 |  | 193 | 196 | 0.019178 | 0.125 | 0.08 | 261 | 0 | 0.364 | 1 | 1 | cs | TRUE
200 | LV_4461-5_0_6_line_200 |  | 194 | 200 | 0.011506 | 0.125 | 0.08 | 261 | 0 | 0.364 | 1 | 3 | cs | TRUE
201 | LV_4461-5_0_6_line_201 |  | 195 | 197 | 0.016749 | 0.125 | 0.08 | 261 | 0 | 0.364 | 1 | 2 | cs | TRUE
202 | LV_4461-5_0_6_line_202 |  | 195 | 198 | 0.021924 | 0.125 | 0.08 | 261 | 0 | 0.364 | 1 | 1 | cs | TRUE
203 | LV_4461-5_0_6_line_203 |  | 197 | 201 | 0.01918 | 0.125 | 0.08 | 261 | 0 | 0.364 | 1 | 2 | cs | TRUE
204 | LV_4461-5_0_6_line_204 |  | 199 | 202 | 0.018979 | 0.125 | 0.08 | 261 | 0 | 0.364 | 1 | 1 | cs | TRUE
205 | LV_4461-5_0_6_line_205 |  | 200 | 204 | 0.0048965 | 0.125 | 0.08 | 261 | 0 | 0.364 | 1 | 3 | cs | TRUE
206 | LV_4461-5_0_6_line_206 |  | 201 | 213 | 0.020411 | 0.125 | 0.08 | 261 | 0 | 0.364 | 1 | 1 | cs | TRUE
207 | LV_4461-5_0_6_line_207 |  | 202 | 203 | 0.0059759 | 0.125 | 0.08 | 261 | 0 | 0.364 | 1 | 1 | cs | TRUE
208 | LV_4461-5_0_6_line_208 |  | 204 | 206 | 0.0071341 | 0.125 | 0.08 | 261 | 0 | 0.364 | 1 | 3 | cs | TRUE
209 | LV_4461-5_0_6_line_209 |  | 207 | 209 | 0.013175 | 0.125 | 0.08 | 261 | 0 | 0.364 | 1 | 1 | cs | TRUE
210 | LV_4461-5_0_6_line_210 |  | 209 | 212 | 0.017792 | 0.125 | 0.08 | 261 | 0 | 0.364 | 1 | 1 | cs | TRUE
211 | LV_4461-5_0_6_line_211 |  | 210 | 213 | 0.00081286 | 0.125 | 0.08 | 261 | 0 | 0.364 | 1 | 1 | cs | TRUE
212 | LV_4461-5_0_6_line_212 |  | 211 | 212 | 0.010347 | 0.125 | 0.08 | 261 | 0 | 0.364 | 1 | 1 | cs | TRUE

## trafo
| name | std_type | hv_bus | lv_bus | sn_mva | vn_hv_kv | vn_lv_kv | vk_percent | vkr_percent | pfe_kw | i0_percent | shift_degree | tap_side | tap_neutral | tap_min | tap_max | tap_step_percent | tap_step_degree | tap_pos | tap_phase_shifter | parallel | df | in_service
0 | LV_4461-5_0_6_trafo_36 | 0.63 MVA 20/0.4 kV | 214 | 59 | 0.63 | 20 | 0.4 | 6 | 1.206 | 1.65 | 0.2619 | 150 | hv | 0 | -2 | 2 | 2.5 | 0 | 0 | FALSE | 1 | 1 | TRUE

## line_geodata
| x0 | y0 | x1 | y1 | x2 | y2 | x3 | y3 | x4 | y4 | x5 | y5 | x6 | y6 | x7 | y7 | x8 | y8 | x9 | y9 | x10 | y10 | x11 | y11 | x12 | y12 | x13 | y13 | x14 | y14 | x15 | y15 | x16 | y16 | x17 | y17 | x18 | y18 | x19 | y19 | x20 | y20 | x21 | y21 | x22 | y22 | x23 | y23 | x24 | y24 | x25 | y25 | x26 | y26
0 | 2738406.9723 | 1267616.5957 | 2738400.2863 | 1267614.6004
1 | 2738409.4448 | 1267624.619 | 2738411.469 | 1267617.9377 | 2738406.9723 | 1267616.5957
2 | 2738385.1856 | 1267617.3772 | 2738393.1474 | 1267612.4699 | 2738400.2863 | 1267614.6004
3 | 2738409.4448 | 1267624.619 | 2738407.445 | 1267631.223
4 | 2738377.0634 | 1267622.3807 | 2738378.4385 | 1267621.5454 | 2738385.1856 | 1267617.3772
5 | 2738407.445 | 1267631.223 | 2738420.0257 | 1267634.8767 | 2738421.9703 | 1267635.445 | 2738436.9433 | 1267638.8977
6 | 2738356.7301 | 1267642.0237 | 2738361.6311 | 1267623.7652 | 2738370.5304 | 1267626.4094 | 2738377.0634 | 1267622.3807
7 | 2738377.0634 | 1267622.3807 | 2738356.9804 | 1267616.5415
8 | 2738468.879 | 1267645.0199 | 2738452.2523 | 1267642.4278 | 2738436.9433 | 1267638.8977
9 | 2738356.7301 | 1267642.0237 | 2738353.9971 | 1267652.1998
10 | 2738331.7972 | 1267609.2193 | 2738356.9804 | 1267616.5415
11 | 2738390.8966 | 1267578.0616 | 2738355.6135 | 1267586.5215 | 2738347.3824 | 1267598.4181 | 2738332.3564 | 1267603.6715
12 | 2738390.8966 | 1267578.0616 | 2738394.5857 | 1267538.2753
13 | 2738332.3564 | 1267603.6715 | 2738328.5102 | 1267596.519 | 2738329.6459 | 1267582.405
14 | 2738332.3564 | 1267603.6715 | 2738331.7972 | 1267609.2193
15 | 2738458.263 | 1267528.6916 | 2738466.9621 | 1267560.4262 | 2738468.5151 | 1267566.1348
16 | 2738468.5151 | 1267566.1348 | 2738499.8465 | 1267560.104
17 | 2738468.5151 | 1267566.1348 | 2738471.1076 | 1267575.6826 | 2738474.1836 | 1267595.4405 | 2738473.97 | 1267600.3736
18 | 2738458.263 | 1267528.6916 | 2738463.6381 | 1267520.0981 | 2738466.2409 | 1267512.5072 | 2738468.0682 | 1267509.0912 | 2738472.2019 | 1267505.5846 | 2738483.8539 | 1267505.4483
19 | 2738458.263 | 1267528.6916 | 2738447.1779 | 1267522.344
20 | 2738499.8465 | 1267560.104 | 2738513.1697 | 1267557.5395 | 2738527.7315 | 1267558.1913
21 | 2738473.97 | 1267600.3736 | 2738497.8362 | 1267603.3431
22 | 2738468.879 | 1267645.0199 | 2738470.4051 | 1267634.2118 | 2738473.3677 | 1267614.1729 | 2738473.6136 | 1267608.5065 | 2738473.97 | 1267600.3736
23 | 2738433.7783 | 1267514.6711 | 2738447.1779 | 1267522.344
24 | 2738320.3523 | 1267617.5151 | 2738322.1378 | 1267612.0182 | 2738331.2614 | 1267614.7344 | 2738331.7972 | 1267609.2193
25 | 2738320.3523 | 1267617.5151 | 2738310.614 | 1267647.5271
26 | 2738290.1915 | 1267638.4629 | 2738293.1287 | 1267636.8412 | 2738300.6363 | 1267620.779 | 2738304.3308 | 1267612.8689 | 2738316.4553 | 1267616.3894 | 2738320.3523 | 1267617.5151
27 | 2738499.6439 | 1267658.6985 | 2738502.4878 | 1267658.8097 | 2738516.8829 | 1267658.6247 | 2738533.0448 | 1267657.84
28 | 2738499.6439 | 1267658.6985 | 2738498.0756 | 1267685.0831
29 | 2738499.6439 | 1267658.6985 | 2738491.5186 | 1267658.3745 | 2738482.7962 | 1267657.9488
30 | 2738499.6439 | 1267658.6985 | 2738499.9929 | 1267652.8121 | 2738515.0767 | 1267652.4764 | 2738518.0076 | 1267652.4117 | 2738542.2456 | 1267651.8793 | 2738577.6675 | 1267650.0191 | 2738577.3328 | 1267644.3836 | 2738577.0907 | 1267640.2628
31 | 2738562.3594 | 1267656.3775 | 2738554.5631 | 1267656.7951 | 2738533.0448 | 1267657.84
32 | 2738495.0322 | 1267709.551 | 2738497.0316 | 1267702.6467 | 2738498.0756 | 1267685.0831
33 | 2738476.7277 | 1267657.4603 | 2738482.3044 | 1267657.9248 | 2738482.7962 | 1267657.9488
34 | 2738577.0907 | 1267640.2628 | 2738569.5503 | 1267640.3639 | 2738567.2892 | 1267638.5202 | 2738565.5293 | 1267628.4803 | 2738562.5736 | 1267623.5061 | 2738557.7175 | 1267624.1582
35 | 2738493.767 | 1267641.4997 | 2738498.903 | 1267641.8092 | 2738508.3451 | 1267641.8558
36 | 2738468.879 | 1267645.0199 | 2738477.7927 | 1267646.0853 | 2738480.0259 | 1267646.2267 | 2738480.295 | 1267642.1402 | 2738491.4133 | 1267641.3555 | 2738493.767 | 1267641.4997
37 | 2738468.879 | 1267645.0199 | 2738477.7927 | 1267646.0853 | 2738477.2697 | 1267651.6896 | 2738476.7277 | 1267657.4603
38 | 2738562.3594 | 1267656.3775 | 2738564.0107 | 1267665.9363
39 | 2738564.0107 | 1267665.9363 | 2738564.9715 | 1267671.4979 | 2738560.2504 | 1267674.3677 | 2738562.7277 | 1267681.6234
40 | 2738557.074 | 1267624.2446 | 2738557.7175 | 1267624.1582
41 | 2738582.8651 | 1267724.3799 | 2738579.3009 | 1267717.1004 | 2738576.5266 | 1267714.6663 | 2738574.1517 | 1267712.2193 | 2738572.5944 | 1267709.5914 | 2738566.7077 | 1267696.89
42 | 2738582.8651 | 1267724.3799 | 2738562.7035 | 1267735.4068
43 | 2738562.7277 | 1267681.6234 | 2738564.2737 | 1267686.1513 | 2738564.7723 | 1267691.8574 | 2738565.0901 | 1267693.3997 | 2738566.7077 | 1267696.89
44 | 2738562.7035 | 1267735.4068 | 2738538.1864 | 1267748.8117 | 2738534.2496 | 1267749.8024
45 | 2738083.2991 | 1267615.6142 | 2738068.8878 | 1267617.8348
46 | 2738086.1864 | 1267636.0904 | 2738083.2991 | 1267615.6142
47 | 2738068.8878 | 1267617.8348 | 2738068.4372 | 1267617.9043
48 | 2738086.1864 | 1267636.0904 | 2738092.6392 | 1267639.0218 | 2738100.7518 | 1267646.007 | 2738109.0716 | 1267646.7104
49 | 2738212.876 | 1267660.3421 | 2738217.0391 | 1267661.0402 | 2738217.4064 | 1267658.8577
50 | 2738217.4064 | 1267658.8577 | 2738244.5554 | 1267663.6085 | 2738266.796 | 1267651.3538
51 | 2738212.876 | 1267660.3421 | 2738187.3978 | 1267656.1022
52 | 2738212.876 | 1267660.3421 | 2738210.9012 | 1267673.2863 | 2738209.7116 | 1267680.6249
53 | 2738216.6293 | 1267635.7616 | 2738212.876 | 1267660.3421
54 | 2738290.1915 | 1267638.4629 | 2738266.796 | 1267651.3538
55 | 2738037.0315 | 1267602.7431 | 2738033.0763 | 1267574.4713
56 | 2738037.0315 | 1267602.7431 | 2738037.8405 | 1267608.4008 | 2738050.6778 | 1267606.5656 | 2738052.3013 | 1267616.0349 | 2738053.0305 | 1267620.2783
57 | 2738037.0315 | 1267602.7431 | 2738015.2889 | 1267605.8334
58 | 2738037.0315 | 1267602.7431 | 2738075.5402 | 1267597.273
59 | 2738033.0521 | 1267574.2989 | 2738033.0763 | 1267574.4713
60 | 2738053.0305 | 1267620.2783 | 2738054.851 | 1267630.891
61 | 2738053.0305 | 1267620.2783 | 2738068.4372 | 1267617.9043
62 | 2737992.6801 | 1267609.0468 | 2738015.2889 | 1267605.8334
63 | 2738086.686 | 1267595.6898 | 2738075.5402 | 1267597.273
64 | 2738057.3845 | 1267645.6601 | 2738059.9372 | 1267645.3092
65 | 2738057.3845 | 1267645.6601 | 2738054.851 | 1267630.891
66 | 2737943.0211 | 1267589.8356 | 2737946.7177 | 1267615.658
67 | 2737912.2042 | 1267626.0292 | 2737919.8736 | 1267624.9182 | 2737947.4819 | 1267620.981 | 2737946.7177 | 1267615.658
68 | 2737946.7177 | 1267615.658 | 2737935.1677 | 1267617.3284
69 | 2737912.2042 | 1267626.0292 | 2737921.4925 | 1267631.3733 | 2737947.0658 | 1267627.562
70 | 2738163.1084 | 1267595.9382 | 2738160.5834 | 1267628.0678
71 | 2738163.1084 | 1267595.9382 | 2738179.6819 | 1267593.7346
72 | 2738159.3551 | 1267643.6968 | 2738160.5834 | 1267628.0678
73 | 2738170.8742 | 1267583.3075 | 2738172.8816 | 1267588.9154 | 2738178.778 | 1267587.9523 | 2738179.6819 | 1267593.7346
74 | 2738179.6819 | 1267593.7346 | 2738182.2399 | 1267610.1644
75 | 2737965.1026 | 1267624.8738 | 2737970.1733 | 1267624.1137 | 2737979.4652 | 1267616.4121 | 2737993.0561 | 1267614.5498 | 2737992.6801 | 1267609.0468
76 | 2737992.6801 | 1267609.0468 | 2737990.6958 | 1267580.0923
77 | 2737965.1026 | 1267624.8738 | 2737965.4027 | 1267635.2353 | 2737959.0067 | 1267645.0177
78 | 2737965.1026 | 1267624.8738 | 2737947.0658 | 1267627.562
79 | 2737990.6958 | 1267580.0923 | 2737990.6346 | 1267579.2004
80 | 2738221.1203 | 1267560.0488 | 2738224.4893 | 1267558.9598 | 2738227.8581 | 1267557.882 | 2738231.8036 | 1267556.6175 | 2738233.096 | 1267558.672 | 2738235.2975 | 1267559.8468 | 2738243.2317 | 1267559.977 | 2738245.6116 | 1267560.9336 | 2738247.9153 | 1267563.5344 | 2738249.8718 | 1267560.6997 | 2738262.7232 | 1267570.4876 | 2738267.9406 | 1267573.1122 | 2738273.5955 | 1267574.4236 | 2738288.3223 | 1267575.5136 | 2738292.4656 | 1267574.8099 | 2738295.0948 | 1267572.8362
81 | 2738295.0948 | 1267572.8362 | 2738295.9995 | 1267569.899 | 2738300.0826 | 1267518.2826
82 | 2738221.1203 | 1267560.0488 | 2738216.5719 | 1267561.3325
83 | 2738302.4646 | 1267488.1717 | 2738300.0826 | 1267518.2826
84 | 2738205.4268 | 1267577.4097 | 2738207.3781 | 1267576.4099 | 2738216.5719 | 1267561.3325
85 | 2738257.3772 | 1267481.3761 | 2738257.6518 | 1267478.0126 | 2738258.79 | 1267460.9227 | 2738276.9317 | 1267467.3422 | 2738297.9239 | 1267469.0907 | 2738303.4991 | 1267475.0936
86 | 2738234.1513 | 1267473.3918 | 2738242.8112 | 1267474.0505 | 2738247.7273 | 1267474.4325 | 2738257.6518 | 1267478.0126 | 2738257.3772 | 1267481.3761
87 | 2738257.3772 | 1267481.3761 | 2738250.5982 | 1267479.8272 | 2738230.5588 | 1267478.2353
88 | 2738303.4991 | 1267475.0936 | 2738302.4646 | 1267488.1717
89 | 2738234.1513 | 1267473.3918 | 2738234.7163 | 1267465.0706
90 | 2738170.8742 | 1267583.3075 | 2738148.0981 | 1267586.7353
91 | 2738170.8742 | 1267583.3075 | 2738161.9305 | 1267562.9231 | 2738161.8166 | 1267562.7194
92 | 2738205.4268 | 1267577.4097 | 2738170.8742 | 1267583.3075
93 | 2738216.6293 | 1267635.7616 | 2738185.4362 | 1267630.6939 | 2738182.2399 | 1267610.1644
94 | 2738151.081 | 1267543.5284 | 2738161.8166 | 1267562.7194
95 | 2737942.8162 | 1267647.5979 | 2737959.0067 | 1267645.0177
96 | 2738530.4134 | 1267607.3963 | 2738497.8362 | 1267603.3431
97 | 2738558.761 | 1267606.9117 | 2738532.2443 | 1267607.6241 | 2738530.4134 | 1267607.3963
98 | 2738512.4866 | 1267755.279 | 2738534.2496 | 1267749.8024
99 | 2738495.0322 | 1267709.551 | 2738485.6915 | 1267707.7525 | 2738468.6577 | 1267704.482
100 | 2738495.0322 | 1267709.551 | 2738486.3511 | 1267721.3701
101 | 2738148.6595 | 1267539.201 | 2738151.081 | 1267543.5284
102 | 2738148.6595 | 1267539.201 | 2738159.7488 | 1267531.7062
103 | 2738123.8086 | 1267556.2589 | 2738151.081 | 1267543.5284
104 | 2738174.4505 | 1267444.9681 | 2738162.6745 | 1267445.2042 | 2738154.9412 | 1267447.103 | 2738154.5287 | 1267460.2283 | 2738137.7059 | 1267468.2428 | 2738138.7555 | 1267471.6596 | 2738134.0029 | 1267476.8424 | 2738136.6311 | 1267479.0949
105 | 2738174.4505 | 1267444.9681 | 2738171.6182 | 1267483.207
106 | 2738136.6311 | 1267479.0949 | 2738142.1568 | 1267483.8784
107 | 2738098.0507 | 1267494.2635 | 2738107.4384 | 1267492.1364 | 2738115.6161 | 1267487.6565 | 2738120.7974 | 1267482.8173 | 2738123.1378 | 1267479.669 | 2738130.7471 | 1267485.964 | 2738133.8825 | 1267482.3115 | 2738136.6311 | 1267479.0949
108 | 2738098.0507 | 1267494.2635 | 2738110.6766 | 1267520.4184
109 | 2738098.0507 | 1267494.2635 | 2738072.7265 | 1267499.9996 | 2738062.6495 | 1267505.047
110 | 2738123.8086 | 1267556.2589 | 2738120.999 | 1267541.8014 | 2738110.6766 | 1267520.4184
111 | 2738062.6495 | 1267505.047 | 2738040.1074 | 1267516.338
112 | 2738235.611 | 1267451.8939 | 2738234.7163 | 1267465.0706
113 | 2738220.8359 | 1267450.6027 | 2738230.4929 | 1267451.4516 | 2738235.611 | 1267451.8939
114 | 2738218.1603 | 1267450.3732 | 2738220.8359 | 1267450.6027
115 | 2738124.7261 | 1267648.6921 | 2738122.7474 | 1267645.3983 | 2738111.6644 | 1267646.9296 | 2738109.0716 | 1267646.7104
116 | 2738153.471 | 1267675.034 | 2738159.3551 | 1267643.6968
117 | 2738206.6766 | 1267699.3461 | 2738210.7579 | 1267699.9977 | 2738212.7941 | 1267687.3219
118 | 2738212.7941 | 1267687.3219 | 2738247.0083 | 1267692.4597
119 | 2738206.6766 | 1267699.3461 | 2738209.7116 | 1267680.6249
120 | 2738201.5111 | 1267731.1784 | 2738206.6766 | 1267699.3461
121 | 2738247.0083 | 1267692.4597 | 2738252.7835 | 1267693.3269
122 | 2738187.3978 | 1267656.1022 | 2738175.8942 | 1267654.1878
123 | 2738329.4996 | 1267701.8221 | 2738332.3539 | 1267704.3803 | 2738341.6969 | 1267707.3686
124 | 2738329.4996 | 1267701.8221 | 2738325.3389 | 1267700.7014 | 2738315.1149 | 1267704.0199
125 | 2738341.6969 | 1267707.3686 | 2738343.8292 | 1267706.6733 | 2738349.048 | 1267709.5539
126 | 2738315.1149 | 1267704.0199 | 2738304.0459 | 1267707.6126
127 | 2738027.5117 | 1267522.647 | 2738040.1074 | 1267516.338
128 | 2738027.5117 | 1267522.647 | 2738025.5114 | 1267523.6489
129 | 2737999.0185 | 1267529.8404 | 2738008.7488 | 1267528.8888 | 2738023.7004 | 1267524.556 | 2738025.5114 | 1267523.6489
130 | 2737999.0185 | 1267529.8404 | 2737995.9648 | 1267530.139
131 | 2738157.1417 | 1267312.5936 | 2738140.8757 | 1267318.2716 | 2738132.9038 | 1267320.892
132 | 2738157.1417 | 1267312.5936 | 2738177.0152 | 1267305.6563
133 | 2738547.1196 | 1267559.059 | 2738527.7315 | 1267558.1913
134 | 2738433.7783 | 1267514.6711 | 2738435.0255 | 1267507.7269 | 2738436.3737 | 1267493.2667 | 2738434.8973 | 1267487.1817 | 2738434.1525 | 1267479.4827
135 | 2738433.7783 | 1267514.6711 | 2738428.5274 | 1267517.0059 | 2738413.4573 | 1267508.7953
136 | 2737995.9648 | 1267530.139 | 2737975.1533 | 1267532.1742 | 2737964.6753 | 1267532.6241
137 | 2737964.3642 | 1267562.3738 | 2737929.0185 | 1267566.5921
138 | 2737964.3642 | 1267562.3738 | 2737963.0981 | 1267550.4147
139 | 2737963.0981 | 1267550.4147 | 2737963.074 | 1267550.1871
140 | 2737961.2303 | 1267532.772 | 2737963.074 | 1267550.1871
141 | 2737961.2303 | 1267532.772 | 2737964.6753 | 1267532.6241
142 | 2737961.2303 | 1267532.772 | 2737929.2939 | 1267534.1401
143 | 2738218.1603 | 1267450.3732 | 2738219.7826 | 1267447.019 | 2738237.9798 | 1267415.047 | 2738270.0462 | 1267434.0044
144 | 2738280.8252 | 1267421.3554 | 2738279.3484 | 1267425.5694 | 2738279.04 | 1267429.0878 | 2738277.7103 | 1267430.5581 | 2738270.0462 | 1267434.0044
145 | 2738280.8252 | 1267421.3554 | 2738272.073 | 1267410.4845 | 2738262.7397 | 1267395.1624 | 2738252.2421 | 1267382.9272 | 2738245.345 | 1267372.2667 | 2738243.3895 | 1267369.835
146 | 2738233.3748 | 1267357.3055 | 2738238.0345 | 1267363.1758 | 2738243.3895 | 1267369.835
147 | 2738233.3748 | 1267357.3055 | 2738224.5155 | 1267347.4666 | 2738216.2169 | 1267337.4739 | 2738214.3334 | 1267334.2934 | 2738211.6025 | 1267329.9921 | 2738210.8216 | 1267326.8751
148 | 2738233.3748 | 1267357.3055 | 2738246.3199 | 1267347.0687
149 | 2738203.2819 | 1267296.4873 | 2738206.2914 | 1267303.6868 | 2738208.0313 | 1267309.4665 | 2738208.7024 | 1267311.6843 | 2738209.8255 | 1267322.8992 | 2738210.8216 | 1267326.8751
150 | 2738246.3199 | 1267347.0687 | 2738249.8486 | 1267344.2782 | 2738252.6095 | 1267340.8617 | 2738254.2576 | 1267337.3747 | 2738254.5546 | 1267332.0876 | 2738254.0109 | 1267330.5451
151 | 2738084.874 | 1267748.5466 | 2738041.7233 | 1267739.576
152 | 2738084.874 | 1267748.5466 | 2738087.4149 | 1267732.9575
153 | 2738084.874 | 1267748.5466 | 2738083.8985 | 1267754.5185 | 2738092.3014 | 1267747.1521 | 2738094.1977 | 1267743.6708 | 2738097.1818 | 1267728.7705
154 | 2738087.4149 | 1267732.9575 | 2738090.8337 | 1267712.0282 | 2738094.416 | 1267690.1033
155 | 2738097.1818 | 1267728.7705 | 2738099.5468 | 1267716.9482
156 | 2738097.1818 | 1267728.7705 | 2738117.8698 | 1267728.9987 | 2738122.596 | 1267725.5836 | 2738136.8257 | 1267726.0166 | 2738138.792 | 1267724.0495 | 2738139.1755 | 1267720.5329 | 2738139.4711 | 1267715.7883
157 | 2738099.5468 | 1267716.9482 | 2738103.7061 | 1267696.1566
158 | 2738142.5115 | 1267698.9677 | 2738142.2644 | 1267709.5277 | 2738139.6578 | 1267712.7922 | 2738139.4711 | 1267715.7883
159 | 2738188.1487 | 1267767.3677 | 2738195.5355 | 1267767.7074 | 2738199.8459 | 1267767.8973 | 2738201.9613 | 1267754.734 | 2738217.3865 | 1267757.1749
160 | 2738188.1487 | 1267767.3677 | 2738190.8718 | 1267751.109
161 | 2738217.3865 | 1267757.1749 | 2738221.706 | 1267730.8922
162 | 2738217.3865 | 1267757.1749 | 2738242.5881 | 1267761.155
163 | 2738201.5111 | 1267731.1784 | 2738205.6365 | 1267731.8755 | 2738201.9613 | 1267754.734 | 2738217.3865 | 1267757.1749
164 | 2738201.5111 | 1267731.1784 | 2738175.5843 | 1267726.8368
165 | 2738270.137 | 1267765.5058 | 2738272.9519 | 1267743.7061
166 | 2738270.137 | 1267765.5058 | 2738242.5881 | 1267761.155
167 | 2738357.8464 | 1267764.7023 | 2738364.6011 | 1267793.2993 | 2738356.8697 | 1267794.8086
168 | 2738409.4326 | 1267782.2161 | 2738383.7584 | 1267788.7879 | 2738378.7083 | 1267788.9921 | 2738364.6011 | 1267793.2993 | 2738356.8697 | 1267794.8086
169 | 2738356.8697 | 1267794.8086 | 2738356.5099 | 1267784.4568 | 2738354.9912 | 1267775.6794 | 2738353.8982 | 1267773.4739 | 2738353.6623 | 1267772.4607
170 | 2738357.8464 | 1267764.7023 | 2738354.2352 | 1267749.4136
171 | 2738357.8464 | 1267764.7023 | 2738371.4502 | 1267761.1172
172 | 2738409.4326 | 1267782.2161 | 2738415.3512 | 1267780.7029
173 | 2738420.058 | 1267805.977 | 2738409.4326 | 1267782.2161
174 | 2738343.3991 | 1267756.2002 | 2738344.9755 | 1267758.6618 | 2738348.2437 | 1267761.8747 | 2738351.9894 | 1267765.2768 | 2738353.6623 | 1267772.4607
175 | 2738153.471 | 1267675.034 | 2738150.5894 | 1267685.8661 | 2738145.0853 | 1267692.277 | 2738142.5115 | 1267698.9677 | 2738142.5115 | 1267698.9677
176 | 2738348.1342 | 1267723.5839 | 2738354.2352 | 1267749.4136
177 | 2738390.1911 | 1267756.1784 | 2738371.4502 | 1267761.1172
178 | 2738420.058 | 1267805.977 | 2738421.0352 | 1267808.5641
179 | 2738153.471 | 1267675.034 | 2738143.1981 | 1267676.3656
180 | 2738128.613 | 1267678.2561 | 2738143.1981 | 1267676.3656
181 | 2738128.613 | 1267678.2561 | 2738127.1275 | 1267666.7547 | 2738125.7687 | 1267665.6107 | 2738125.1118 | 1267660.5349 | 2738126.0815 | 1267658.678 | 2738124.7261 | 1267648.6921
182 | 2738128.613 | 1267678.2561 | 2738115.5076 | 1267680.005
183 | 2738203.2819 | 1267296.4873 | 2738177.0152 | 1267305.6563
184 | 2738203.2819 | 1267296.4873 | 2738202.9604 | 1267293.6659
185 | 2738202.9604 | 1267293.6659 | 2738202.0886 | 1267286.0159 | 2738204.4271 | 1267272.0126 | 2738203.1266 | 1267266.1209 | 2738203.1591 | 1267259.9045 | 2738204.5741 | 1267256.2548
186 | 2738223.2706 | 1267219.6396 | 2738221.7566 | 1267222.4365 | 2738206.1887 | 1267252.09 | 2738204.5741 | 1267256.2548
187 | 2738254.5213 | 1267280.3792 | 2738254.0835 | 1267281.1272 | 2738251.4854 | 1267286.2714 | 2738249.7492 | 1267291.269 | 2738248.8999 | 1267296.988 | 2738248.4067 | 1267302.6152 | 2738249.0496 | 1267309.5704 | 2738250.0538 | 1267317.179 | 2738251.435 | 1267322.839 | 2738253.1988 | 1267328.2411 | 2738254.0109 | 1267330.5451
188 | 2738501.9113 | 1267107.7616 | 2738501.0717 | 1267109.8439 | 2738500.3399 | 1267111.5062 | 2738499.3827 | 1267113.4634 | 2738494.9953 | 1267121.9911 | 2738493.5387 | 1267124.3704 | 2738491.7919 | 1267126.9208 | 2738489.77 | 1267129.3202 | 2738487.1976 | 1267131.7512 | 2738484.3706 | 1267134.1206 | 2738473.0711 | 1267143.2313 | 2738461.1742 | 1267152.4504 | 2738454.287 | 1267157.4273 | 2738447.7654 | 1267161.5896 | 2738440.8815 | 1267165.1429 | 2738434.0976 | 1267168.2871 | 2738422.949 | 1267172.8971 | 2738393.2086 | 1267185.7575 | 2738332.9398 | 1267212.6616 | 2738302.1284 | 1267226.2537 | 2738290.1021 | 1267232.3337 | 2738286.4085 | 1267234.4049 | 2738282.7651 | 1267237.556 | 2738279.2695 | 1267241.4669 | 2738273.8478 | 1267248.8361 | 2738259.214 | 1267272.361 | 2738254.5213 | 1267280.3792
189 | 2738466.2769 | 1267088.686 | 2738469.9949 | 1267089.7519 | 2738471.8065 | 1267090.217 | 2738473.702 | 1267090.317 | 2738475.9967 | 1267090.0928 | 2738478.1329 | 1267089.5646 | 2738492.1636 | 1267085.3893 | 2738493.3715 | 1267085.2619 | 2738494.2498 | 1267085.3826 | 2738495.1087 | 1267085.6919 | 2738495.8356 | 1267086.165 | 2738496.2685 | 1267086.9759 | 2738496.4877 | 1267087.9042 | 2738497.794 | 1267103.4943 | 2738498.1128 | 1267104.6696 | 2738498.5745 | 1267105.5368 | 2738499.2599 | 1267106.1757 | 2738500.298 | 1267106.8674 | 2738501.9113 | 1267107.7616
190 | 2738466.2769 | 1267088.686 | 2738462.6788 | 1267092.1383 | 2738460.3767 | 1267093.964 | 2738458.2049 | 1267095.37 | 2738455.9539 | 1267096.6185 | 2738449.3505 | 1267099.7668 | 2738447.9416 | 1267100.112 | 2738446.5535 | 1267100.2129 | 2738445.5104 | 1267100.0549 | 2738444.5493 | 1267099.6098 | 2738443.7269 | 1267099.0344 | 2738442.894 | 1267098.2586 | 2738436.2458 | 1267090.4731
191 | 2738349.048 | 1267709.5539 | 2738355.3818 | 1267705.9876 | 2738355.3818 | 1267705.9876
192 | 2738349.048 | 1267709.5539 | 2738347.2182 | 1267714.0487 | 2738347.0976 | 1267719.1953 | 2738348.1342 | 1267723.5839
193 | 2738427.2198 | 1267671.3304 | 2738426.3272 | 1267685.6848 | 2738426.7775 | 1267688.9652 | 2738430.0773 | 1267695.0039
194 | 2738447.7352 | 1267698.254 | 2738446.5733 | 1267698.3491 | 2738436.8102 | 1267697.5418 | 2738430.0773 | 1267695.0039
195 | 2738486.3511 | 1267721.3701 | 2738492.5488 | 1267724.2515 | 2738511.8008 | 1267725.6707 | 2738517.2234 | 1267723.4497
196 | 2738447.7352 | 1267698.254 | 2738447.3537 | 1267700.3916 | 2738468.6577 | 1267704.482
197 | 2738470.026 | 1267765.9642 | 2738489.6614 | 1267761.023
198 | 2738444.0722 | 1267738.8521 | 2738469.1727 | 1267756.435 | 2738470.026 | 1267765.9642
199 | 2738470.026 | 1267765.9642 | 2738474.6472 | 1267784.577
200 | 2738489.6614 | 1267761.023 | 2738500.8197 | 1267758.215
201 | 2738444.0722 | 1267738.8521 | 2738440.5683 | 1267742.1621 | 2738435.4741 | 1267744.2448 | 2738429.2607 | 1267745.8822
202 | 2738444.0722 | 1267738.8521 | 2738445.5543 | 1267734.4158 | 2738445.1857 | 1267729.9028 | 2738443.3918 | 1267726.1238 | 2738440.0326 | 1267722.6194 | 2738436.4266 | 1267721.8812
203 | 2738429.2607 | 1267745.8822 | 2738410.7142 | 1267750.7699
204 | 2738447.7352 | 1267698.254 | 2738448.7084 | 1267698.1767 | 2738454.769 | 1267692.1351 | 2738457.6215 | 1267684.4945 | 2738457.7182 | 1267683.2086
205 | 2738500.8197 | 1267758.215 | 2738505.5681 | 1267757.0201
206 | 2738410.7142 | 1267750.7699 | 2738390.9771 | 1267755.9712
207 | 2738458.1666 | 1267677.2495 | 2738457.7182 | 1267683.2086
208 | 2738512.4866 | 1267755.279 | 2738505.5681 | 1267757.0201
209 | 2738368.229 | 1267707.8576 | 2738362.1025 | 1267705.8337 | 2738355.3818 | 1267705.9876
210 | 2738385.2887 | 1267712.7676 | 2738380.8735 | 1267712.0347 | 2738368.229 | 1267707.8576
211 | 2738390.1911 | 1267756.1784 | 2738390.9771 | 1267755.9712
212 | 2738395.4958 | 1267714.4617 | 2738385.2887 | 1267712.7676

## bus_geodata
| x | y | coords
0 | 2738406.9723 | 1267616.5957
1 | 2738400.2863 | 1267614.6004
2 | 2738409.4448 | 1267624.619
3 | 2738385.1856 | 1267617.3772
4 | 2738407.445 | 1267631.223
5 | 2738377.0634 | 1267622.3807
6 | 2738436.9433 | 1267638.8977
7 | 2738356.7301 | 1267642.0237
8 | 2738356.9804 | 1267616.5415
9 | 2738390.8966 | 1267578.0616
10 | 2738332.3564 | 1267603.6715
11 | 2738394.5857 | 1267538.2753
12 | 2738468.5151 | 1267566.1348
13 | 2738458.263 | 1267528.6916
14 | 2738499.8465 | 1267560.104
15 | 2738473.97 | 1267600.3736
16 | 2738483.8539 | 1267505.4483
17 | 2738447.1779 | 1267522.344
18 | 2738331.7972 | 1267609.2193
19 | 2738320.3523 | 1267617.5151
20 | 2738353.9971 | 1267652.1998
21 | 2738499.6439 | 1267658.6985
22 | 2738533.0448 | 1267657.84
23 | 2738498.0756 | 1267685.0831
24 | 2738482.7962 | 1267657.9488
25 | 2738577.0907 | 1267640.2628
26 | 2738493.767 | 1267641.4997
27 | 2738508.3451 | 1267641.8558
28 | 2738468.879 | 1267645.0199
29 | 2738562.3594 | 1267656.3775
30 | 2738564.0107 | 1267665.9363
31 | 2738476.7277 | 1267657.4603
32 | 2738557.7175 | 1267624.1582
33 | 2738582.8651 | 1267724.3799
34 | 2738566.7077 | 1267696.89
35 | 2738562.7035 | 1267735.4068
36 | 2738083.2991 | 1267615.6142
37 | 2738068.8878 | 1267617.8348
38 | 2738086.1864 | 1267636.0904
39 | 2738217.4064 | 1267658.8577
40 | 2738212.876 | 1267660.3421
41 | 2738266.796 | 1267651.3538
42 | 2738037.0315 | 1267602.7431
43 | 2738033.0763 | 1267574.4713
44 | 2738053.0305 | 1267620.2783
45 | 2738015.2889 | 1267605.8334
46 | 2738075.5402 | 1267597.273
47 | 2738057.3845 | 1267645.6601
48 | 2738059.9372 | 1267645.3092
49 | 2738054.851 | 1267630.891
50 | 2738068.4372 | 1267617.9043
51 | 2737946.7177 | 1267615.658
52 | 2737943.0211 | 1267589.8356
53 | 2737912.2042 | 1267626.0292
54 | 2737935.1677 | 1267617.3284
55 | 2738163.1084 | 1267595.9382
56 | 2738160.5834 | 1267628.0678
57 | 2738179.6819 | 1267593.7346
58 | 2738310.614 | 1267647.5271
59 | 2738290.1915 | 1267638.4629
60 | 2737992.6801 | 1267609.0468
61 | 2737965.1026 | 1267624.8738
62 | 2737990.6958 | 1267580.0923
63 | 2737947.0658 | 1267627.562
64 | 2738295.0948 | 1267572.8362
65 | 2738221.1203 | 1267560.0488
66 | 2738300.0826 | 1267518.2826
67 | 2738216.5719 | 1267561.3325
68 | 2738257.3772 | 1267481.3761
69 | 2738303.4991 | 1267475.0936
70 | 2738234.1513 | 1267473.3918
71 | 2738230.5588 | 1267478.2353
72 | 2738170.8742 | 1267583.3075
73 | 2738182.2399 | 1267610.1644
74 | 2738148.0981 | 1267586.7353
75 | 2738161.8166 | 1267562.7194
76 | 2738205.4268 | 1267577.4097
77 | 2738216.6293 | 1267635.7616
78 | 2737959.0067 | 1267645.0177
79 | 2738497.8362 | 1267603.3431
80 | 2738530.4134 | 1267607.3963
81 | 2738562.7277 | 1267681.6234
82 | 2738557.074 | 1267624.2446
83 | 2738534.2496 | 1267749.8024
84 | 2738329.6459 | 1267582.405
85 | 2738495.0322 | 1267709.551
86 | 2737990.6346 | 1267579.2004
87 | 2738148.6595 | 1267539.201
88 | 2738151.081 | 1267543.5284
89 | 2738159.7488 | 1267531.7062
90 | 2738174.4505 | 1267444.9681
91 | 2738136.6311 | 1267479.0949
92 | 2738171.6182 | 1267483.207
93 | 2738142.1568 | 1267483.8784
94 | 2738098.0507 | 1267494.2635
95 | 2738110.6766 | 1267520.4184
96 | 2738062.6495 | 1267505.047
97 | 2738302.4646 | 1267488.1718
98 | 2738033.0521 | 1267574.2989
99 | 2738086.686 | 1267595.6898
100 | 2738234.7163 | 1267465.0706
101 | 2738235.611 | 1267451.8939
102 | 2738220.8359 | 1267450.6027
103 | 2738109.0716 | 1267646.7104
104 | 2738159.3551 | 1267643.6968
105 | 2738212.7941 | 1267687.3219
106 | 2738206.6766 | 1267699.3461
107 | 2738247.0083 | 1267692.4597
108 | 2738187.3978 | 1267656.1022
109 | 2738209.7116 | 1267680.6249
110 | 2738329.4996 | 1267701.8221
111 | 2738341.6969 | 1267707.3686
112 | 2738315.1149 | 1267704.0199
113 | 2737942.8162 | 1267647.5979
114 | 2738040.1074 | 1267516.338
115 | 2738027.5117 | 1267522.647
116 | 2738025.5114 | 1267523.6489
117 | 2738123.8086 | 1267556.2589
118 | 2737999.0185 | 1267529.8404
119 | 2738132.9038 | 1267320.892
120 | 2738157.1417 | 1267312.5936
121 | 2738527.7315 | 1267558.1913
122 | 2738433.7783 | 1267514.6711
123 | 2737995.9648 | 1267530.139
124 | 2737929.0185 | 1267566.5921
125 | 2737964.3642 | 1267562.3738
126 | 2737963.0981 | 1267550.4147
127 | 2737963.074 | 1267550.1871
128 | 2737961.2303 | 1267532.772
129 | 2738218.1603 | 1267450.3732
130 | 2738270.0462 | 1267434.0044
131 | 2737964.6753 | 1267532.6241
132 | 2737929.2939 | 1267534.1401
133 | 2738280.8252 | 1267421.3554
134 | 2738413.4573 | 1267508.7953
135 | 2738434.1525 | 1267479.4827
136 | 2738243.3895 | 1267369.835
137 | 2738233.3748 | 1267357.3055
138 | 2738210.8216 | 1267326.8751
139 | 2738246.3199 | 1267347.0687
140 | 2738041.7233 | 1267739.576
141 | 2738084.874 | 1267748.5466
142 | 2738087.4149 | 1267732.9575
143 | 2738097.1818 | 1267728.7705
144 | 2738094.416 | 1267690.1033
145 | 2738099.5468 | 1267716.9482
146 | 2738139.4711 | 1267715.7883
147 | 2738188.1487 | 1267767.3677
148 | 2738217.3865 | 1267757.1749
149 | 2738190.8718 | 1267751.109
150 | 2738201.5111 | 1267731.1784
151 | 2738175.5843 | 1267726.8368
152 | 2738270.137 | 1267765.5058
153 | 2738272.9519 | 1267743.7061
154 | 2738242.5881 | 1267761.155
155 | 2738356.8697 | 1267794.8086
156 | 2738357.8464 | 1267764.7023
157 | 2738409.4326 | 1267782.2161
158 | 2738353.6623 | 1267772.4607
159 | 2738221.706 | 1267730.8922
160 | 2738103.7061 | 1267696.1566
161 | 2738142.5115 | 1267698.9677
162 | 2738354.2352 | 1267749.4136
163 | 2738371.4502 | 1267761.1172
164 | 2738415.3512 | 1267780.7029
165 | 2738420.058 | 1267805.977
166 | 2738343.3991 | 1267756.2002
167 | 2738252.7835 | 1267693.3269
168 | 2738175.8942 | 1267654.1878
169 | 2738153.471 | 1267675.034
170 | 2738143.1981 | 1267676.3656
171 | 2738128.613 | 1267678.2561
172 | 2738115.5076 | 1267680.005
173 | 2738124.7261 | 1267648.6921
174 | 2738177.0152 | 1267305.6563
175 | 2738203.2819 | 1267296.4873
176 | 2738202.9604 | 1267293.6659
177 | 2738204.5741 | 1267256.2548
178 | 2738223.2706 | 1267219.6396
179 | 2738254.0109 | 1267330.5451
180 | 2738254.5213 | 1267280.3792
181 | 2738501.9113 | 1267107.7616
182 | 2738466.2769 | 1267088.686
183 | 2738436.2458 | 1267090.4731
184 | 2738349.048 | 1267709.5539
185 | 2738304.0459 | 1267707.6126
186 | 2738427.2198 | 1267671.3304
187 | 2738430.0773 | 1267695.0039
188 | 2738558.761 | 1267606.9117
189 | 2738547.1196 | 1267559.059
190 | 2738517.2234 | 1267723.4497
191 | 2738486.3511 | 1267721.3701
192 | 2738468.6577 | 1267704.482
193 | 2738470.026 | 1267765.9642
194 | 2738489.6614 | 1267761.023
195 | 2738444.0722 | 1267738.8521
196 | 2738474.6472 | 1267784.577
197 | 2738429.2607 | 1267745.8822
198 | 2738436.4266 | 1267721.8812
199 | 2738447.7352 | 1267698.254
200 | 2738500.8197 | 1267758.215
201 | 2738410.7142 | 1267750.7699
202 | 2738457.7182 | 1267683.2086
203 | 2738458.1666 | 1267677.2495
204 | 2738505.5681 | 1267757.0201
205 | 2738421.0352 | 1267808.5641
206 | 2738512.4866 | 1267755.279
207 | 2738355.3818 | 1267705.9876
208 | 2738348.1342 | 1267723.5839
209 | 2738368.229 | 1267707.8576
210 | 2738390.1911 | 1267756.1784
211 | 2738395.4958 | 1267714.4617
212 | 2738385.2887 | 1267712.7676
213 | 2738390.9771 | 1267755.9712
214 | 2738300.6363 | 1267620.779

## line_std_types
| c_nf_per_km | r_ohm_per_km | x_ohm_per_km | max_i_ka | type | q_mm2 | alpha | voltage_rating
NAYY 4x50 SE | 210 | 0.642 | 0.083 | 0.142 | cs | 50 | 0.00403 | LV
NAYY 4x120 SE | 264 | 0.225 | 0.08 | 0.242 | cs | 120 | 0.00403 | LV
NAYY 4x150 SE | 261 | 0.208 | 0.08 | 0.27 | cs | 150 | 0.00403 | LV
NA2XS2Y 1x95 RM/25 12/20 kV | 216 | 0.313 | 0.132 | 0.252 | cs | 95 | 0.00403 | MV
NA2XS2Y 1x185 RM/25 12/20 kV | 273 | 0.161 | 0.117 | 0.362 | cs | 185 | 0.00403 | MV
NA2XS2Y 1x240 RM/25 12/20 kV | 304 | 0.122 | 0.112 | 0.421 | cs | 240 | 0.00403 | MV
NA2XS2Y 1x95 RM/25 6/10 kV | 315 | 0.313 | 0.123 | 0.249 | cs | 95 | 0.00403 | MV
NA2XS2Y 1x185 RM/25 6/10 kV | 406 | 0.161 | 0.11 | 0.358 | cs | 185 | 0.00403 | MV
NA2XS2Y 1x240 RM/25 6/10 kV | 456 | 0.122 | 0.105 | 0.416 | cs | 240 | 0.00403 | MV
NA2XS2Y 1x150 RM/25 12/20 kV | 250 | 0.206 | 0.116 | 0.319 | cs | 150 | 0.00403 | MV
NA2XS2Y 1x120 RM/25 12/20 kV | 230 | 0.253 | 0.119 | 0.283 | cs | 120 | 0.00403 | MV
NA2XS2Y 1x70 RM/25 12/20 kV | 190 | 0.443 | 0.132 | 0.22 | cs | 70 | 0.00403 | MV
NA2XS2Y 1x150 RM/25 6/10 kV | 360 | 0.206 | 0.11 | 0.315 | cs | 150 | 0.00403 | MV
NA2XS2Y 1x120 RM/25 6/10 kV | 340 | 0.253 | 0.113 | 0.28 | cs | 120 | 0.00403 | MV
NA2XS2Y 1x70 RM/25 6/10 kV | 280 | 0.443 | 0.123 | 0.217 | cs | 70 | 0.00403 | MV
N2XS(FL)2Y 1x120 RM/35 64/110 kV | 112 | 0.153 | 0.166 | 0.366 | cs | 120 | 0.00393 | HV
N2XS(FL)2Y 1x185 RM/35 64/110 kV | 125 | 0.099 | 0.156 | 0.457 | cs | 185 | 0.00393 | HV
N2XS(FL)2Y 1x240 RM/35 64/110 kV | 135 | 0.075 | 0.149 | 0.526 | cs | 240 | 0.00393 | HV
N2XS(FL)2Y 1x300 RM/35 64/110 kV | 144 | 0.06 | 0.144 | 0.588 | cs | 300 | 0.00393 | HV
15-AL1/3-ST1A 0.4 | 11 | 1.8769 | 0.35 | 0.105 | ol | 16 | 0.00403 | LV
24-AL1/4-ST1A 0.4 | 11.25 | 1.2012 | 0.335 | 0.14 | ol | 24 | 0.00403 | LV
48-AL1/8-ST1A 0.4 | 12.2 | 0.5939 | 0.3 | 0.21 | ol | 48 | 0.00403 | LV
94-AL1/15-ST1A 0.4 | 13.2 | 0.306 | 0.29 | 0.35 | ol | 94 | 0.00403 | LV
34-AL1/6-ST1A 10.0 | 9.7 | 0.8342 | 0.36 | 0.17 | ol | 34 | 0.00403 | MV
48-AL1/8-ST1A 10.0 | 10.1 | 0.5939 | 0.35 | 0.21 | ol | 48 | 0.00403 | MV
70-AL1/11-ST1A 10.0 | 10.4 | 0.4132 | 0.339 | 0.29 | ol | 70 | 0.00403 | MV
94-AL1/15-ST1A 10.0 | 10.75 | 0.306 | 0.33 | 0.35 | ol | 94 | 0.00403 | MV
122-AL1/20-ST1A 10.0 | 11.1 | 0.2376 | 0.323 | 0.41 | ol | 122 | 0.00403 | MV
149-AL1/24-ST1A 10.0 | 11.25 | 0.194 | 0.315 | 0.47 | ol | 149 | 0.00403 | MV
34-AL1/6-ST1A 20.0 | 9.15 | 0.8342 | 0.382 | 0.17 | ol | 34 | 0.00403 | MV
48-AL1/8-ST1A 20.0 | 9.5 | 0.5939 | 0.372 | 0.21 | ol | 48 | 0.00403 | MV
70-AL1/11-ST1A 20.0 | 9.7 | 0.4132 | 0.36 | 0.29 | ol | 70 | 0.00403 | MV
94-AL1/15-ST1A 20.0 | 10 | 0.306 | 0.35 | 0.35 | ol | 94 | 0.00403 | MV
122-AL1/20-ST1A 20.0 | 10.3 | 0.2376 | 0.344 | 0.41 | ol | 122 | 0.00403 | MV
149-AL1/24-ST1A 20.0 | 10.5 | 0.194 | 0.337 | 0.47 | ol | 149 | 0.00403 | MV
184-AL1/30-ST1A 20.0 | 10.75 | 0.1571 | 0.33 | 0.535 | ol | 184 | 0.00403 | MV
243-AL1/39-ST1A 20.0 | 11 | 0.1188 | 0.32 | 0.645 | ol | 243 | 0.00403 | MV
48-AL1/8-ST1A 110.0 | 8 | 0.5939 | 0.46 | 0.21 | ol | 48 | 0.00403 | HV
70-AL1/11-ST1A 110.0 | 8.4 | 0.4132 | 0.45 | 0.29 | ol | 70 | 0.00403 | HV
94-AL1/15-ST1A 110.0 | 8.65 | 0.306 | 0.44 | 0.35 | ol | 94 | 0.00403 | HV
122-AL1/20-ST1A 110.0 | 8.5 | 0.2376 | 0.43 | 0.41 | ol | 122 | 0.00403 | HV
149-AL1/24-ST1A 110.0 | 8.75 | 0.194 | 0.41 | 0.47 | ol | 149 | 0.00403 | HV
184-AL1/30-ST1A 110.0 | 8.8 | 0.1571 | 0.4 | 0.535 | ol | 184 | 0.00403 | HV
243-AL1/39-ST1A 110.0 | 9 | 0.1188 | 0.39 | 0.645 | ol | 243 | 0.00403 | HV
305-AL1/39-ST1A 110.0 | 9.2 | 0.0949 | 0.38 | 0.74 | ol | 305 | 0.00403 | HV
490-AL1/64-ST1A 110.0 | 9.75 | 0.059 | 0.37 | 0.96 | ol | 490 | 0.00403 | HV
679-AL1/86-ST1A 110.0 | 9.95 | 0.042 | 0.36 | 1.15 | ol | 679 | 0.00403 | HV
490-AL1/64-ST1A 220.0 | 10 | 0.059 | 0.285 | 0.96 | ol | 490 | 0.00403 | HV
679-AL1/86-ST1A 220.0 | 11.7 | 0.042 | 0.275 | 1.15 | ol | 679 | 0.00403 | HV
490-AL1/64-ST1A 380.0 | 11 | 0.059 | 0.253 | 0.96 | ol | 490 | 0.00403 | HV
679-AL1/86-ST1A 380.0 | 14.6 | 0.042 | 0.25 | 1.15 | ol | 679 | 0.00403 | HV

## trafo_std_types
| i0_percent | pfe_kw | vkr_percent | sn_mva | vn_lv_kv | vn_hv_kv | vk_percent | shift_degree | vector_group | tap_side | tap_neutral | tap_min | tap_max | tap_step_degree | tap_step_percent | tap_phase_shifter
160 MVA 380/110 kV | 0.06 | 60 | 0.25 | 160 | 110 | 380 | 12.2 | 0 | Yy0 | hv | 0 | -9 | 9 | 0 | 1.5 | FALSE
100 MVA 220/110 kV | 0.06 | 55 | 0.26 | 100 | 110 | 220 | 12 | 0 | Yy0 | hv | 0 | -9 | 9 | 0 | 1.5 | FALSE
63 MVA 110/20 kV | 0.04 | 22 | 0.32 | 63 | 20 | 110 | 18 | 150 | YNd5 | hv | 0 | -9 | 9 | 0 | 1.5 | FALSE
40 MVA 110/20 kV | 0.05 | 18 | 0.34 | 40 | 20 | 110 | 16.2 | 150 | YNd5 | hv | 0 | -9 | 9 | 0 | 1.5 | FALSE
25 MVA 110/20 kV | 0.07 | 14 | 0.41 | 25 | 20 | 110 | 12 | 150 | YNd5 | hv | 0 | -9 | 9 | 0 | 1.5 | FALSE
63 MVA 110/10 kV | 0.04 | 22 | 0.32 | 63 | 10 | 110 | 18 | 150 | YNd5 | hv | 0 | -9 | 9 | 0 | 1.5 | FALSE
40 MVA 110/10 kV | 0.05 | 18 | 0.34 | 40 | 10 | 110 | 16.2 | 150 | YNd5 | hv | 0 | -9 | 9 | 0 | 1.5 | FALSE
25 MVA 110/10 kV | 0.07 | 14 | 0.41 | 25 | 10 | 110 | 12 | 150 | YNd5 | hv | 0 | -9 | 9 | 0 | 1.5 | FALSE
0.25 MVA 20/0.4 kV | 0.32 | 0.8 | 1.44 | 0.25 | 0.4 | 20 | 6 | 150 | Yzn5 | hv | 0 | -2 | 2 | 0 | 2.5 | FALSE
0.4 MVA 20/0.4 kV | 0.3375 | 1.35 | 1.425 | 0.4 | 0.4 | 20 | 6 | 150 | Dyn5 | hv | 0 | -2 | 2 | 0 | 2.5 | FALSE
0.63 MVA 20/0.4 kV | 0.2619 | 1.65 | 1.206 | 0.63 | 0.4 | 20 | 6 | 150 | Dyn5 | hv | 0 | -2 | 2 | 0 | 2.5 | FALSE
0.25 MVA 10/0.4 kV | 0.24 | 0.6 | 1.2 | 0.25 | 0.4 | 10 | 4 | 150 | Dyn5 | hv | 0 | -2 | 2 | 0 | 2.5 | FALSE
0.4 MVA 10/0.4 kV | 0.2375 | 0.95 | 1.325 | 0.4 | 0.4 | 10 | 4 | 150 | Dyn5 | hv | 0 | -2 | 2 | 0 | 2.5 | FALSE
0.63 MVA 10/0.4 kV | 0.1873 | 1.18 | 1.0794 | 0.63 | 0.4 | 10 | 4 | 150 | Dyn5 | hv | 0 | -2 | 2 | 0 | 2.5 | FALSE

## trafo3w_std_types
| sn_hv_mva | sn_mv_mva | sn_lv_mva | vn_hv_kv | vn_mv_kv | vn_lv_kv | vk_hv_percent | vk_mv_percent | vk_lv_percent | vkr_hv_percent | vkr_mv_percent | vkr_lv_percent | pfe_kw | i0_percent | shift_mv_degree | shift_lv_degree | vector_group | tap_side | tap_neutral | tap_min | tap_max | tap_step_percent
63/25/38 MVA 110/20/10 kV | 63 | 25 | 38 | 110 | 20 | 10 | 10.4 | 10.4 | 10.4 | 0.28 | 0.32 | 0.35 | 35 | 0.89 | 0 | 0 | YN0yn0yn0 | hv | 0 | -10 | 10 | 1.2
63/25/38 MVA 110/10/10 kV | 63 | 25 | 38 | 110 | 10 | 10 | 10.4 | 10.4 | 10.4 | 0.28 | 0.32 | 0.35 | 35 | 0.89 | 0 | 0 | YN0yn0yn0 | hv | 0 | -10 | 10 | 1.2

## fuse_std_types
| fuse_type | i_rated_a | t_avg | t_min | t_total | x_avg | x_min | x_total
HV 100A | HV 100A | 100 | 0 | [10.0, 3.64, 0.854, 0.281, 0.1, 0.0531, 0.022, 0.01] | [10.0, 4.267, 1.21, 0.403, 0.1, 0.058, 0.022, 0.01] | 0 | [300.0, 350.0, 450.0, 550.0, 700.0, 850.0, 1200.0, 1752.0] | [600.0, 700.0, 900.0, 1150.0, 1665.0, 2000.0, 3000.0, 4313.0]
HV 10A | HV 10A | 10 | 0 | [10.0, 1675.0, 0.344, 0.156, 0.1, 0.0417, 0.0171, 0.01] | [10.0, 1.3, 0.3, 0.155, 0.1, 0.0555, 0.023, 0.01] | 0 | [30.0, 32.0, 35.0, 37.0, 39.0, 50.0, 70.0, 88.0] | [60.0, 70.0, 80.0, 87.0, 94.0, 110.0, 150.0, 216.0]
HV 125A | HV 125A | 125 | 0 | [10.0, 1.82, 0.344, 0.1, 0.0467, 0.0269, 0.01] | [10.0, 2.478, 0.426, 0.1, 0.0427, 0.0211, 0.01] | 0 | [375.0, 500.0, 700.0, 925.0, 1200.0, 1500.0, 2341.0] | [750.0, 1000.0, 1500.0, 2200.0, 3000.0, 4000.0, 5765.0]
HV 160A | HV 160A | 160 | 0 | [10.0, 4.15, 1.03, 0.198, 0.1, 0.051, 0.0172, 0.01] | [10.0, 2.3, 0.734, 0.274, 0.1, 0.046, 0.0177, 0.01] | 0 | [480.0, 550.0, 700.0, 1000.0, 1260.0, 1600.0, 2500.0, 3227.0] | [960.0, 1300.0, 1700.0, 2200.0, 2996.0, 4000.0, 6000.0, 7946.0]
HV 16A | HV 16A | 16 | 0 | [10.0, 0.352, 0.164, 0.1, 0.0649, 0.0342, 0.01] | [10.0, 2.34, 0.722, 0.181, 0.1, 0.055, 0.0296, 0.01] | 0 | [48.0, 60.0, 65.0, 71.0, 80.0, 100.0, 162.0] | [96.0, 110.0, 125.0, 150.0, 168.0, 200.0, 250.0, 398.0]
HV 200A | HV 200A | 200 | 0 | [10.0, 4.267, 1.21, 0.403, 0.1, 0.058, 0.022, 0.01] | [10.0, 3.73, 1.654, 0.328, 0.1, 0.0531, 0.019, 0.01] | 0 | [600.0, 700.0, 900.0, 1150.0, 1665.0, 2000.0, 3000.0, 4313.0] | [1200.0, 1500.0, 1800.0, 2700.0, 3960.0, 5000.0, 7500.0, 10620.0]
HV 20A | HV 20A | 20 | 0 | [10.0, 1.3, 0.3, 0.155, 0.1, 0.0555, 0.023, 0.01] | [10.0, 1.3, 0.161, 0.1, 0.0611, 0.0399, 0.0141, 0.01] | 0 | [60.0, 70.0, 80.0, 87.0, 94.0, 110.0, 150.0, 216.0] | [120.0, 150.0, 200.0, 223.0, 260.0, 300.0, 450.0, 532.0]
HV 25A | HV 25A | 25 | 0 | [10.0, 2.512, 0.833, 0.299, 0.1, 0.0372, 0.0223, 0.01] | [10.0, 3.125, 0.597, 0.198, 0.1, 0.0378, 0.022, 0.01] | 0 | [75.0, 82.0, 90.0, 100.0, 124.0, 170.0, 200.0, 289.0] | [150.0, 170.0, 210.0, 250.0, 294.0, 400.0, 500.0, 711.0]
HV 31.5A | HV 31.5A | 31.5 | 0 | [10.0, 2.34, 0.722, 0.181, 0.1, 0.055, 0.0296, 0.01] | [10.0, 2.84, 0.368, 0.164, 0.1, 0.0621, 0.0378, 0.0195, 0.01] | 0 | [95.0, 110.0, 125.0, 150.0, 165.0, 200.0, 250.0, 390.0] | [189.0, 220.0, 300.0, 350.0, 393.0, 450.0, 530.0, 700.0, 960.0]
HV 40A | HV 40A | 40 | 0 | [10.0, 1.3, 0.161, 0.1, 0.0611, 0.0399, 0.0141, 0.01] | [10.0, 2.05, 0.369, 0.198, 0.1, 0.051, 0.0298, 0.01] | 0 | [120.0, 150.0, 200.0, 223.0, 260.0, 300.0, 450.0, 532.0] | [240.0, 300.0, 400.0, 450.0, 530.0, 650.0, 800.0, 1311.0]
HV 50A | HV 50A | 50 | 0 | [10.0, 3.215, 0.597, 0.198, 0.1, 0.0378, 0.022, 0.01] | [10.0, 3.64, 0.854, 0.281, 0.1, 0.0531, 0.022, 0.01] | 0 | [150.0, 170.0, 210.0, 250.0, 294.0, 400.0, 500.0, 711.0] | [300.0, 350.0, 450.0, 550.0, 700.0, 850.0, 1200.0, 1752.0]
HV 6.3A | HV 6.3A | 6.3 | 0 | [10.0, 1.39, 0.344, 0.168, 0.1, 0.056, 0.0263, 0.01] | [10.0, 1.711, 0.516, 0.198, 0.1, 0.0634, 0.0303, 0.01] | 0 | [19.0, 19.5, 20.4, 20.8, 22.0, 25.0, 32.0, 48.0] | [38.0, 40.0, 43.0, 48.0, 53.0, 60.0, 75.0, 118.0]
HV 63A | HV 63A | 63 | 0 | [10.0, 2.84, 0.368, 0.164, 0.1, 0.0621, 0.0378, 0.0195, 0.01] | [10.0, 1.82, 0.344, 0.1, 0.0467, 0.0269, 0.01] | 0 | [189.0, 220.0, 300.0, 350.0, 393.0, 450.0, 530.0, 700.0, 961.0] | [378.0, 500.0, 700.0, 934.0, 1200.0, 1500.0, 2366.0]
HV 80A | HV 80A | 80 | 0 | [10.0, 2.05, 0.369, 0.198, 0.1, 0.051, 0.0298, 0.01] | [10.0, 4.15, 1.03, 0.198, 0.1, 0.051, 0.0172, 0.01] | 0 | [240.0, 300.0, 400.0, 450.0, 530.0, 650.0, 800.0, 1311.0] | [480.0, 550.0, 700.0, 1000.0, 1260.0, 1600.0, 2500.0, 3227.0]
Siemens NH-1-100 | Siemens NH-1-100 | 100 | [5400.0, 2000.0, 400.0, 20.0, 1.0, 0.2, 0.012, 0.004] | 0 | 0 | [150.0, 190.0, 250.0, 430.0, 900.0, 1250.0, 2700.0, 3600.0] | 0 | 0
Siemens NH-1-125 | Siemens NH-1-125 | 125 | [4800.0, 120.0, 7.0, 0.1, 0.004] | 0 | 0 | [180.0, 400.0, 740.0, 2000.0, 4250.0] | 0 | 0
Siemens NH-1-16 | Siemens NH-1-16 | 16 | [4000.0, 400.0, 2.0, 0.1, 0.04, 0.01] | 0 | 0 | [26.0, 35.0, 75.0, 150.0, 200.0, 300.0] | 0 | 0
Siemens NH-1-160 | Siemens NH-1-160 | 160 | [4800.0, 120.0, 7.0, 0.1, 0.004] | 0 | 0 | [210.0, 500.0, 900.0, 2300.0, 5000.0] | 0 | 0
Siemens NH-1-25 | Siemens NH-1-25 | 25 | [4000.0, 1000.0, 10.0, 0.2, 0.02, 0.01] | 0 | 0 | [40.0, 50.0, 100.0, 210.0, 400.0, 500.0] | 0 | 0
Siemens NH-1-50 | Siemens NH-1-50 | 50 | [4000.0, 40.0, 4.0, 1.0, 0.02, 0.01] | 0 | 0 | [86.0, 200.0, 300.0, 400.0, 1000.0, 1280.0] | 0 | 0
Siemens NH-1-63 | Siemens NH-1-63 | 63 | [4000.0, 100.0, 10.0, 2.0, 0.04, 0.01] | 0 | 0 | [100.0, 200.0, 300.0, 400.0, 1000.0, 1500.0] | 0 | 0
Siemens NH-1-80 | Siemens NH-1-80 | 80 | [4800.0, 120.0, 7.0, 0.1, 0.01] | 0 | 0 | [150.58, 250.0, 450.0, 1150.0, 2470.0] | 0 | 0
Siemens NH-2-1000 | Siemens NH-2-1000 | 1000 | [4800.0, 120.0, 7.0, 0.1, 0.004] | 0 | 0 | [1900.0, 3500.0, 8400.0, 24000.0, 52000.0] | 0 | 0
Siemens NH-2-200 | Siemens NH-2-200 | 200 | [4800.0, 120.0, 7.0, 0.1, 0.004] | 0 | 0 | [280.0, 650.0, 1200.0, 3000.0, 7000.0] | 0 | 0
Siemens NH-2-224 | Siemens NH-2-224 | 224 | [4800.0, 120.0, 7.0, 0.2, 0.04, 0.004] | 0 | 0 | [400.0, 750.0, 1453.0, 3025.0, 4315.0, 7600.0] | 0 | 0
Siemens NH-2-250 | Siemens NH-2-250 | 250 | [4800.0, 120.0, 7.0, 0.1, 0.004] | 0 | 0 | [450.0, 800.0, 1650.0, 4000.0, 8500.0] | 0 | 0
Siemens NH-2-315 | Siemens NH-2-315 | 315 | [4800.0, 120.0, 7.0, 0.1, 0.004] | 0 | 0 | [550.0, 920.0, 1900.0, 5000.0, 11000.0] | 0 | 0
Siemens NH-2-355 | Siemens NH-2-355 | 355 | [4800.0, 120.0, 6.0, 0.1, 0.004] | 0 | 0 | [650.0, 1116.27, 2350.0, 5840.0, 12790.0] | 0 | 0
Siemens NH-2-400 | Siemens NH-2-400 | 400 | [4800.0, 120.0, 7.0, 0.1, 0.004] | 0 | 0 | [720.0, 1350.0, 2800.0, 6500.0, 15000.0] | 0 | 0
Siemens NH-2-425 | Siemens NH-2-425 | 425 | [4800.0, 120.0, 7.0, 0.1, 0.004] | 0 | 0 | [850.0, 1500.0, 3050.0, 7500.0, 16500.0] | 0 | 0
Siemens NH-2-630 | Siemens NH-2-630 | 630 | [4800.0, 120.0, 7.0, 0.1, 0.004] | 0 | 0 | [1200.0, 2000.0, 4800.0, 12000.0, 26000.0] | 0 | 0

## dtypes
| element | column | dtype
0 | bus | name | object
1 | bus | vn_kv | float64
2 | bus | type | object
3 | bus | zone | object
4 | bus | in_service | bool
5 | load | name | object
6 | load | bus | uint32
7 | load | p_mw | float64
8 | load | q_mvar | float64
9 | load | const_z_percent | float64
10 | load | const_i_percent | float64
11 | load | sn_mva | float64
12 | load | scaling | float64
13 | load | in_service | bool
14 | load | type | object
15 | ext_grid | name | object
16 | ext_grid | bus | uint32
17 | ext_grid | vm_pu | float64
18 | ext_grid | va_degree | float64
19 | ext_grid | slack_weight | float64
20 | ext_grid | in_service | bool
21 | line | name | object
22 | line | std_type | object
23 | line | from_bus | uint32
24 | line | to_bus | uint32
25 | line | length_km | float64
26 | line | r_ohm_per_km | float64
27 | line | x_ohm_per_km | float64
28 | line | c_nf_per_km | float64
29 | line | g_us_per_km | float64
30 | line | max_i_ka | float64
31 | line | df | float64
32 | line | parallel | uint32
33 | line | type | object
34 | line | in_service | bool
35 | trafo | name | object
36 | trafo | std_type | object
37 | trafo | hv_bus | uint32
38 | trafo | lv_bus | uint32
39 | trafo | sn_mva | float64
40 | trafo | vn_hv_kv | float64
41 | trafo | vn_lv_kv | float64
42 | trafo | vk_percent | float64
43 | trafo | vkr_percent | float64
44 | trafo | pfe_kw | float64
45 | trafo | i0_percent | float64
46 | trafo | shift_degree | float64
47 | trafo | tap_side | object
48 | trafo | tap_neutral | int32
49 | trafo | tap_min | int32
50 | trafo | tap_max | int32
51 | trafo | tap_step_percent | float64
52 | trafo | tap_step_degree | float64
53 | trafo | tap_pos | int32
54 | trafo | tap_phase_shifter | bool
55 | trafo | parallel | uint32
56 | trafo | df | float64
57 | trafo | in_service | bool
58 | line_geodata | coords | object
59 | bus_geodata | x | float64
60 | bus_geodata | y | float64
61 | bus_geodata | coords | object

## parameters
| version | format_version | converged | OPF_converged | name | f_hz | sn_mva
0 | 2.14.6 | 2.14.0 | FALSE | FALSE |  | 50 | 1