## bus
| name | vn_kv | type | zone | in_service
0 | bus_LV_4566-21_0_8_node_0 | 0.4 | n |  | TRUE
1 | bus_LV_4566-21_0_8_node_1 | 0.4 | n |  | TRUE
2 | bus_LV_4566-21_0_8_node_2 | 0.4 | n |  | TRUE
3 | bus_LV_4566-21_0_8_node_3 | 0.4 | n |  | TRUE
4 | bus_LV_4566-21_0_8_node_25 | 0.4 | n |  | TRUE
5 | bus_LV_4566-21_0_8_node_4 | 0.4 | n |  | TRUE
6 | bus_LV_4566-21_0_8_node_28 | 0.4 | n |  | TRUE
7 | bus_LV_4566-21_0_8_node_230 | 0.4 | n |  | TRUE
8 | bus_LV_4566-21_0_8_node_5 | 0.4 | n |  | TRUE
9 | bus_LV_4566-21_0_8_node_90 | 0.4 | n |  | TRUE
10 | bus_LV_4566-21_0_8_node_265 | 0.4 | n |  | TRUE
11 | bus_LV_4566-21_0_8_node_6 | 0.4 | n |  | TRUE
12 | bus_LV_4566-21_0_8_node_241 | 0.4 | n |  | TRUE
13 | bus_LV_4566-21_0_8_node_18 | 0.4 | n |  | TRUE
14 | bus_LV_4566-21_0_8_node_239 | 0.4 | n |  | TRUE
15 | bus_LV_4566-21_0_8_node_7 | 0.4 | n |  | TRUE
16 | bus_LV_4566-21_0_8_node_10 | 0.4 | n |  | TRUE
17 | bus_LV_4566-21_0_8_node_269 | 0.4 | n |  | TRUE
18 | bus_LV_4566-21_0_8_node_9 | 0.4 | n |  | TRUE
19 | bus_LV_4566-21_0_8_node_16 | 0.4 | n |  | TRUE
20 | bus_LV_4566-21_0_8_node_261 | 0.4 | n |  | TRUE
21 | bus_LV_4566-21_0_8_node_64 | 0.4 | n |  | TRUE
22 | bus_LV_4566-21_0_8_node_11 | 0.4 | n |  | TRUE
23 | bus_LV_4566-21_0_8_node_14 | 0.4 | n |  | TRUE
24 | bus_LV_4566-21_0_8_node_12 | 0.4 | n |  | TRUE
25 | bus_LV_4566-21_0_8_node_256 | 0.4 | n |  | TRUE
26 | bus_LV_4566-21_0_8_node_268 | 0.4 | n |  | TRUE
27 | bus_LV_4566-21_0_8_node_254 | 0.4 | n |  | TRUE
28 | bus_LV_4566-21_0_8_node_264 | 0.4 | n |  | TRUE
29 | bus_LV_4566-21_0_8_node_22 | 0.4 | n |  | TRUE
30 | bus_LV_4566-21_0_8_node_23 | 0.4 | n |  | TRUE
31 | bus_LV_4566-21_0_8_node_270 | 0.4 | n |  | TRUE
32 | bus_LV_4566-21_0_8_node_255 | 0.4 | n |  | TRUE
33 | bus_LV_4566-21_0_8_node_29 | 0.4 | n |  | TRUE
34 | bus_LV_4566-21_0_8_node_32 | 0.4 | n |  | TRUE
35 | bus_LV_4566-21_0_8_node_97 | 0.4 | n |  | TRUE
36 | bus_LV_4566-21_0_8_node_272 | 0.4 | n |  | TRUE
37 | bus_LV_4566-21_0_8_node_98 | 0.4 | n |  | TRUE
38 | bus_LV_4566-21_0_8_node_103 | 0.4 | n |  | TRUE
39 | bus_LV_4566-21_0_8_node_258 | 0.4 | n |  | TRUE
40 | bus_LV_4566-21_0_8_node_266 | 0.4 | n |  | TRUE
41 | bus_LV_4566-21_0_8_node_89 | 0.4 | n |  | TRUE
42 | bus_LV_4566-21_0_8_node_92 | 0.4 | n |  | TRUE
43 | bus_LV_4566-21_0_8_node_95 | 0.4 | n |  | TRUE
44 | bus_LV_4566-21_0_8_node_188 | 0.4 | n |  | TRUE
45 | bus_LV_4566-21_0_8_node_93 | 0.4 | n |  | TRUE
46 | bus_LV_4566-21_0_8_node_195 | 0.4 | n |  | TRUE
47 | bus_LV_4566-21_0_8_node_194 | 0.4 | n |  | TRUE
48 | bus_LV_4566-21_0_8_node_225 | 0.4 | n |  | TRUE
49 | bus_LV_4566-21_0_8_node_242 | 0.4 | n |  | TRUE
50 | bus_LV_4566-21_0_8_node_99 | 0.4 | n |  | TRUE
51 | bus_LV_4566-21_0_8_node_100 | 0.4 | n |  | TRUE
52 | bus_LV_4566-21_0_8_node_259 | 0.4 | n |  | TRUE
53 | bus_LV_4566-21_0_8_node_252 | 0.4 | n |  | TRUE
54 | bus_LV_4566-21_0_8_node_104 | 0.4 | n |  | TRUE
55 | bus_LV_4566-21_0_8_node_87 | 0.4 | n |  | TRUE
56 | bus_LV_4566-21_0_8_node_88 | 0.4 | n |  | TRUE
57 | bus_LV_4566-21_0_8_node_226 | 0.4 | n |  | TRUE
58 | bus_LV_4566-21_0_8_node_238 | 0.4 | n |  | TRUE
59 | bus_LV_4566-21_0_8_node_63 | 0.4 | n |  | TRUE
60 | bus_LV_4566-21_0_8_node_260 | 0.4 | n |  | TRUE
61 | bus_LV_4566-21_0_8_node_263 | 0.4 | n |  | TRUE
62 | bus_LV_4566-21_0_8_node_257 | 0.4 | n |  | TRUE
63 | bus_LV_4566-21_0_8_node_267 | 0.4 | n |  | TRUE
64 | bus_LV_4566-21_0_8_node_253 | 0.4 | n |  | TRUE
65 | bus_LV_4566-21_0_8_node_206 | 0.4 | n |  | TRUE
66 | bus_LV_4566-21_0_8_node_205 | 0.4 | n |  | TRUE
67 | bus_LV_4566-21_0_8_node_30 | 0.4 | n |  | TRUE
68 | bus_LV_4566-21_0_8_node_231 | 0.4 | n |  | TRUE
69 | bus_LV_4566-21_0_8_node_136 | 0.4 | n |  | TRUE
70 | bus_LV_4566-21_0_8_node_62 | 0.4 | n |  | TRUE
71 | bus_LV_4566-21_0_8_node_54 | 0.4 | n |  | TRUE
72 | bus_LV_4566-21_0_8_node_78 | 0.4 | n |  | TRUE
73 | bus_LV_4566-21_0_8_node_229 | 0.4 | n |  | TRUE
74 | bus_LV_4566-21_0_8_node_75 | 0.4 | n |  | TRUE
75 | bus_LV_4566-21_0_8_node_76 | 0.4 | n |  | TRUE
76 | bus_LV_4566-21_0_8_node_26 | 0.4 | n |  | TRUE
77 | bus_LV_4566-21_0_8_node_27 | 0.4 | n |  | TRUE
78 | bus_LV_4566-21_0_8_node_31 | 0.4 | n |  | TRUE
79 | bus_LV_4566-21_0_8_node_33 | 0.4 | n |  | TRUE
80 | bus_LV_4566-21_0_8_node_34 | 0.4 | n |  | TRUE
81 | bus_LV_4566-21_0_8_node_35 | 0.4 | n |  | TRUE
82 | bus_LV_4566-21_0_8_node_212 | 0.4 | n |  | TRUE
83 | bus_LV_4566-21_0_8_node_211 | 0.4 | n |  | TRUE
84 | bus_LV_4566-21_0_8_node_36 | 0.4 | n |  | TRUE
85 | bus_LV_4566-21_0_8_node_37 | 0.4 | n |  | TRUE
86 | bus_LV_4566-21_0_8_node_38 | 0.4 | n |  | TRUE
87 | bus_LV_4566-21_0_8_node_39 | 0.4 | n |  | TRUE
88 | bus_LV_4566-21_0_8_node_40 | 0.4 | n |  | TRUE
89 | bus_LV_4566-21_0_8_node_41 | 0.4 | n |  | TRUE
90 | bus_LV_4566-21_0_8_node_56 | 0.4 | n |  | TRUE
91 | bus_LV_4566-21_0_8_node_49 | 0.4 | n |  | TRUE
92 | bus_LV_4566-21_0_8_node_47 | 0.4 | n |  | TRUE
93 | bus_LV_4566-21_0_8_node_217 | 0.4 | n |  | TRUE
94 | bus_LV_4566-21_0_8_node_55 | 0.4 | n |  | TRUE
95 | bus_LV_4566-21_0_8_node_118 | 0.4 | n |  | TRUE
96 | bus_LV_4566-21_0_8_node_48 | 0.4 | n |  | TRUE
97 | bus_LV_4566-21_0_8_node_218 | 0.4 | n |  | TRUE
98 | bus_LV_4566-21_0_8_node_42 | 0.4 | n |  | TRUE
99 | bus_LV_4566-21_0_8_node_43 | 0.4 | n |  | TRUE
100 | bus_LV_4566-21_0_8_node_44 | 0.4 | n |  | TRUE
101 | bus_LV_4566-21_0_8_node_45 | 0.4 | n |  | TRUE
102 | bus_LV_4566-21_0_8_node_46 | 0.4 | n |  | TRUE
103 | bus_LV_4566-21_0_8_node_57 | 0.4 | n |  | TRUE
104 | bus_LV_4566-21_0_8_node_59 | 0.4 | n |  | TRUE
105 | bus_LV_4566-21_0_8_node_120 | 0.4 | n |  | TRUE
106 | bus_LV_4566-21_0_8_node_50 | 0.4 | n |  | TRUE
107 | bus_LV_4566-21_0_8_node_51 | 0.4 | n |  | TRUE
108 | bus_LV_4566-21_0_8_node_52 | 0.4 | n |  | TRUE
109 | bus_LV_4566-21_0_8_node_53 | 0.4 | n |  | TRUE
110 | bus_LV_4566-21_0_8_node_60 | 0.4 | n |  | TRUE
111 | bus_LV_4566-21_0_8_node_61 | 0.4 | n |  | TRUE
112 | bus_LV_4566-21_0_8_node_65 | 0.4 | n |  | TRUE
113 | bus_LV_4566-21_0_8_node_66 | 0.4 | n |  | TRUE
114 | bus_LV_4566-21_0_8_node_67 | 0.4 | n |  | TRUE
115 | bus_LV_4566-21_0_8_node_68 | 0.4 | n |  | TRUE
116 | bus_LV_4566-21_0_8_node_69 | 0.4 | n |  | TRUE
117 | bus_LV_4566-21_0_8_node_145 | 0.4 | n |  | TRUE
118 | bus_LV_4566-21_0_8_node_157 | 0.4 | n |  | TRUE
119 | bus_LV_4566-21_0_8_node_234 | 0.4 | n |  | TRUE
120 | bus_LV_4566-21_0_8_node_158 | 0.4 | n |  | TRUE
121 | bus_LV_4566-21_0_8_node_70 | 0.4 | n |  | TRUE
122 | bus_LV_4566-21_0_8_node_71 | 0.4 | n |  | TRUE
123 | bus_LV_4566-21_0_8_node_72 | 0.4 | n |  | TRUE
124 | bus_LV_4566-21_0_8_node_73 | 0.4 | n |  | TRUE
125 | bus_LV_4566-21_0_8_node_74 | 0.4 | n |  | TRUE
126 | bus_LV_4566-21_0_8_node_81 | 0.4 | n |  | TRUE
127 | bus_LV_4566-21_0_8_node_79 | 0.4 | n |  | TRUE
128 | bus_LV_4566-21_0_8_node_82 | 0.4 | n |  | TRUE
129 | bus_LV_4566-21_0_8_node_80 | 0.4 | n |  | TRUE
130 | bus_LV_4566-21_0_8_node_77 | 0.4 | n |  | TRUE
131 | bus_LV_4566-21_0_8_node_163 | 0.4 | n |  | TRUE
132 | bus_LV_4566-21_0_8_node_161 | 0.4 | n |  | TRUE
133 | bus_LV_4566-21_0_8_node_249 | 0.4 | n |  | TRUE
134 | bus_LV_4566-21_0_8_node_248 | 0.4 | n |  | TRUE
135 | bus_LV_4566-21_0_8_node_144 | 0.4 | n |  | TRUE
136 | bus_LV_4566-21_0_8_node_247 | 0.4 | n |  | TRUE
137 | bus_LV_4566-21_0_8_node_116 | 0.4 | n |  | TRUE
138 | bus_LV_4566-21_0_8_node_115 | 0.4 | n |  | TRUE
139 | bus_LV_4566-21_0_8_node_83 | 0.4 | n |  | TRUE
140 | bus_LV_4566-21_0_8_node_84 | 0.4 | n |  | TRUE
141 | bus_LV_4566-21_0_8_node_85 | 0.4 | n |  | TRUE
142 | bus_LV_4566-21_0_8_node_86 | 0.4 | n |  | TRUE
143 | bus_LV_4566-21_0_8_node_113 | 0.4 | n |  | TRUE
144 | bus_LV_4566-21_0_8_node_180 | 0.4 | n |  | TRUE
145 | bus_LV_4566-21_0_8_node_223 | 0.4 | n |  | TRUE
146 | bus_LV_4566-21_0_8_node_111 | 0.4 | n |  | TRUE
147 | bus_LV_4566-21_0_8_node_179 | 0.4 | n |  | TRUE
148 | bus_LV_4566-21_0_8_node_227 | 0.4 | n |  | TRUE
149 | bus_LV_4566-21_0_8_node_228 | 0.4 | n |  | TRUE
150 | bus_LV_4566-21_0_8_node_189 | 0.4 | n |  | TRUE
151 | bus_LV_4566-21_0_8_node_203 | 0.4 | n |  | TRUE
152 | bus_LV_4566-21_0_8_node_202 | 0.4 | n |  | TRUE
153 | bus_LV_4566-21_0_8_node_134 | 0.4 | n |  | TRUE
154 | bus_LV_4566-21_0_8_node_262 | 0.4 | n |  | TRUE
155 | bus_LV_4566-21_0_8_node_193 | 0.4 | n |  | TRUE
156 | bus_LV_4566-21_0_8_node_181 | 0.4 | n |  | TRUE
157 | bus_LV_4566-21_0_8_node_105 | 0.4 | n |  | TRUE
158 | bus_LV_4566-21_0_8_node_106 | 0.4 | n |  | TRUE
159 | bus_LV_4566-21_0_8_node_107 | 0.4 | n |  | TRUE
160 | bus_LV_4566-21_0_8_node_108 | 0.4 | n |  | TRUE
161 | bus_LV_4566-21_0_8_node_109 | 0.4 | n |  | TRUE
162 | bus_LV_4566-21_0_8_node_224 | 0.4 | n |  | TRUE
163 | bus_LV_4566-21_0_8_node_198 | 0.4 | n |  | TRUE
164 | bus_LV_4566-21_0_8_node_199 | 0.4 | n |  | TRUE
165 | bus_LV_4566-21_0_8_node_110 | 0.4 | n |  | TRUE
166 | bus_LV_4566-21_0_8_node_112 | 0.4 | n |  | TRUE
167 | bus_LV_4566-21_0_8_node_114 | 0.4 | n |  | TRUE
168 | bus_LV_4566-21_0_8_node_122 | 0.4 | n |  | TRUE
169 | bus_LV_4566-21_0_8_node_123 | 0.4 | n |  | TRUE
170 | bus_LV_4566-21_0_8_node_124 | 0.4 | n |  | TRUE
171 | bus_LV_4566-21_0_8_node_125 | 0.4 | n |  | TRUE
172 | bus_LV_4566-21_0_8_node_126 | 0.4 | n |  | TRUE
173 | bus_LV_4566-21_0_8_node_137 | 0.4 | n |  | TRUE
174 | bus_LV_4566-21_0_8_node_146 | 0.4 | n |  | TRUE
175 | bus_LV_4566-21_0_8_node_138 | 0.4 | n |  | TRUE
176 | bus_LV_4566-21_0_8_node_147 | 0.4 | n |  | TRUE
177 | bus_LV_4566-21_0_8_node_127 | 0.4 | n |  | TRUE
178 | bus_LV_4566-21_0_8_node_128 | 0.4 | n |  | TRUE
179 | bus_LV_4566-21_0_8_node_129 | 0.4 | n |  | TRUE
180 | bus_LV_4566-21_0_8_node_130 | 0.4 | n |  | TRUE
181 | bus_LV_4566-21_0_8_node_131 | 0.4 | n |  | TRUE
182 | bus_LV_4566-21_0_8_node_177 | 0.4 | n |  | TRUE
183 | bus_LV_4566-21_0_8_node_213 | 0.4 | n |  | TRUE
184 | bus_LV_4566-21_0_8_node_210 | 0.4 | n |  | TRUE
185 | bus_LV_4566-21_0_8_node_133 | 0.4 | n |  | TRUE
186 | bus_LV_4566-21_0_8_node_216 | 0.4 | n |  | TRUE
187 | bus_LV_4566-21_0_8_node_240 | 0.4 | n |  | TRUE
188 | bus_LV_4566-21_0_8_node_135 | 0.4 | n |  | TRUE
189 | bus_LV_4566-21_0_8_node_204 | 0.4 | n |  | TRUE
190 | bus_LV_4566-21_0_8_node_232 | 0.4 | n |  | TRUE
191 | bus_LV_4566-21_0_8_node_233 | 0.4 | n |  | TRUE
192 | bus_LV_4566-21_0_8_node_237 | 0.4 | n |  | TRUE
193 | bus_LV_4566-21_0_8_node_175 | 0.4 | n |  | TRUE
194 | bus_LV_4566-21_0_8_node_271 | 0.4 | n |  | TRUE
195 | bus_LV_4566-21_0_8_node_178 | 0.4 | n |  | TRUE
196 | bus_LV_4566-21_0_8_node_215 | 0.4 | n |  | TRUE
197 | bus_LV_4566-21_0_8_node_220 | 0.4 | n |  | TRUE
198 | bus_LV_4566-21_0_8_node_174 | 0.4 | n |  | TRUE
199 | bus_LV_4566-21_0_8_node_182 | 0.4 | n |  | TRUE
200 | bus_LV_4566-21_0_8_node_221 | 0.4 | n |  | TRUE
201 | bus_LV_4566-21_0_8_node_176 | 0.4 | n |  | TRUE
202 | bus_LV_4566-21_0_8_node_173 | 0.4 | n |  | TRUE
203 | bus_LV_4566-21_0_8_node_139 | 0.4 | n |  | TRUE
204 | bus_LV_4566-21_0_8_node_140 | 0.4 | n |  | TRUE
205 | bus_LV_4566-21_0_8_node_141 | 0.4 | n |  | TRUE
206 | bus_LV_4566-21_0_8_node_142 | 0.4 | n |  | TRUE
207 | bus_LV_4566-21_0_8_node_143 | 0.4 | n |  | TRUE
208 | bus_LV_4566-21_0_8_node_201 | 0.4 | n |  | TRUE
209 | bus_LV_4566-21_0_8_node_219 | 0.4 | n |  | TRUE
210 | bus_LV_4566-21_0_8_node_166 | 0.4 | n |  | TRUE
211 | bus_LV_4566-21_0_8_node_200 | 0.4 | n |  | TRUE
212 | bus_LV_4566-21_0_8_node_197 | 0.4 | n |  | TRUE
213 | bus_LV_4566-21_0_8_node_251 | 0.4 | n |  | TRUE
214 | bus_LV_4566-21_0_8_node_236 | 0.4 | n |  | TRUE
215 | bus_LV_4566-21_0_8_node_148 | 0.4 | n |  | TRUE
216 | bus_LV_4566-21_0_8_node_149 | 0.4 | n |  | TRUE
217 | bus_LV_4566-21_0_8_node_150 | 0.4 | n |  | TRUE
218 | bus_LV_4566-21_0_8_node_151 | 0.4 | n |  | TRUE
219 | bus_LV_4566-21_0_8_node_192 | 0.4 | n |  | TRUE
220 | bus_LV_4566-21_0_8_node_152 | 0.4 | n |  | TRUE
221 | bus_LV_4566-21_0_8_node_153 | 0.4 | n |  | TRUE
222 | bus_LV_4566-21_0_8_node_154 | 0.4 | n |  | TRUE
223 | bus_LV_4566-21_0_8_node_155 | 0.4 | n |  | TRUE
224 | bus_LV_4566-21_0_8_node_156 | 0.4 | n |  | TRUE
225 | bus_LV_4566-21_0_8_node_235 | 0.4 | n |  | TRUE
226 | bus_LV_4566-21_0_8_node_159 | 0.4 | n |  | TRUE
227 | bus_LV_4566-21_0_8_node_167 | 0.4 | n |  | TRUE
228 | bus_LV_4566-21_0_8_node_183 | 0.4 | n |  | TRUE
229 | bus_LV_4566-21_0_8_node_160 | 0.4 | n |  | TRUE
230 | bus_LV_4566-21_0_8_node_162 | 0.4 | n |  | TRUE
231 | bus_LV_4566-21_0_8_node_164 | 0.4 | n |  | TRUE
232 | bus_LV_4566-21_0_8_node_165 | 0.4 | n |  | TRUE
233 | bus_LV_4566-21_0_8_node_186 | 0.4 | n |  | TRUE
234 | bus_LV_4566-21_0_8_node_196 | 0.4 | n |  | TRUE
235 | bus_LV_4566-21_0_8_node_187 | 0.4 | n |  | TRUE
236 | bus_LV_4566-21_0_8_node_184 | 0.4 | n |  | TRUE
237 | bus_LV_4566-21_0_8_node_168 | 0.4 | n |  | TRUE
238 | bus_LV_4566-21_0_8_node_169 | 0.4 | n |  | TRUE
239 | bus_LV_4566-21_0_8_node_170 | 0.4 | n |  | TRUE
240 | bus_LV_4566-21_0_8_node_171 | 0.4 | n |  | TRUE
241 | bus_LV_4566-21_0_8_node_172 | 0.4 | n |  | TRUE
242 | bus_LV_4566-21_0_8_node_190 | 0.4 | n |  | TRUE
243 | bus_LV_4566-21_0_8_node_214 | 0.4 | n |  | TRUE
244 | bus_LV_4566-21_0_8_node_185 | 0.4 | n |  | TRUE
245 | bus_LV_4566-21_0_8_node_222 | 0.4 | n |  | TRUE
246 | bus_LV_4566-21_0_8_node_191 | 0.4 | n |  | TRUE
247 | bus_LV_4566-21_0_8_node_207 | 0.4 | n |  | TRUE
248 | bus_LV_4566-21_0_8_node_208 | 0.4 | n |  | TRUE
249 | bus_LV_4566-21_0_8_node_209 | 0.4 | n |  | TRUE
250 | bus_LV_4566-21_0_8_node_250 | 0.4 | n |  | TRUE
251 | bus_LV_4566-21_0_8_node_245 | 0.4 | n |  | TRUE
252 | bus_LV_4566-21_0_8_node_243 | 0.4 | n |  | TRUE
253 | bus_LV_4566-21_0_8_node_244 | 0.4 | n |  | TRUE
254 | bus_LV_4566-21_0_8_node_246 | 0.4 | n |  | TRUE
255 | bus_MV_374_1_node_48 | 20 | n |  | TRUE

## load
| name | bus | p_mw | q_mvar | const_z_percent | const_i_percent | sn_mva | scaling | in_service | type
0 | LV_4566-21_0_8_load_0 | 0 | 0.0040712 | 0.0010203 | 0 | 0 |  | 1 | TRUE | wye
1 | LV_4566-21_0_8_load_3 | 3 | 0.0023731 | 0.00059477 | 0 | 0 |  | 1 | TRUE | wye
2 | LV_4566-21_0_8_load_25 | 4 | 0.0019705 | 0.00049385 | 0 | 0 |  | 1 | TRUE | wye
3 | LV_4566-21_0_8_load_28 | 6 | 0.0012916 | 0.00032371 | 0 | 0 |  | 1 | TRUE | wye
4 | LV_4566-21_0_8_load_230 | 7 | 0.0025529 | 0.00063982 | 0 | 0 |  | 1 | TRUE | wye
5 | LV_4566-21_0_8_load_265 | 10 | 0.0020032 | 0.00050206 | 0 | 0 |  | 1 | TRUE | wye
6 | LV_4566-21_0_8_load_241 | 12 | 0.0023234 | 0.00058229 | 0 | 0 |  | 1 | TRUE | wye
7 | LV_4566-21_0_8_load_239 | 14 | 0.0039263 | 0.00098403 | 0 | 0 |  | 1 | TRUE | wye
8 | LV_4566-21_0_8_load_269 | 17 | 0.0019495 | 0.00048859 | 0 | 0 |  | 1 | TRUE | wye
9 | LV_4566-21_0_8_load_261 | 20 | 0.0021318 | 0.00053428 | 0 | 0 |  | 1 | TRUE | wye
10 | LV_4566-21_0_8_load_64 | 21 | 0.034027 | 0.0085279 | 0 | 0 |  | 1 | TRUE | wye
11 | LV_4566-21_0_8_load_256 | 25 | 0.00048966 | 0.00012272 | 0 | 0 |  | 1 | TRUE | wye
12 | LV_4566-21_0_8_load_268 | 26 | 0.0019503 | 0.00048879 | 0 | 0 |  | 1 | TRUE | wye
13 | LV_4566-21_0_8_load_254 | 27 | 0.00046186 | 0.00011575 | 0 | 0 |  | 1 | TRUE | wye
14 | LV_4566-21_0_8_load_270 | 31 | 0.0084952 | 0.0021291 | 0 | 0 |  | 1 | TRUE | wye
15 | LV_4566-21_0_8_load_255 | 32 | 0.0021301 | 0.00053386 | 0 | 0 |  | 1 | TRUE | wye
16 | LV_4566-21_0_8_load_29 | 33 | 0.0013522 | 0.00033889 | 0 | 0 |  | 1 | TRUE | wye
17 | LV_4566-21_0_8_load_32 | 34 | 0.003809 | 0.00095463 | 0 | 0 |  | 1 | TRUE | wye
18 | LV_4566-21_0_8_load_272 | 36 | 0.0036866 | 0.00092395 | 0 | 0 |  | 1 | TRUE | wye
19 | LV_4566-21_0_8_load_258 | 39 | 0.0020047 | 0.00050241 | 0 | 0 |  | 1 | TRUE | wye
20 | LV_4566-21_0_8_load_89 | 41 | 0.0025371 | 0.00063585 | 0 | 0 |  | 1 | TRUE | wye
21 | LV_4566-21_0_8_load_188 | 44 | 0.00094928 | 0.00023791 | 0 | 0 |  | 1 | TRUE | wye
22 | LV_4566-21_0_8_load_194 | 47 | 0.002933 | 0.00073507 | 0 | 0 |  | 1 | TRUE | wye
23 | LV_4566-21_0_8_load_225 | 48 | 0.0018543 | 0.00046474 | 0 | 0 |  | 1 | TRUE | wye
24 | LV_4566-21_0_8_load_242 | 49 | 0.0047502 | 0.0011905 | 0 | 0 |  | 1 | TRUE | wye
25 | LV_4566-21_0_8_load_259 | 52 | 0.0047548 | 0.0011917 | 0 | 0 |  | 1 | TRUE | wye
26 | LV_4566-21_0_8_load_252 | 53 | 0.0063179 | 0.0015834 | 0 | 0 |  | 1 | TRUE | wye
27 | LV_4566-21_0_8_load_226 | 57 | 0.0030855 | 0.0007733 | 0 | 0 |  | 1 | TRUE | wye
28 | LV_4566-21_0_8_load_238 | 58 | 0.002527 | 0.00063331 | 0 | 0 |  | 1 | TRUE | wye
29 | LV_4566-21_0_8_load_63 | 59 | 0.025949 | 0.0065035 | 0 | 0 |  | 1 | TRUE | wye
30 | LV_4566-21_0_8_load_260 | 60 | 0.001011 | 0.00025339 | 0 | 0 |  | 1 | TRUE | wye
31 | LV_4566-21_0_8_load_263 | 61 | 0.0021295 | 0.0005337 | 0 | 0 |  | 1 | TRUE | wye
32 | LV_4566-21_0_8_load_257 | 62 | 0.00034671 | 8.6894e-05 | 0 | 0 |  | 1 | TRUE | wye
33 | LV_4566-21_0_8_load_267 | 63 | 0.0019494 | 0.00048858 | 0 | 0 |  | 1 | TRUE | wye
34 | LV_4566-21_0_8_load_253 | 64 | 0.00023214 | 5.8179e-05 | 0 | 0 |  | 1 | TRUE | wye
35 | LV_4566-21_0_8_load_206 | 65 | 0.0022196 | 0.00055628 | 0 | 0 |  | 1 | TRUE | wye
36 | LV_4566-21_0_8_load_205 | 66 | 0.0036884 | 0.00092441 | 0 | 0 |  | 1 | TRUE | wye
37 | LV_4566-21_0_8_load_30 | 67 | 0.0017284 | 0.00043317 | 0 | 0 |  | 1 | TRUE | wye
38 | LV_4566-21_0_8_load_231 | 68 | 0.0021549 | 0.00054006 | 0 | 0 |  | 1 | TRUE | wye
39 | LV_4566-21_0_8_load_62 | 70 | 0.0034772 | 0.00087146 | 0 | 0 |  | 1 | TRUE | wye
40 | LV_4566-21_0_8_load_78 | 72 | 0.001717 | 0.00043031 | 0 | 0 |  | 1 | TRUE | wye
41 | LV_4566-21_0_8_load_229 | 73 | 0.0017583 | 0.00044067 | 0 | 0 |  | 1 | TRUE | wye
42 | LV_4566-21_0_8_load_75 | 74 | 0.0029084 | 0.00072893 | 0 | 0 |  | 1 | TRUE | wye
43 | LV_4566-21_0_8_load_76 | 75 | 0.0030539 | 0.00076538 | 0 | 0 |  | 1 | TRUE | wye
44 | LV_4566-21_0_8_load_26 | 76 | 0.0040626 | 0.0010182 | 0 | 0 |  | 1 | TRUE | wye
45 | LV_4566-21_0_8_load_31 | 78 | 0.0023343 | 0.00058503 | 0 | 0 |  | 1 | TRUE | wye
46 | LV_4566-21_0_8_load_33 | 79 | 0.0019693 | 0.00049355 | 0 | 0 |  | 1 | TRUE | wye
47 | LV_4566-21_0_8_load_34 | 80 | 0.0037648 | 0.00094355 | 0 | 0 |  | 1 | TRUE | wye
48 | LV_4566-21_0_8_load_35 | 81 | 0.001299 | 0.00032555 | 0 | 0 |  | 1 | TRUE | wye
49 | LV_4566-21_0_8_load_212 | 82 | 0.0059968 | 0.001503 | 0 | 0 |  | 1 | TRUE | wye
50 | LV_4566-21_0_8_load_211 | 83 | 0.0020173 | 0.00050559 | 0 | 0 |  | 1 | TRUE | wye
51 | LV_4566-21_0_8_load_36 | 84 | 0.0017812 | 0.0004464 | 0 | 0 |  | 1 | TRUE | wye
52 | LV_4566-21_0_8_load_37 | 85 | 0.0018932 | 0.00047448 | 0 | 0 |  | 1 | TRUE | wye
53 | LV_4566-21_0_8_load_39 | 87 | 0.0022482 | 0.00056346 | 0 | 0 |  | 1 | TRUE | wye
54 | LV_4566-21_0_8_load_41 | 89 | 0.0013101 | 0.00032833 | 0 | 0 |  | 1 | TRUE | wye
55 | LV_4566-21_0_8_load_56 | 90 | 0.0033997 | 0.00085204 | 0 | 0 |  | 1 | TRUE | wye
56 | LV_4566-21_0_8_load_49 | 91 | 0.0014466 | 0.00036254 | 0 | 0 |  | 1 | TRUE | wye
57 | LV_4566-21_0_8_load_47 | 92 | 0.0025764 | 0.00064571 | 0 | 0 |  | 1 | TRUE | wye
58 | LV_4566-21_0_8_load_217 | 93 | 0.0010423 | 0.00026122 | 0 | 0 |  | 1 | TRUE | wye
59 | LV_4566-21_0_8_load_55 | 94 | 0.002394 | 0.0006 | 0 | 0 |  | 1 | TRUE | wye
60 | LV_4566-21_0_8_load_48 | 96 | 0.002927 | 0.00073359 | 0 | 0 |  | 1 | TRUE | wye
61 | LV_4566-21_0_8_load_218 | 97 | 0.0012583 | 0.00031537 | 0 | 0 |  | 1 | TRUE | wye
62 | LV_4566-21_0_8_load_42 | 98 | 0.00098552 | 0.00024699 | 0 | 0 |  | 1 | TRUE | wye
63 | LV_4566-21_0_8_load_43 | 99 | 0.0019726 | 0.00049438 | 0 | 0 |  | 1 | TRUE | wye
64 | LV_4566-21_0_8_load_57 | 103 | 0.0017031 | 0.00042685 | 0 | 0 |  | 1 | TRUE | wye
65 | LV_4566-21_0_8_load_59 | 104 | 0.001445 | 0.00036214 | 0 | 0 |  | 1 | TRUE | wye
66 | LV_4566-21_0_8_load_50 | 106 | 0.0029001 | 0.00072685 | 0 | 0 |  | 1 | TRUE | wye
67 | LV_4566-21_0_8_load_51 | 107 | 0.0029532 | 0.00074013 | 0 | 0 |  | 1 | TRUE | wye
68 | LV_4566-21_0_8_load_52 | 108 | 0.0023955 | 0.00060036 | 0 | 0 |  | 1 | TRUE | wye
69 | LV_4566-21_0_8_load_53 | 109 | 0.0042273 | 0.0010595 | 0 | 0 |  | 1 | TRUE | wye
70 | LV_4566-21_0_8_load_60 | 110 | 0.0036212 | 0.00090755 | 0 | 0 |  | 1 | TRUE | wye
71 | LV_4566-21_0_8_load_61 | 111 | 0.0043443 | 0.0010888 | 0 | 0 |  | 1 | TRUE | wye
72 | LV_4566-21_0_8_load_65 | 112 | 0.0028575 | 0.00071616 | 0 | 0 |  | 1 | TRUE | wye
73 | LV_4566-21_0_8_load_66 | 113 | 0.0009397 | 0.00023551 | 0 | 0 |  | 1 | TRUE | wye
74 | LV_4566-21_0_8_load_67 | 114 | 0.0034369 | 0.00086136 | 0 | 0 |  | 1 | TRUE | wye
75 | LV_4566-21_0_8_load_68 | 115 | 0.0032591 | 0.00081681 | 0 | 0 |  | 1 | TRUE | wye
76 | LV_4566-21_0_8_load_69 | 116 | 0.002138 | 0.00053583 | 0 | 0 |  | 1 | TRUE | wye
77 | LV_4566-21_0_8_load_145 | 117 | 0.0020283 | 0.00050834 | 0 | 0 |  | 1 | TRUE | wye
78 | LV_4566-21_0_8_load_157 | 118 | 0.0034356 | 0.00086103 | 0 | 0 |  | 1 | TRUE | wye
79 | LV_4566-21_0_8_load_234 | 119 | 0.0019609 | 0.00049144 | 0 | 0 |  | 1 | TRUE | wye
80 | LV_4566-21_0_8_load_158 | 120 | 0.002749 | 0.00068897 | 0 | 0 |  | 1 | TRUE | wye
81 | LV_4566-21_0_8_load_70 | 121 | 0.010691 | 0.0026793 | 0 | 0 |  | 1 | TRUE | wye
82 | LV_4566-21_0_8_load_71 | 122 | 0.0098373 | 0.0024655 | 0 | 0 |  | 1 | TRUE | wye
83 | LV_4566-21_0_8_load_72 | 123 | 0.0052763 | 0.0013224 | 0 | 0 |  | 1 | TRUE | wye
84 | LV_4566-21_0_8_load_73 | 124 | 0.0021442 | 0.00053739 | 0 | 0 |  | 1 | TRUE | wye
85 | LV_4566-21_0_8_load_74 | 125 | 0.010691 | 0.0026794 | 0 | 0 |  | 1 | TRUE | wye
86 | LV_4566-21_0_8_load_81 | 126 | 0.0044238 | 0.0011087 | 0 | 0 |  | 1 | TRUE | wye
87 | LV_4566-21_0_8_load_79 | 127 | 0.0015542 | 0.00038952 | 0 | 0 |  | 1 | TRUE | wye
88 | LV_4566-21_0_8_load_82 | 128 | 0.0021673 | 0.00054318 | 0 | 0 |  | 1 | TRUE | wye
89 | LV_4566-21_0_8_load_77 | 130 | 0.0019267 | 0.00048288 | 0 | 0 |  | 1 | TRUE | wye
90 | LV_4566-21_0_8_load_163 | 131 | 0.0017038 | 0.00042701 | 0 | 0 |  | 1 | TRUE | wye
91 | LV_4566-21_0_8_load_161 | 132 | 0.0030539 | 0.00076538 | 0 | 0 |  | 1 | TRUE | wye
92 | LV_4566-21_0_8_load_249 | 133 | 0.00097599 | 0.00024461 | 0 | 0 |  | 1 | TRUE | wye
93 | LV_4566-21_0_8_load_248 | 134 | 0.0033372 | 0.00083638 | 0 | 0 |  | 1 | TRUE | wye
94 | LV_4566-21_0_8_load_144 | 135 | 0.00097599 | 0.00024461 | 0 | 0 |  | 1 | TRUE | wye
95 | LV_4566-21_0_8_load_247 | 136 | 0.0031521 | 0.00078998 | 0 | 0 |  | 1 | TRUE | wye
96 | LV_4566-21_0_8_load_115 | 138 | 0.0013594 | 0.0003407 | 0 | 0 |  | 1 | TRUE | wye
97 | LV_4566-21_0_8_load_83 | 139 | 0.0019073 | 0.00047802 | 0 | 0 |  | 1 | TRUE | wye
98 | LV_4566-21_0_8_load_84 | 140 | 0.0015277 | 0.00038287 | 0 | 0 |  | 1 | TRUE | wye
99 | LV_4566-21_0_8_load_86 | 142 | 0.0022151 | 0.00055517 | 0 | 0 |  | 1 | TRUE | wye
100 | LV_4566-21_0_8_load_113 | 143 | 0.0028309 | 0.0007095 | 0 | 0 |  | 1 | TRUE | wye
101 | LV_4566-21_0_8_load_180 | 144 | 0.0020268 | 0.00050795 | 0 | 0 |  | 1 | TRUE | wye
102 | LV_4566-21_0_8_load_111 | 146 | 0.0026878 | 0.00067364 | 0 | 0 |  | 1 | TRUE | wye
103 | LV_4566-21_0_8_load_179 | 147 | 0.002728 | 0.00068369 | 0 | 0 |  | 1 | TRUE | wye
104 | LV_4566-21_0_8_load_227 | 148 | 0.0019544 | 0.00048983 | 0 | 0 |  | 1 | TRUE | wye
105 | LV_4566-21_0_8_load_228 | 149 | 0.0015828 | 0.00039669 | 0 | 0 |  | 1 | TRUE | wye
106 | LV_4566-21_0_8_load_203 | 151 | 0.0010254 | 0.000257 | 0 | 0 |  | 1 | TRUE | wye
107 | LV_4566-21_0_8_load_202 | 152 | 0.00098011 | 0.00024564 | 0 | 0 |  | 1 | TRUE | wye
108 | LV_4566-21_0_8_load_262 | 154 | 0.0010112 | 0.00025344 | 0 | 0 |  | 1 | TRUE | wye
109 | LV_4566-21_0_8_load_193 | 155 | 0.0068027 | 0.0017049 | 0 | 0 |  | 1 | TRUE | wye
110 | LV_4566-21_0_8_load_105 | 157 | 0.0030326 | 0.00076004 | 0 | 0 |  | 1 | TRUE | wye
111 | LV_4566-21_0_8_load_106 | 158 | 0.0029086 | 0.00072896 | 0 | 0 |  | 1 | TRUE | wye
112 | LV_4566-21_0_8_load_107 | 159 | 0.0027008 | 0.00067688 | 0 | 0 |  | 1 | TRUE | wye
113 | LV_4566-21_0_8_load_108 | 160 | 0.0029227 | 0.00073249 | 0 | 0 |  | 1 | TRUE | wye
114 | LV_4566-21_0_8_load_109 | 161 | 0.0040624 | 0.0010181 | 0 | 0 |  | 1 | TRUE | wye
115 | LV_4566-21_0_8_load_224 | 162 | 0.0033221 | 0.00083259 | 0 | 0 |  | 1 | TRUE | wye
116 | LV_4566-21_0_8_load_198 | 163 | 0.0015828 | 0.00039669 | 0 | 0 |  | 1 | TRUE | wye
117 | LV_4566-21_0_8_load_199 | 164 | 0.0015835 | 0.00039685 | 0 | 0 |  | 1 | TRUE | wye
118 | LV_4566-21_0_8_load_110 | 165 | 0.0028566 | 0.00071593 | 0 | 0 |  | 1 | TRUE | wye
119 | LV_4566-21_0_8_load_112 | 166 | 0.0024204 | 0.0006066 | 0 | 0 |  | 1 | TRUE | wye
120 | LV_4566-21_0_8_load_114 | 167 | 0.001339 | 0.00033559 | 0 | 0 |  | 1 | TRUE | wye
121 | LV_4566-21_0_8_load_122 | 168 | 0.0025151 | 0.00063034 | 0 | 0 |  | 1 | TRUE | wye
122 | LV_4566-21_0_8_load_123 | 169 | 0.00366 | 0.00091729 | 0 | 0 |  | 1 | TRUE | wye
123 | LV_4566-21_0_8_load_124 | 170 | 0.0024754 | 0.0006204 | 0 | 0 |  | 1 | TRUE | wye
124 | LV_4566-21_0_8_load_125 | 171 | 0.0023973 | 0.00060082 | 0 | 0 |  | 1 | TRUE | wye
125 | LV_4566-21_0_8_load_126 | 172 | 0.0024823 | 0.00062212 | 0 | 0 |  | 1 | TRUE | wye
126 | LV_4566-21_0_8_load_137 | 173 | 0.004185 | 0.0010489 | 0 | 0 |  | 1 | TRUE | wye
127 | LV_4566-21_0_8_load_146 | 174 | 0.0010861 | 0.0002722 | 0 | 0 |  | 1 | TRUE | wye
128 | LV_4566-21_0_8_load_147 | 176 | 0.0018169 | 0.00045536 | 0 | 0 |  | 1 | TRUE | wye
129 | LV_4566-21_0_8_load_127 | 177 | 0.0034053 | 0.00085346 | 0 | 0 |  | 1 | TRUE | wye
130 | LV_4566-21_0_8_load_128 | 178 | 0.0025305 | 0.0006342 | 0 | 0 |  | 1 | TRUE | wye
131 | LV_4566-21_0_8_load_130 | 180 | 0.0024488 | 0.00061374 | 0 | 0 |  | 1 | TRUE | wye
132 | LV_4566-21_0_8_load_210 | 184 | 0.0031009 | 0.00077716 | 0 | 0 |  | 1 | TRUE | wye
133 | LV_4566-21_0_8_load_240 | 187 | 0.0043357 | 0.0010866 | 0 | 0 |  | 1 | TRUE | wye
134 | LV_4566-21_0_8_load_204 | 189 | 0.0049546 | 0.0012417 | 0 | 0 |  | 1 | TRUE | wye
135 | LV_4566-21_0_8_load_233 | 191 | 0.0026303 | 0.00065922 | 0 | 0 |  | 1 | TRUE | wye
136 | LV_4566-21_0_8_load_237 | 192 | 0.0029401 | 0.00073686 | 0 | 0 |  | 1 | TRUE | wye
137 | LV_4566-21_0_8_load_271 | 194 | 0.0063273 | 0.0015858 | 0 | 0 |  | 1 | TRUE | wye
138 | LV_4566-21_0_8_load_178 | 195 | 0.0055595 | 0.0013933 | 0 | 0 |  | 1 | TRUE | wye
139 | LV_4566-21_0_8_load_215 | 196 | 0.0031275 | 0.00078382 | 0 | 0 |  | 1 | TRUE | wye
140 | LV_4566-21_0_8_load_220 | 197 | 0.0013526 | 0.000339 | 0 | 0 |  | 1 | TRUE | wye
141 | LV_4566-21_0_8_load_221 | 200 | 0.0017671 | 0.00044289 | 0 | 0 |  | 1 | TRUE | wye
142 | LV_4566-21_0_8_load_173 | 202 | 0.0042852 | 0.001074 | 0 | 0 |  | 1 | TRUE | wye
143 | LV_4566-21_0_8_load_139 | 203 | 0.0029137 | 0.00073023 | 0 | 0 |  | 1 | TRUE | wye
144 | LV_4566-21_0_8_load_140 | 204 | 0.0012584 | 0.0003154 | 0 | 0 |  | 1 | TRUE | wye
145 | LV_4566-21_0_8_load_142 | 206 | 0.0036545 | 0.00091591 | 0 | 0 |  | 1 | TRUE | wye
146 | LV_4566-21_0_8_load_143 | 207 | 0.00090979 | 0.00022801 | 0 | 0 |  | 1 | TRUE | wye
147 | LV_4566-21_0_8_load_219 | 209 | 0.00090999 | 0.00022807 | 0 | 0 |  | 1 | TRUE | wye
148 | LV_4566-21_0_8_load_166 | 210 | 0.0018463 | 0.00046273 | 0 | 0 |  | 1 | TRUE | wye
149 | LV_4566-21_0_8_load_200 | 211 | 0.0043342 | 0.0010862 | 0 | 0 |  | 1 | TRUE | wye
150 | LV_4566-21_0_8_load_197 | 212 | 0.005823 | 0.0014594 | 0 | 0 |  | 1 | TRUE | wye
151 | LV_4566-21_0_8_load_251 | 213 | 0.0033009 | 0.00082728 | 0 | 0 |  | 1 | TRUE | wye
152 | LV_4566-21_0_8_load_236 | 214 | 0.0012886 | 0.00032295 | 0 | 0 |  | 1 | TRUE | wye
153 | LV_4566-21_0_8_load_148 | 215 | 0.0044867 | 0.0011245 | 0 | 0 |  | 1 | TRUE | wye
154 | LV_4566-21_0_8_load_149 | 216 | 0.0048114 | 0.0012058 | 0 | 0 |  | 1 | TRUE | wye
155 | LV_4566-21_0_8_load_150 | 217 | 0.0068648 | 0.0017205 | 0 | 0 |  | 1 | TRUE | wye
156 | LV_4566-21_0_8_load_151 | 218 | 0.0051166 | 0.0012823 | 0 | 0 |  | 1 | TRUE | wye
157 | LV_4566-21_0_8_load_192 | 219 | 0.0085985 | 0.002155 | 0 | 0 |  | 1 | TRUE | wye
158 | LV_4566-21_0_8_load_152 | 220 | 0.0023136 | 0.00057983 | 0 | 0 |  | 1 | TRUE | wye
159 | LV_4566-21_0_8_load_153 | 221 | 0.0029606 | 0.00074199 | 0 | 0 |  | 1 | TRUE | wye
160 | LV_4566-21_0_8_load_154 | 222 | 0.0018147 | 0.00045482 | 0 | 0 |  | 1 | TRUE | wye
161 | LV_4566-21_0_8_load_155 | 223 | 0.0042461 | 0.0010642 | 0 | 0 |  | 1 | TRUE | wye
162 | LV_4566-21_0_8_load_156 | 224 | 0.0016583 | 0.0004156 | 0 | 0 |  | 1 | TRUE | wye
163 | LV_4566-21_0_8_load_235 | 225 | 0.0012697 | 0.00031821 | 0 | 0 |  | 1 | TRUE | wye
164 | LV_4566-21_0_8_load_159 | 226 | 0.0016548 | 0.00041473 | 0 | 0 |  | 1 | TRUE | wye
165 | LV_4566-21_0_8_load_167 | 227 | 0.0022195 | 0.00055625 | 0 | 0 |  | 1 | TRUE | wye
166 | LV_4566-21_0_8_load_183 | 228 | 0.0032894 | 0.00082441 | 0 | 0 |  | 1 | TRUE | wye
167 | LV_4566-21_0_8_load_160 | 229 | 0.0030539 | 0.00076538 | 0 | 0 |  | 1 | TRUE | wye
168 | LV_4566-21_0_8_load_164 | 231 | 0.0043319 | 0.0010857 | 0 | 0 |  | 1 | TRUE | wye
169 | LV_4566-21_0_8_load_165 | 232 | 0.0041184 | 0.0010322 | 0 | 0 |  | 1 | TRUE | wye
170 | LV_4566-21_0_8_load_186 | 233 | 0.0043349 | 0.0010864 | 0 | 0 |  | 1 | TRUE | wye
171 | LV_4566-21_0_8_load_196 | 234 | 0.001464 | 0.00036692 | 0 | 0 |  | 1 | TRUE | wye
172 | LV_4566-21_0_8_load_187 | 235 | 0.0043341 | 0.0010862 | 0 | 0 |  | 1 | TRUE | wye
173 | LV_4566-21_0_8_load_184 | 236 | 0.0023073 | 0.00057826 | 0 | 0 |  | 1 | TRUE | wye
174 | LV_4566-21_0_8_load_168 | 237 | 0.0017341 | 0.00043461 | 0 | 0 |  | 1 | TRUE | wye
175 | LV_4566-21_0_8_load_169 | 238 | 0.0015569 | 0.00039019 | 0 | 0 |  | 1 | TRUE | wye
176 | LV_4566-21_0_8_load_170 | 239 | 0.0007216 | 0.00018085 | 0 | 0 |  | 1 | TRUE | wye
177 | LV_4566-21_0_8_load_171 | 240 | 0.00057701 | 0.00014461 | 0 | 0 |  | 1 | TRUE | wye
178 | LV_4566-21_0_8_load_172 | 241 | 0.002348 | 0.00058845 | 0 | 0 |  | 1 | TRUE | wye
179 | LV_4566-21_0_8_load_214 | 243 | 0.0018066 | 0.00045277 | 0 | 0 |  | 1 | TRUE | wye
180 | LV_4566-21_0_8_load_185 | 244 | 0.0029292 | 0.00073413 | 0 | 0 |  | 1 | TRUE | wye
181 | LV_4566-21_0_8_load_222 | 245 | 0.0011642 | 0.00029177 | 0 | 0 |  | 1 | TRUE | wye
182 | LV_4566-21_0_8_load_191 | 246 | 0.0016552 | 0.00041483 | 0 | 0 |  | 1 | TRUE | wye
183 | LV_4566-21_0_8_load_208 | 248 | 0.0013761 | 0.00034489 | 0 | 0 |  | 1 | TRUE | wye
184 | LV_4566-21_0_8_load_209 | 249 | 0.0021393 | 0.00053615 | 0 | 0 |  | 1 | TRUE | wye
185 | LV_4566-21_0_8_load_250 | 250 | 0.0032777 | 0.00082148 | 0 | 0 |  | 1 | TRUE | wye
186 | LV_4566-21_0_8_load_245 | 251 | 0.0015835 | 0.00039685 | 0 | 0 |  | 1 | TRUE | wye
187 | LV_4566-21_0_8_load_243 | 252 | 0.0041083 | 0.0010296 | 0 | 0 |  | 1 | TRUE | wye
188 | LV_4566-21_0_8_load_244 | 253 | 0.0037643 | 0.00094342 | 0 | 0 |  | 1 | TRUE | wye
189 | LV_4566-21_0_8_load_246 | 254 | 0.0015545 | 0.0003896 | 0 | 0 |  | 1 | TRUE | wye

## ext_grid
| name | bus | vm_pu | va_degree | slack_weight | in_service
0 |  | 226 | 1 | 0 | 1 | TRUE

## line
| name | std_type | from_bus | to_bus | length_km | r_ohm_per_km | x_ohm_per_km | c_nf_per_km | g_us_per_km | max_i_ka | df | parallel | type | in_service
0 | LV_4566-21_0_8_line_0 |  | 0 | 1 | 0.014207 | 0.125 | 0.08 | 261 | 0 | 0.364 | 1 | 1 | cs | TRUE
1 | LV_4566-21_0_8_line_1 |  | 0 | 2 | 0.027455 | 0.125 | 0.08 | 261 | 0 | 0.364 | 1 | 1 | cs | TRUE
2 | LV_4566-21_0_8_line_2 |  | 1 | 3 | 0.011601 | 0.125 | 0.08 | 261 | 0 | 0.364 | 1 | 1 | cs | TRUE
3 | LV_4566-21_0_8_line_3 |  | 2 | 4 | 0.034536 | 0.125 | 0.08 | 261 | 0 | 0.364 | 1 | 1 | cs | TRUE
4 | LV_4566-21_0_8_line_4 |  | 2 | 5 | 0.012246 | 0.125 | 0.08 | 261 | 0 | 0.364 | 1 | 1 | cs | TRUE
5 | LV_4566-21_0_8_line_5 |  | 3 | 6 | 0.020226 | 0.125 | 0.08 | 261 | 0 | 0.364 | 1 | 1 | cs | TRUE
6 | LV_4566-21_0_8_line_6 |  | 5 | 7 | 0.049022 | 0.125 | 0.08 | 261 | 0 | 0.364 | 1 | 1 | cs | TRUE
7 | LV_4566-21_0_8_line_7 |  | 6 | 33 | 0.0018422 | 0.125 | 0.08 | 261 | 0 | 0.364 | 1 | 1 | cs | TRUE
8 | LV_4566-21_0_8_line_8 |  | 7 | 34 | 0.026579 | 0.125 | 0.08 | 261 | 0 | 0.364 | 1 | 1 | cs | TRUE
9 | LV_4566-21_0_8_line_9 |  | 8 | 9 | 0.004015 | 0.125 | 0.08 | 261 | 0 | 0.364 | 1 | 4 | cs | TRUE
10 | LV_4566-21_0_8_line_10 |  | 8 | 10 | 0.026967 | 0.125 | 0.08 | 261 | 0 | 0.364 | 1 | 4 | cs | TRUE
11 | LV_4566-21_0_8_line_11 |  | 9 | 41 | 0.014193 | 0.125 | 0.08 | 261 | 0 | 0.364 | 1 | 1 | cs | TRUE
12 | LV_4566-21_0_8_line_12 |  | 9 | 13 | 0.031132 | 0.125 | 0.08 | 261 | 0 | 0.364 | 1 | 4 | cs | TRUE
13 | LV_4566-21_0_8_line_13 |  | 10 | 40 | 0.0052438 | 0.125 | 0.08 | 261 | 0 | 0.364 | 1 | 4 | cs | TRUE
14 | LV_4566-21_0_8_line_14 |  | 11 | 12 | 0.029528 | 0.125 | 0.08 | 261 | 0 | 0.364 | 1 | 1 | cs | TRUE
15 | LV_4566-21_0_8_line_15 |  | 11 | 13 | 0.023759 | 0.125 | 0.08 | 261 | 0 | 0.364 | 1 | 4 | cs | TRUE
16 | LV_4566-21_0_8_line_16 |  | 11 | 14 | 0.028497 | 0.125 | 0.08 | 261 | 0 | 0.364 | 1 | 4 | cs | TRUE
17 | LV_4566-21_0_8_line_17 |  | 12 | 57 | 0.0008991 | 0.125 | 0.08 | 261 | 0 | 0.364 | 1 | 1 | cs | TRUE
18 | LV_4566-21_0_8_line_18 |  | 14 | 58 | 0.037814 | 0.125 | 0.08 | 261 | 0 | 0.364 | 1 | 4 | cs | TRUE
19 | LV_4566-21_0_8_line_19 |  | 15 | 16 | 0.063404 | 0.125 | 0.08 | 261 | 0 | 0.364 | 1 | 1 | cs | TRUE
20 | LV_4566-21_0_8_line_20 |  | 15 | 17 | 0.032074 | 0.125 | 0.08 | 261 | 0 | 0.364 | 1 | 1 | cs | TRUE
21 | LV_4566-21_0_8_line_21 |  | 16 | 21 | 0.054087 | 0.125 | 0.08 | 261 | 0 | 0.364 | 1 | 1 | cs | TRUE
22 | LV_4566-21_0_8_line_22 |  | 17 | 19 | 0.040371 | 0.125 | 0.08 | 261 | 0 | 0.364 | 1 | 3 | cs | TRUE
23 | LV_4566-21_0_8_line_23 |  | 18 | 19 | 0.020625 | 0.125 | 0.08 | 261 | 0 | 0.364 | 1 | 4 | cs | TRUE
24 | LV_4566-21_0_8_line_24 |  | 18 | 20 | 0.019253 | 0.125 | 0.08 | 261 | 0 | 0.364 | 1 | 4 | cs | TRUE
25 | LV_4566-21_0_8_line_25 |  | 19 | 28 | 0.032121 | 0.125 | 0.08 | 261 | 0 | 0.364 | 1 | 1 | cs | TRUE
26 | LV_4566-21_0_8_line_26 |  | 20 | 60 | 0.0091438 | 0.125 | 0.08 | 261 | 0 | 0.364 | 1 | 4 | cs | TRUE
27 | LV_4566-21_0_8_line_27 |  | 21 | 59 | 0.0124 | 0.125 | 0.08 | 261 | 0 | 0.364 | 1 | 1 | cs | TRUE
28 | LV_4566-21_0_8_line_28 |  | 22 | 23 | 0.033072 | 0.125 | 0.08 | 261 | 0 | 0.364 | 1 | 4 | cs | TRUE
29 | LV_4566-21_0_8_line_29 |  | 22 | 24 | 0.037828 | 0.125 | 0.08 | 261 | 0 | 0.364 | 1 | 1 | cs | TRUE
30 | LV_4566-21_0_8_line_30 |  | 22 | 25 | 0.012653 | 0.125 | 0.08 | 261 | 0 | 0.364 | 1 | 4 | cs | TRUE
31 | LV_4566-21_0_8_line_31 |  | 23 | 27 | 0.013016 | 0.125 | 0.08 | 261 | 0 | 0.364 | 1 | 4 | cs | TRUE
32 | LV_4566-21_0_8_line_32 |  | 24 | 26 | 0.026306 | 0.125 | 0.08 | 261 | 0 | 0.364 | 1 | 1 | cs | TRUE
33 | LV_4566-21_0_8_line_33 |  | 25 | 62 | 0.010042 | 0.125 | 0.08 | 261 | 0 | 0.364 | 1 | 4 | cs | TRUE
34 | LV_4566-21_0_8_line_34 |  | 26 | 63 | 0.01722 | 0.125 | 0.08 | 261 | 0 | 0.364 | 1 | 1 | cs | TRUE
35 | LV_4566-21_0_8_line_35 |  | 27 | 64 | 0.0091271 | 0.125 | 0.08 | 261 | 0 | 0.364 | 1 | 4 | cs | TRUE
36 | LV_4566-21_0_8_line_36 |  | 28 | 61 | 0.027216 | 0.125 | 0.08 | 261 | 0 | 0.364 | 1 | 1 | cs | TRUE
37 | LV_4566-21_0_8_line_37 |  | 28 | 29 | 0.006757 | 0.125 | 0.08 | 261 | 0 | 0.364 | 1 | 1 | cs | TRUE
38 | LV_4566-21_0_8_line_38 |  | 29 | 30 | 0.032696 | 0.125 | 0.08 | 261 | 0 | 0.364 | 1 | 1 | cs | TRUE
39 | LV_4566-21_0_8_line_39 |  | 29 | 31 | 0.031705 | 0.125 | 0.08 | 261 | 0 | 0.364 | 1 | 1 | cs | TRUE
40 | LV_4566-21_0_8_line_40 |  | 30 | 32 | 0.019925 | 0.125 | 0.08 | 261 | 0 | 0.364 | 1 | 1 | cs | TRUE
41 | LV_4566-21_0_8_line_41 |  | 33 | 67 | 0.026064 | 0.125 | 0.08 | 261 | 0 | 0.364 | 1 | 1 | cs | TRUE
42 | LV_4566-21_0_8_line_42 |  | 34 | 73 | 0.027102 | 0.125 | 0.08 | 261 | 0 | 0.364 | 1 | 1 | cs | TRUE
43 | LV_4566-21_0_8_line_43 |  | 34 | 77 | 0.02344 | 0.125 | 0.08 | 261 | 0 | 0.364 | 1 | 1 | cs | TRUE
44 | LV_4566-21_0_8_line_44 |  | 35 | 36 | 0.014546 | 0.125 | 0.08 | 261 | 0 | 0.364 | 1 | 1 | cs | TRUE
45 | LV_4566-21_0_8_line_45 |  | 35 | 37 | 0.052965 | 0.125 | 0.08 | 261 | 0 | 0.364 | 1 | 1 | cs | TRUE
46 | LV_4566-21_0_8_line_46 |  | 37 | 49 | 0.016747 | 0.125 | 0.08 | 261 | 0 | 0.364 | 1 | 1 | cs | TRUE
47 | LV_4566-21_0_8_line_47 |  | 38 | 39 | 0.017828 | 0.125 | 0.08 | 261 | 0 | 0.364 | 1 | 4 | cs | TRUE
48 | LV_4566-21_0_8_line_48 |  | 38 | 40 | 0.006868 | 0.125 | 0.08 | 261 | 0 | 0.364 | 1 | 4 | cs | TRUE
49 | LV_4566-21_0_8_line_49 |  | 39 | 62 | 0.010307 | 0.125 | 0.08 | 261 | 0 | 0.364 | 1 | 4 | cs | TRUE
50 | LV_4566-21_0_8_line_50 |  | 42 | 43 | 0.019661 | 0.125 | 0.08 | 261 | 0 | 0.364 | 1 | 1 | cs | TRUE
51 | LV_4566-21_0_8_line_51 |  | 42 | 44 | 0.038154 | 0.125 | 0.08 | 261 | 0 | 0.364 | 1 | 1 | cs | TRUE
52 | LV_4566-21_0_8_line_52 |  | 43 | 48 | 0.017736 | 0.125 | 0.08 | 261 | 0 | 0.364 | 1 | 1 | cs | TRUE
53 | LV_4566-21_0_8_line_53 |  | 44 | 150 | 0.025867 | 0.125 | 0.08 | 261 | 0 | 0.364 | 1 | 1 | cs | TRUE
54 | LV_4566-21_0_8_line_54 |  | 45 | 46 | 0.003749 | 0.125 | 0.08 | 261 | 0 | 0.364 | 1 | 1 | cs | TRUE
55 | LV_4566-21_0_8_line_55 |  | 45 | 47 | 0.014278 | 0.125 | 0.08 | 261 | 0 | 0.364 | 1 | 1 | cs | TRUE
56 | LV_4566-21_0_8_line_56 |  | 46 | 151 | 0.045767 | 0.125 | 0.08 | 261 | 0 | 0.364 | 1 | 1 | cs | TRUE
57 | LV_4566-21_0_8_line_57 |  | 46 | 152 | 0.025571 | 0.125 | 0.08 | 261 | 0 | 0.364 | 1 | 1 | cs | TRUE
58 | LV_4566-21_0_8_line_58 |  | 47 | 153 | 0.017366 | 0.125 | 0.08 | 261 | 0 | 0.364 | 1 | 1 | cs | TRUE
59 | LV_4566-21_0_8_line_59 |  | 49 | 56 | 0.0080834 | 0.125 | 0.08 | 261 | 0 | 0.364 | 1 | 1 | cs | TRUE
60 | LV_4566-21_0_8_line_60 |  | 50 | 51 | 0.031873 | 0.125 | 0.08 | 261 | 0 | 0.364 | 1 | 4 | cs | TRUE
61 | LV_4566-21_0_8_line_61 |  | 50 | 52 | 0.01906 | 0.125 | 0.08 | 261 | 0 | 0.364 | 1 | 4 | cs | TRUE
62 | LV_4566-21_0_8_line_62 |  | 51 | 53 | 0.018595 | 0.125 | 0.08 | 261 | 0 | 0.364 | 1 | 4 | cs | TRUE
63 | LV_4566-21_0_8_line_63 |  | 52 | 60 | 0.013562 | 0.125 | 0.08 | 261 | 0 | 0.364 | 1 | 4 | cs | TRUE
64 | LV_4566-21_0_8_line_64 |  | 53 | 64 | 0.013563 | 0.125 | 0.08 | 261 | 0 | 0.364 | 1 | 4 | cs | TRUE
65 | LV_4566-21_0_8_line_65 |  | 54 | 55 | 0.030457 | 0.125 | 0.08 | 261 | 0 | 0.364 | 1 | 1 | cs | TRUE
66 | LV_4566-21_0_8_line_66 |  | 54 | 56 | 0.003671 | 0.125 | 0.08 | 261 | 0 | 0.364 | 1 | 1 | cs | TRUE
67 | LV_4566-21_0_8_line_67 |  | 55 | 144 | 0.012077 | 0.125 | 0.08 | 261 | 0 | 0.364 | 1 | 1 | cs | TRUE
68 | LV_4566-21_0_8_line_68 |  | 55 | 145 | 0.006647 | 0.125 | 0.08 | 261 | 0 | 0.364 | 1 | 1 | cs | TRUE
69 | LV_4566-21_0_8_line_69 |  | 55 | 141 | 0.00559 | 0.125 | 0.08 | 261 | 0 | 0.364 | 1 | 1 | cs | TRUE
70 | LV_4566-21_0_8_line_70 |  | 58 | 190 | 0.039607 | 0.125 | 0.08 | 261 | 0 | 0.364 | 1 | 4 | cs | TRUE
71 | LV_4566-21_0_8_line_71 |  | 61 | 154 | 0.0092334 | 0.125 | 0.08 | 261 | 0 | 0.364 | 1 | 1 | cs | TRUE
72 | LV_4566-21_0_8_line_72 |  | 65 | 66 | 0.0031413 | 0.125 | 0.08 | 261 | 0 | 0.364 | 1 | 1 | cs | TRUE
73 | LV_4566-21_0_8_line_73 |  | 66 | 247 | 0.011528 | 0.125 | 0.08 | 261 | 0 | 0.364 | 1 | 1 | cs | TRUE
74 | LV_4566-21_0_8_line_74 |  | 68 | 69 | 0.046041 | 0.125 | 0.08 | 261 | 0 | 0.364 | 1 | 1 | cs | TRUE
75 | LV_4566-21_0_8_line_75 |  | 69 | 190 | 0.003744 | 0.125 | 0.08 | 261 | 0 | 0.364 | 1 | 1 | cs | TRUE
76 | LV_4566-21_0_8_line_76 |  | 69 | 153 | 0.017643 | 0.125 | 0.08 | 261 | 0 | 0.364 | 1 | 1 | cs | TRUE
77 | LV_4566-21_0_8_line_77 |  | 70 | 71 | 0.017728 | 0.125 | 0.08 | 261 | 0 | 0.364 | 1 | 1 | cs | TRUE
78 | LV_4566-21_0_8_line_78 |  | 71 | 110 | 0.02179 | 0.125 | 0.08 | 261 | 0 | 0.364 | 1 | 1 | cs | TRUE
79 | LV_4566-21_0_8_line_79 |  | 71 | 108 | 0.0067545 | 0.125 | 0.08 | 261 | 0 | 0.364 | 1 | 1 | cs | TRUE
80 | LV_4566-21_0_8_line_80 |  | 72 | 73 | 0.028035 | 0.125 | 0.08 | 261 | 0 | 0.364 | 1 | 1 | cs | TRUE
81 | LV_4566-21_0_8_line_81 |  | 74 | 75 | 0.026837 | 0.125 | 0.08 | 261 | 0 | 0.364 | 1 | 1 | cs | TRUE
82 | LV_4566-21_0_8_line_82 |  | 75 | 130 | 0.00012675 | 0.125 | 0.08 | 261 | 0 | 0.364 | 1 | 1 | cs | TRUE
83 | LV_4566-21_0_8_line_83 |  | 76 | 77 | 0.0044935 | 0.125 | 0.08 | 261 | 0 | 0.364 | 1 | 1 | cs | TRUE
84 | LV_4566-21_0_8_line_84 |  | 77 | 78 | 0.0056534 | 0.125 | 0.08 | 261 | 0 | 0.364 | 1 | 1 | cs | TRUE
85 | LV_4566-21_0_8_line_85 |  | 78 | 79 | 0.029552 | 0.125 | 0.08 | 261 | 0 | 0.364 | 1 | 1 | cs | TRUE
86 | LV_4566-21_0_8_line_86 |  | 79 | 80 | 0.0091151 | 0.125 | 0.08 | 261 | 0 | 0.364 | 1 | 1 | cs | TRUE
87 | LV_4566-21_0_8_line_87 |  | 80 | 81 | 0.018379 | 0.125 | 0.08 | 261 | 0 | 0.364 | 1 | 1 | cs | TRUE
88 | LV_4566-21_0_8_line_88 |  | 81 | 82 | 0.028839 | 0.125 | 0.08 | 261 | 0 | 0.364 | 1 | 1 | cs | TRUE
89 | LV_4566-21_0_8_line_89 |  | 82 | 83 | 0.0081144 | 0.125 | 0.08 | 261 | 0 | 0.364 | 1 | 1 | cs | TRUE
90 | LV_4566-21_0_8_line_90 |  | 83 | 184 | 0.031033 | 0.125 | 0.08 | 261 | 0 | 0.364 | 1 | 1 | cs | TRUE
91 | LV_4566-21_0_8_line_91 |  | 84 | 85 | 0.013969 | 0.125 | 0.08 | 261 | 0 | 0.364 | 1 | 1 | cs | TRUE
92 | LV_4566-21_0_8_line_92 |  | 84 | 86 | 0.026931 | 0.125 | 0.08 | 261 | 0 | 0.364 | 1 | 1 | cs | TRUE
93 | LV_4566-21_0_8_line_93 |  | 85 | 87 | 0.018544 | 0.125 | 0.08 | 261 | 0 | 0.364 | 1 | 1 | cs | TRUE
94 | LV_4566-21_0_8_line_94 |  | 86 | 88 | 0.014636 | 0.125 | 0.08 | 261 | 0 | 0.364 | 1 | 1 | cs | TRUE
95 | LV_4566-21_0_8_line_95 |  | 86 | 89 | 0.027761 | 0.125 | 0.08 | 261 | 0 | 0.364 | 1 | 1 | cs | TRUE
96 | LV_4566-21_0_8_line_96 |  | 87 | 90 | 0.0072796 | 0.125 | 0.08 | 261 | 0 | 0.364 | 1 | 1 | cs | TRUE
97 | LV_4566-21_0_8_line_97 |  | 88 | 91 | 0.033969 | 0.125 | 0.08 | 261 | 0 | 0.364 | 1 | 1 | cs | TRUE
98 | LV_4566-21_0_8_line_98 |  | 88 | 92 | 0.018483 | 0.125 | 0.08 | 261 | 0 | 0.364 | 1 | 1 | cs | TRUE
99 | LV_4566-21_0_8_line_99 |  | 89 | 93 | 0.0011606 | 0.125 | 0.08 | 261 | 0 | 0.364 | 1 | 1 | cs | TRUE
100 | LV_4566-21_0_8_line_100 |  | 90 | 94 | 0.017912 | 0.125 | 0.08 | 261 | 0 | 0.364 | 1 | 1 | cs | TRUE
101 | LV_4566-21_0_8_line_101 |  | 91 | 95 | 0.041683 | 0.125 | 0.08 | 261 | 0 | 0.364 | 1 | 1 | cs | TRUE
102 | LV_4566-21_0_8_line_102 |  | 92 | 96 | 0.00026861 | 0.125 | 0.08 | 261 | 0 | 0.364 | 1 | 1 | cs | TRUE
103 | LV_4566-21_0_8_line_103 |  | 93 | 97 | 0.018509 | 0.125 | 0.08 | 261 | 0 | 0.364 | 1 | 1 | cs | TRUE
104 | LV_4566-21_0_8_line_104 |  | 94 | 109 | 0.0040116 | 0.125 | 0.08 | 261 | 0 | 0.364 | 1 | 1 | cs | TRUE
105 | LV_4566-21_0_8_line_105 |  | 95 | 105 | 0.004793 | 0.125 | 0.08 | 261 | 0 | 0.364 | 1 | 1 | cs | TRUE
106 | LV_4566-21_0_8_line_106 |  | 96 | 102 | 0.041409 | 0.125 | 0.08 | 261 | 0 | 0.364 | 1 | 1 | cs | TRUE
107 | LV_4566-21_0_8_line_107 |  | 97 | 209 | 0.0016259 | 0.125 | 0.08 | 261 | 0 | 0.364 | 1 | 1 | cs | TRUE
108 | LV_4566-21_0_8_line_108 |  | 98 | 99 | 0.037611 | 0.125 | 0.08 | 261 | 0 | 0.364 | 1 | 1 | cs | TRUE
109 | LV_4566-21_0_8_line_109 |  | 98 | 100 | 0.032678 | 0.125 | 0.08 | 261 | 0 | 0.364 | 1 | 1 | cs | TRUE
110 | LV_4566-21_0_8_line_110 |  | 99 | 101 | 0.015156 | 0.125 | 0.08 | 261 | 0 | 0.364 | 1 | 1 | cs | TRUE
111 | LV_4566-21_0_8_line_111 |  | 100 | 102 | 0.00516 | 0.125 | 0.08 | 261 | 0 | 0.364 | 1 | 1 | cs | TRUE
112 | LV_4566-21_0_8_line_112 |  | 101 | 103 | 0.018199 | 0.125 | 0.08 | 261 | 0 | 0.364 | 1 | 1 | cs | TRUE
113 | LV_4566-21_0_8_line_113 |  | 104 | 105 | 0.035016 | 0.125 | 0.08 | 261 | 0 | 0.364 | 1 | 1 | cs | TRUE
114 | LV_4566-21_0_8_line_114 |  | 106 | 107 | 0.0042727 | 0.125 | 0.08 | 261 | 0 | 0.364 | 1 | 1 | cs | TRUE
115 | LV_4566-21_0_8_line_115 |  | 106 | 108 | 0.014705 | 0.125 | 0.08 | 261 | 0 | 0.364 | 1 | 1 | cs | TRUE
116 | LV_4566-21_0_8_line_116 |  | 107 | 109 | 0.022007 | 0.125 | 0.08 | 261 | 0 | 0.364 | 1 | 1 | cs | TRUE
117 | LV_4566-21_0_8_line_117 |  | 110 | 111 | 0.020074 | 0.125 | 0.08 | 261 | 0 | 0.364 | 1 | 1 | cs | TRUE
118 | LV_4566-21_0_8_line_118 |  | 112 | 113 | 0.0070456 | 0.125 | 0.08 | 261 | 0 | 0.364 | 1 | 4 | cs | TRUE
119 | LV_4566-21_0_8_line_119 |  | 112 | 114 | 0.013202 | 0.125 | 0.08 | 261 | 0 | 0.364 | 1 | 4 | cs | TRUE
120 | LV_4566-21_0_8_line_120 |  | 113 | 115 | 0.0040338 | 0.125 | 0.08 | 261 | 0 | 0.364 | 1 | 4 | cs | TRUE
121 | LV_4566-21_0_8_line_121 |  | 114 | 116 | 0.011917 | 0.125 | 0.08 | 261 | 0 | 0.364 | 1 | 4 | cs | TRUE
122 | LV_4566-21_0_8_line_122 |  | 115 | 117 | 0.017555 | 0.125 | 0.08 | 261 | 0 | 0.364 | 1 | 4 | cs | TRUE
123 | LV_4566-21_0_8_line_123 |  | 116 | 118 | 0.010832 | 0.125 | 0.08 | 261 | 0 | 0.364 | 1 | 4 | cs | TRUE
124 | LV_4566-21_0_8_line_124 |  | 117 | 119 | 0.0002304 | 0.125 | 0.08 | 261 | 0 | 0.364 | 1 | 4 | cs | TRUE
125 | LV_4566-21_0_8_line_125 |  | 118 | 120 | 0.012336 | 0.125 | 0.08 | 261 | 0 | 0.364 | 1 | 4 | cs | TRUE
126 | LV_4566-21_0_8_line_126 |  | 119 | 212 | 0.012136 | 0.125 | 0.08 | 261 | 0 | 0.364 | 1 | 4 | cs | TRUE
127 | LV_4566-21_0_8_line_127 |  | 120 | 226 | 0.015315 | 0.125 | 0.08 | 261 | 0 | 0.364 | 1 | 4 | cs | TRUE
128 | LV_4566-21_0_8_line_128 |  | 121 | 122 | 0.0030749 | 0.125 | 0.08 | 261 | 0 | 0.364 | 1 | 1 | cs | TRUE
129 | LV_4566-21_0_8_line_129 |  | 121 | 123 | 0.031989 | 0.125 | 0.08 | 261 | 0 | 0.364 | 1 | 1 | cs | TRUE
130 | LV_4566-21_0_8_line_130 |  | 122 | 124 | 0.029185 | 0.125 | 0.08 | 261 | 0 | 0.364 | 1 | 1 | cs | TRUE
131 | LV_4566-21_0_8_line_131 |  | 123 | 125 | 0.0032993 | 0.125 | 0.08 | 261 | 0 | 0.364 | 1 | 1 | cs | TRUE
132 | LV_4566-21_0_8_line_132 |  | 124 | 126 | 0.010923 | 0.125 | 0.08 | 261 | 0 | 0.364 | 1 | 1 | cs | TRUE
133 | LV_4566-21_0_8_line_133 |  | 125 | 127 | 0.021686 | 0.125 | 0.08 | 261 | 0 | 0.364 | 1 | 1 | cs | TRUE
134 | LV_4566-21_0_8_line_134 |  | 126 | 128 | 0.0088751 | 0.125 | 0.08 | 261 | 0 | 0.364 | 1 | 1 | cs | TRUE
135 | LV_4566-21_0_8_line_135 |  | 127 | 129 | 0.024815 | 0.125 | 0.08 | 261 | 0 | 0.364 | 1 | 1 | cs | TRUE
136 | LV_4566-21_0_8_line_136 |  | 128 | 137 | 0.030174 | 0.125 | 0.08 | 261 | 0 | 0.364 | 1 | 1 | cs | TRUE
137 | LV_4566-21_0_8_line_137 |  | 129 | 133 | 0.016176 | 0.125 | 0.08 | 261 | 0 | 0.364 | 1 | 4 | cs | TRUE
138 | LV_4566-21_0_8_line_138 |  | 129 | 134 | 0.0016775 | 0.125 | 0.08 | 261 | 0 | 0.364 | 1 | 4 | cs | TRUE
139 | LV_4566-21_0_8_line_139 |  | 130 | 131 | 0.0004899 | 0.125 | 0.08 | 261 | 0 | 0.364 | 1 | 1 | cs | TRUE
140 | LV_4566-21_0_8_line_140 |  | 131 | 132 | 0.019675 | 0.125 | 0.08 | 261 | 0 | 0.364 | 1 | 1 | cs | TRUE
141 | LV_4566-21_0_8_line_141 |  | 132 | 229 | 0.00010333 | 0.125 | 0.08 | 261 | 0 | 0.364 | 1 | 1 | cs | TRUE
142 | LV_4566-21_0_8_line_142 |  | 133 | 135 | 0.0066233 | 0.125 | 0.08 | 261 | 0 | 0.364 | 1 | 4 | cs | TRUE
143 | LV_4566-21_0_8_line_143 |  | 134 | 136 | 0.021618 | 0.125 | 0.08 | 261 | 0 | 0.364 | 1 | 4 | cs | TRUE
144 | LV_4566-21_0_8_line_144 |  | 135 | 205 | 0.011817 | 0.125 | 0.08 | 261 | 0 | 0.364 | 1 | 4 | cs | TRUE
145 | LV_4566-21_0_8_line_145 |  | 136 | 254 | 0.00076581 | 0.125 | 0.08 | 261 | 0 | 0.364 | 1 | 4 | cs | TRUE
146 | LV_4566-21_0_8_line_146 |  | 137 | 138 | 0.019775 | 0.125 | 0.08 | 261 | 0 | 0.364 | 1 | 1 | cs | TRUE
147 | LV_4566-21_0_8_line_147 |  | 139 | 140 | 0.01865 | 0.125 | 0.08 | 261 | 0 | 0.364 | 1 | 1 | cs | TRUE
148 | LV_4566-21_0_8_line_148 |  | 139 | 141 | 0.018366 | 0.125 | 0.08 | 261 | 0 | 0.364 | 1 | 1 | cs | TRUE
149 | LV_4566-21_0_8_line_149 |  | 140 | 142 | 0.021115 | 0.125 | 0.08 | 261 | 0 | 0.364 | 1 | 1 | cs | TRUE
150 | LV_4566-21_0_8_line_150 |  | 142 | 143 | 0.019853 | 0.125 | 0.08 | 261 | 0 | 0.364 | 1 | 1 | cs | TRUE
151 | LV_4566-21_0_8_line_151 |  | 143 | 146 | 0.021962 | 0.125 | 0.08 | 261 | 0 | 0.364 | 1 | 1 | cs | TRUE
152 | LV_4566-21_0_8_line_152 |  | 144 | 147 | 0.025156 | 0.125 | 0.08 | 261 | 0 | 0.364 | 1 | 1 | cs | TRUE
153 | LV_4566-21_0_8_line_153 |  | 145 | 148 | 0.016463 | 0.125 | 0.08 | 261 | 0 | 0.364 | 1 | 1 | cs | TRUE
154 | LV_4566-21_0_8_line_154 |  | 145 | 149 | 0.019805 | 0.125 | 0.08 | 261 | 0 | 0.364 | 1 | 1 | cs | TRUE
155 | LV_4566-21_0_8_line_155 |  | 146 | 165 | 0.01879 | 0.125 | 0.08 | 261 | 0 | 0.364 | 1 | 1 | cs | TRUE
156 | LV_4566-21_0_8_line_156 |  | 147 | 201 | 0.019369 | 0.125 | 0.08 | 261 | 0 | 0.364 | 1 | 1 | cs | TRUE
157 | LV_4566-21_0_8_line_157 |  | 148 | 251 | 0.00011502 | 0.125 | 0.08 | 261 | 0 | 0.364 | 1 | 1 | cs | TRUE
158 | LV_4566-21_0_8_line_158 |  | 149 | 164 | 0.0053816 | 0.125 | 0.08 | 261 | 0 | 0.364 | 1 | 1 | cs | TRUE
159 | LV_4566-21_0_8_line_159 |  | 150 | 246 | 0.020326 | 0.125 | 0.08 | 261 | 0 | 0.364 | 1 | 1 | cs | TRUE
160 | LV_4566-21_0_8_line_160 |  | 151 | 241 | 0.0023374 | 0.125 | 0.08 | 261 | 0 | 0.364 | 1 | 1 | cs | TRUE
161 | LV_4566-21_0_8_line_161 |  | 153 | 188 | 0.003828 | 0.125 | 0.08 | 261 | 0 | 0.364 | 1 | 1 | cs | TRUE
162 | LV_4566-21_0_8_line_162 |  | 155 | 156 | 0.025761 | 0.125 | 0.08 | 261 | 0 | 0.364 | 1 | 1 | cs | TRUE
163 | LV_4566-21_0_8_line_163 |  | 156 | 201 | 0.025786 | 0.125 | 0.08 | 261 | 0 | 0.364 | 1 | 1 | cs | TRUE
164 | LV_4566-21_0_8_line_164 |  | 156 | 219 | 0.0058273 | 0.125 | 0.08 | 261 | 0 | 0.364 | 1 | 1 | cs | TRUE
165 | LV_4566-21_0_8_line_165 |  | 157 | 158 | 0.017514 | 0.125 | 0.08 | 261 | 0 | 0.364 | 1 | 1 | cs | TRUE
166 | LV_4566-21_0_8_line_166 |  | 157 | 159 | 0.020115 | 0.125 | 0.08 | 261 | 0 | 0.364 | 1 | 1 | cs | TRUE
167 | LV_4566-21_0_8_line_167 |  | 158 | 160 | 0.0004811 | 0.125 | 0.08 | 261 | 0 | 0.364 | 1 | 1 | cs | TRUE
168 | LV_4566-21_0_8_line_168 |  | 159 | 161 | 0.019683 | 0.125 | 0.08 | 261 | 0 | 0.364 | 1 | 1 | cs | TRUE
169 | LV_4566-21_0_8_line_169 |  | 160 | 162 | 0.042917 | 0.125 | 0.08 | 261 | 0 | 0.364 | 1 | 1 | cs | TRUE
170 | LV_4566-21_0_8_line_170 |  | 161 | 163 | 0.02107 | 0.125 | 0.08 | 261 | 0 | 0.364 | 1 | 1 | cs | TRUE
171 | LV_4566-21_0_8_line_171 |  | 163 | 164 | 0.0053816 | 0.125 | 0.08 | 261 | 0 | 0.364 | 1 | 1 | cs | TRUE
172 | LV_4566-21_0_8_line_172 |  | 165 | 166 | 0.020908 | 0.125 | 0.08 | 261 | 0 | 0.364 | 1 | 1 | cs | TRUE
173 | LV_4566-21_0_8_line_173 |  | 166 | 167 | 0.017686 | 0.125 | 0.08 | 261 | 0 | 0.364 | 1 | 1 | cs | TRUE
174 | LV_4566-21_0_8_line_174 |  | 168 | 169 | 0.0038904 | 0.125 | 0.08 | 261 | 0 | 0.364 | 1 | 1 | cs | TRUE
175 | LV_4566-21_0_8_line_175 |  | 168 | 170 | 0.00097284 | 0.125 | 0.08 | 261 | 0 | 0.364 | 1 | 1 | cs | TRUE
176 | LV_4566-21_0_8_line_176 |  | 169 | 171 | 0.0043931 | 0.125 | 0.08 | 261 | 0 | 0.364 | 1 | 1 | cs | TRUE
177 | LV_4566-21_0_8_line_177 |  | 170 | 172 | 0.010133 | 0.125 | 0.08 | 261 | 0 | 0.364 | 1 | 1 | cs | TRUE
178 | LV_4566-21_0_8_line_178 |  | 171 | 173 | 0.021031 | 0.125 | 0.08 | 261 | 0 | 0.364 | 1 | 1 | cs | TRUE
179 | LV_4566-21_0_8_line_179 |  | 172 | 174 | 0.020989 | 0.125 | 0.08 | 261 | 0 | 0.364 | 1 | 1 | cs | TRUE
180 | LV_4566-21_0_8_line_180 |  | 173 | 175 | 0.01917 | 0.125 | 0.08 | 261 | 0 | 0.364 | 1 | 1 | cs | TRUE
181 | LV_4566-21_0_8_line_181 |  | 174 | 176 | 0.0012796 | 0.125 | 0.08 | 261 | 0 | 0.364 | 1 | 1 | cs | TRUE
182 | LV_4566-21_0_8_line_182 |  | 175 | 197 | 0.015888 | 0.125 | 0.08 | 261 | 0 | 0.364 | 1 | 1 | cs | TRUE
183 | LV_4566-21_0_8_line_183 |  | 175 | 198 | 0.004892 | 0.125 | 0.08 | 261 | 0 | 0.364 | 1 | 1 | cs | TRUE
184 | LV_4566-21_0_8_line_184 |  | 176 | 213 | 0.0036975 | 0.125 | 0.08 | 261 | 0 | 0.364 | 1 | 1 | cs | TRUE
185 | LV_4566-21_0_8_line_185 |  | 177 | 178 | 0.029904 | 0.125 | 0.08 | 261 | 0 | 0.364 | 1 | 4 | cs | TRUE
186 | LV_4566-21_0_8_line_186 |  | 177 | 179 | 0.021136 | 0.125 | 0.08 | 261 | 0 | 0.364 | 1 | 4 | cs | TRUE
187 | LV_4566-21_0_8_line_187 |  | 178 | 180 | 0.0101 | 0.125 | 0.08 | 261 | 0 | 0.364 | 1 | 4 | cs | TRUE
188 | LV_4566-21_0_8_line_188 |  | 179 | 181 | 0.009361 | 0.125 | 0.08 | 261 | 0 | 0.364 | 1 | 4 | cs | TRUE
189 | LV_4566-21_0_8_line_189 |  | 180 | 182 | 0.023703 | 0.125 | 0.08 | 261 | 0 | 0.364 | 1 | 4 | cs | TRUE
190 | LV_4566-21_0_8_line_190 |  | 181 | 183 | 0.003919 | 0.125 | 0.08 | 261 | 0 | 0.364 | 1 | 4 | cs | TRUE
191 | LV_4566-21_0_8_line_191 |  | 181 | 184 | 0.026292 | 0.125 | 0.08 | 261 | 0 | 0.364 | 1 | 1 | cs | TRUE
192 | LV_4566-21_0_8_line_192 |  | 182 | 191 | 0.018617 | 0.125 | 0.08 | 261 | 0 | 0.364 | 1 | 4 | cs | TRUE
193 | LV_4566-21_0_8_line_193 |  | 182 | 192 | 0.0154 | 0.125 | 0.08 | 261 | 0 | 0.364 | 1 | 1 | cs | TRUE
194 | LV_4566-21_0_8_line_194 |  | 182 | 193 | 0.004182 | 0.125 | 0.08 | 261 | 0 | 0.364 | 1 | 1 | cs | TRUE
195 | LV_4566-21_0_8_line_195 |  | 183 | 186 | 0.009061 | 0.125 | 0.08 | 261 | 0 | 0.364 | 1 | 4 | cs | TRUE
196 | LV_4566-21_0_8_line_196 |  | 185 | 186 | 0.013345 | 0.125 | 0.08 | 261 | 0 | 0.364 | 1 | 4 | cs | TRUE
197 | LV_4566-21_0_8_line_197 |  | 185 | 187 | 0.0072524 | 0.125 | 0.08 | 261 | 0 | 0.364 | 1 | 4 | cs | TRUE
198 | LV_4566-21_0_8_line_198 |  | 186 | 196 | 0.028054 | 0.125 | 0.08 | 261 | 0 | 0.364 | 1 | 1 | cs | TRUE
199 | LV_4566-21_0_8_line_199 |  | 187 | 190 | 0.021781 | 0.125 | 0.08 | 261 | 0 | 0.364 | 1 | 4 | cs | TRUE
200 | LV_4566-21_0_8_line_200 |  | 188 | 189 | 0.011604 | 0.125 | 0.08 | 261 | 0 | 0.364 | 1 | 1 | cs | TRUE
201 | LV_4566-21_0_8_line_201 |  | 191 | 244 | 0.020897 | 0.125 | 0.08 | 261 | 0 | 0.364 | 1 | 4 | cs | TRUE
202 | LV_4566-21_0_8_line_202 |  | 193 | 195 | 0.021707 | 0.125 | 0.08 | 261 | 0 | 0.364 | 1 | 1 | cs | TRUE
203 | LV_4566-21_0_8_line_203 |  | 194 | 195 | 0.03207 | 0.125 | 0.08 | 261 | 0 | 0.364 | 1 | 1 | cs | TRUE
204 | LV_4566-21_0_8_line_204 |  | 196 | 248 | 0.022739 | 0.125 | 0.08 | 261 | 0 | 0.364 | 1 | 1 | cs | TRUE
205 | LV_4566-21_0_8_line_205 |  | 198 | 202 | 0.02522 | 0.125 | 0.08 | 261 | 0 | 0.364 | 1 | 1 | cs | TRUE
206 | LV_4566-21_0_8_line_206 |  | 199 | 200 | 0.0038173 | 0.125 | 0.08 | 261 | 0 | 0.364 | 1 | 1 | cs | TRUE
207 | LV_4566-21_0_8_line_207 |  | 199 | 201 | 0.004593 | 0.125 | 0.08 | 261 | 0 | 0.364 | 1 | 1 | cs | TRUE
208 | LV_4566-21_0_8_line_208 |  | 200 | 245 | 0.015917 | 0.125 | 0.08 | 261 | 0 | 0.364 | 1 | 1 | cs | TRUE
209 | LV_4566-21_0_8_line_209 |  | 203 | 204 | 0.0013042 | 0.125 | 0.08 | 261 | 0 | 0.364 | 1 | 4 | cs | TRUE
210 | LV_4566-21_0_8_line_210 |  | 203 | 205 | 0.01683 | 0.125 | 0.08 | 261 | 0 | 0.364 | 1 | 4 | cs | TRUE
211 | LV_4566-21_0_8_line_211 |  | 204 | 206 | 0.033736 | 0.125 | 0.08 | 261 | 0 | 0.364 | 1 | 4 | cs | TRUE
212 | LV_4566-21_0_8_line_212 |  | 205 | 207 | 0.011635 | 0.125 | 0.08 | 261 | 0 | 0.364 | 1 | 1 | cs | TRUE
213 | LV_4566-21_0_8_line_213 |  | 206 | 208 | 0.015168 | 0.125 | 0.08 | 261 | 0 | 0.364 | 1 | 4 | cs | TRUE
214 | LV_4566-21_0_8_line_214 |  | 207 | 209 | 0.0069656 | 0.125 | 0.08 | 261 | 0 | 0.364 | 1 | 1 | cs | TRUE
215 | LV_4566-21_0_8_line_215 |  | 208 | 210 | 0.016216 | 0.125 | 0.08 | 261 | 0 | 0.364 | 1 | 1 | cs | TRUE
216 | LV_4566-21_0_8_line_216 |  | 208 | 211 | 0.011716 | 0.125 | 0.08 | 261 | 0 | 0.364 | 1 | 4 | cs | TRUE
217 | LV_4566-21_0_8_line_217 |  | 210 | 223 | 0.0007122 | 0.125 | 0.08 | 261 | 0 | 0.364 | 1 | 1 | cs | TRUE
218 | LV_4566-21_0_8_line_218 |  | 211 | 235 | 0.003715 | 0.125 | 0.08 | 261 | 0 | 0.364 | 1 | 4 | cs | TRUE
219 | LV_4566-21_0_8_line_219 |  | 212 | 234 | 0.021202 | 0.125 | 0.08 | 261 | 0 | 0.364 | 1 | 4 | cs | TRUE
220 | LV_4566-21_0_8_line_220 |  | 213 | 214 | 0.010454 | 0.125 | 0.08 | 261 | 0 | 0.364 | 1 | 1 | cs | TRUE
221 | LV_4566-21_0_8_line_221 |  | 214 | 225 | 0.0010433 | 0.125 | 0.08 | 261 | 0 | 0.364 | 1 | 1 | cs | TRUE
222 | LV_4566-21_0_8_line_222 |  | 215 | 216 | 0.011434 | 0.125 | 0.08 | 261 | 0 | 0.364 | 1 | 1 | cs | TRUE
223 | LV_4566-21_0_8_line_223 |  | 215 | 217 | 0.0037497 | 0.125 | 0.08 | 261 | 0 | 0.364 | 1 | 1 | cs | TRUE
224 | LV_4566-21_0_8_line_224 |  | 216 | 218 | 0.0039461 | 0.125 | 0.08 | 261 | 0 | 0.364 | 1 | 1 | cs | TRUE
225 | LV_4566-21_0_8_line_225 |  | 218 | 219 | 0.029938 | 0.125 | 0.08 | 261 | 0 | 0.364 | 1 | 1 | cs | TRUE
226 | LV_4566-21_0_8_line_226 |  | 220 | 221 | 0.0033646 | 0.125 | 0.08 | 261 | 0 | 0.364 | 1 | 1 | cs | TRUE
227 | LV_4566-21_0_8_line_227 |  | 220 | 222 | 0.017409 | 0.125 | 0.08 | 261 | 0 | 0.364 | 1 | 1 | cs | TRUE
228 | LV_4566-21_0_8_line_228 |  | 221 | 223 | 0.019348 | 0.125 | 0.08 | 261 | 0 | 0.364 | 1 | 1 | cs | TRUE
229 | LV_4566-21_0_8_line_229 |  | 222 | 224 | 0.004916 | 0.125 | 0.08 | 261 | 0 | 0.364 | 1 | 1 | cs | TRUE
230 | LV_4566-21_0_8_line_230 |  | 224 | 225 | 0.010246 | 0.125 | 0.08 | 261 | 0 | 0.364 | 1 | 1 | cs | TRUE
231 | LV_4566-21_0_8_line_231 |  | 226 | 227 | 2.8897e-05 | 0.125 | 0.08 | 261 | 0 | 0.364 | 1 | 4 | cs | TRUE
232 | LV_4566-21_0_8_line_232 |  | 227 | 228 | 0.003776 | 0.125 | 0.08 | 261 | 0 | 0.364 | 1 | 4 | cs | TRUE
233 | LV_4566-21_0_8_line_233 |  | 228 | 236 | 0.021349 | 0.125 | 0.08 | 261 | 0 | 0.364 | 1 | 4 | cs | TRUE
234 | LV_4566-21_0_8_line_234 |  | 229 | 230 | 0.0050312 | 0.125 | 0.08 | 261 | 0 | 0.364 | 1 | 1 | cs | TRUE
235 | LV_4566-21_0_8_line_235 |  | 230 | 231 | 0.025483 | 0.125 | 0.08 | 261 | 0 | 0.364 | 1 | 4 | cs | TRUE
236 | LV_4566-21_0_8_line_236 |  | 230 | 232 | 0.02114 | 0.125 | 0.08 | 261 | 0 | 0.364 | 1 | 4 | cs | TRUE
237 | LV_4566-21_0_8_line_237 |  | 231 | 233 | 0.00068524 | 0.125 | 0.08 | 261 | 0 | 0.364 | 1 | 4 | cs | TRUE
238 | LV_4566-21_0_8_line_238 |  | 232 | 234 | 0.0002186 | 0.125 | 0.08 | 261 | 0 | 0.364 | 1 | 4 | cs | TRUE
239 | LV_4566-21_0_8_line_239 |  | 233 | 235 | 0.022988 | 0.125 | 0.08 | 261 | 0 | 0.364 | 1 | 4 | cs | TRUE
240 | LV_4566-21_0_8_line_240 |  | 236 | 244 | 0.0067372 | 0.125 | 0.08 | 261 | 0 | 0.364 | 1 | 4 | cs | TRUE
241 | LV_4566-21_0_8_line_241 |  | 237 | 238 | 0.014723 | 0.125 | 0.08 | 261 | 0 | 0.364 | 1 | 1 | cs | TRUE
242 | LV_4566-21_0_8_line_242 |  | 237 | 239 | 0.0086044 | 0.125 | 0.08 | 261 | 0 | 0.364 | 1 | 1 | cs | TRUE
243 | LV_4566-21_0_8_line_243 |  | 238 | 240 | 0.00013509 | 0.125 | 0.08 | 261 | 0 | 0.364 | 1 | 1 | cs | TRUE
244 | LV_4566-21_0_8_line_244 |  | 239 | 241 | 0.011556 | 0.125 | 0.08 | 261 | 0 | 0.364 | 1 | 1 | cs | TRUE
245 | LV_4566-21_0_8_line_245 |  | 240 | 242 | 0.0051514 | 0.125 | 0.08 | 261 | 0 | 0.364 | 1 | 1 | cs | TRUE
246 | LV_4566-21_0_8_line_246 |  | 242 | 243 | 0.011739 | 0.125 | 0.08 | 261 | 0 | 0.364 | 1 | 1 | cs | TRUE
247 | LV_4566-21_0_8_line_247 |  | 243 | 246 | 0.0070434 | 0.125 | 0.08 | 261 | 0 | 0.364 | 1 | 1 | cs | TRUE
248 | LV_4566-21_0_8_line_248 |  | 247 | 248 | 0.025325 | 0.125 | 0.08 | 261 | 0 | 0.364 | 1 | 1 | cs | TRUE
249 | LV_4566-21_0_8_line_249 |  | 247 | 249 | 0.009713 | 0.125 | 0.08 | 261 | 0 | 0.364 | 1 | 1 | cs | TRUE
250 | LV_4566-21_0_8_line_250 |  | 249 | 250 | 0.028695 | 0.125 | 0.08 | 261 | 0 | 0.364 | 1 | 1 | cs | TRUE
251 | LV_4566-21_0_8_line_251 |  | 251 | 252 | 0.027418 | 0.125 | 0.08 | 261 | 0 | 0.364 | 1 | 2 | cs | TRUE
252 | LV_4566-21_0_8_line_252 |  | 252 | 253 | 0.0031717 | 0.125 | 0.08 | 261 | 0 | 0.364 | 1 | 4 | cs | TRUE
253 | LV_4566-21_0_8_line_253 |  | 253 | 254 | 0.027031 | 0.125 | 0.08 | 261 | 0 | 0.364 | 1 | 4 | cs | TRUE

## trafo
| name | std_type | hv_bus | lv_bus | sn_mva | vn_hv_kv | vn_lv_kv | vk_percent | vkr_percent | pfe_kw | i0_percent | shift_degree | tap_side | tap_neutral | tap_min | tap_max | tap_step_percent | tap_step_degree | tap_pos | tap_phase_shifter | parallel | df | in_service
0 | LV_4566-21_0_8_trafo_159 | 0.63 MVA 20/0.4 kV | 255 | 226 | 0.63 | 20 | 0.4 | 6 | 1.206 | 1.65 | 0.2619 | 150 | hv | 0 | -2 | 2 | 2.5 | 0 | 0 | FALSE | 1 | 1 | TRUE

## line_geodata
| x0 | y0 | x1 | y1 | x2 | y2 | x3 | y3 | x4 | y4 | x5 | y5 | x6 | y6 | x7 | y7 | x8 | y8 | x9 | y9
0 | 2710690.3839 | 1267557.8044 | 2710683.786 | 1267547.8944 | 2710682.5005 | 1267545.9857
1 | 2710660.3771 | 1267539.9046 | 2710662.257 | 1267538.0271 | 2710665.0377 | 1267536.2887 | 2710668.7553 | 1267535.58 | 2710673.4531 | 1267537.2027 | 2710677.7654 | 1267540.1193 | 2710680.7973 | 1267543.4568 | 2710682.5005 | 1267545.9857
2 | 2710690.3839 | 1267557.8044 | 2710692.2147 | 1267560.5522 | 2710696.8048 | 1267567.4664
3 | 2710660.3771 | 1267539.9046 | 2710657.9373 | 1267542.3388 | 2710653.7715 | 1267547.2763 | 2710649.6339 | 1267554.7275 | 2710642.3539 | 1267569.0946
4 | 2710651.3813 | 1267542.2382 | 2710657.0526 | 1267536.9175 | 2710660.3771 | 1267539.9046
5 | 2710707.9918 | 1267584.3173 | 2710696.8048 | 1267567.4664
6 | 2710651.3813 | 1267542.2382 | 2710629.439 | 1267586.0751
7 | 2710707.9918 | 1267584.3173 | 2710708.2505 | 1267584.707 | 2710709.0164 | 1267585.8483
8 | 2710612.4952 | 1267606.0549 | 2710620.559 | 1267599.6113 | 2710625.2302 | 1267593.8159 | 2710628.1973 | 1267588.5557 | 2710629.439 | 1267586.0751
9 | 2710821.4006 | 1267827.6176 | 2710817.408 | 1267828.1432
10 | 2710821.4006 | 1267827.6176 | 2710848.1352 | 1267824.088
11 | 2710817.408 | 1267828.1432 | 2710819.3179 | 1267842.2071
12 | 2710812.6098 | 1267797.3819 | 2710817.408 | 1267828.1432
13 | 2710853.3338 | 1267823.4017 | 2710848.1352 | 1267824.088
14 | 2710805.6126 | 1267777.8781 | 2710800.9352 | 1267755.1149 | 2710799.1922 | 1267749.0723
15 | 2710812.6098 | 1267797.3819 | 2710809.0991 | 1267777.4431 | 2710805.6126 | 1267777.8781
16 | 2710805.6126 | 1267777.8781 | 2710806.5713 | 1267782.5557 | 2710806.8466 | 1267784.7405 | 2710806.2674 | 1267787.521 | 2710805.4055 | 1267789.7179 | 2710804.0737 | 1267792.0839 | 2710801.6727 | 1267794.8524 | 2710799.0813 | 1267796.5386 | 2710795.5535 | 1267797.5733 | 2710792.4145 | 1267798.0288
17 | 2710798.943 | 1267748.2085 | 2710799.1922 | 1267749.0723
18 | 2710755.0424 | 1267803.7885 | 2710762.8452 | 1267802.5646 | 2710781.3683 | 1267799.6314 | 2710792.4145 | 1267798.0288
19 | 2710893.7575 | 1267679.7902 | 2710910.6624 | 1267680.8639 | 2710910.8541 | 1267677.876 | 2710909.7107 | 1267677.8211 | 2710912.7688 | 1267666.5242 | 2710916.5503 | 1267660.8124 | 2710922.4864 | 1267637.7926
20 | 2710893.7575 | 1267679.7902 | 2710908.2383 | 1267708.4092
21 | 2710922.4864 | 1267637.7926 | 2710914.0855 | 1267635.7109 | 2710882.318 | 1267627.0294 | 2710883.1822 | 1267623.5092 | 2710874.6124 | 1267621.202
22 | 2710920.5315 | 1267745.4611 | 2710918.9995 | 1267742.4519 | 2710920.2762 | 1267732.2003 | 2710908.2383 | 1267708.4092
23 | 2710918.5475 | 1267753.2863 | 2710928.7312 | 1267749.4296 | 2710921.6135 | 1267747.5833 | 2710920.5315 | 1267745.4611
24 | 2710918.5475 | 1267753.2863 | 2710920.7252 | 1267772.4155
25 | 2710920.5315 | 1267745.4611 | 2710921.6135 | 1267747.5833 | 2710928.7312 | 1267749.4296 | 2710949.3436 | 1267740.6978
26 | 2710921.7595 | 1267781.5006 | 2710920.7252 | 1267772.4155
27 | 2710877.609 | 1267609.1699 | 2710874.6124 | 1267621.202
28 | 2710854.4419 | 1267771.9998 | 2710885.6149 | 1267764.5892 | 2710886.683 | 1267764.2423
29 | 2710859.9006 | 1267741.9092 | 2710851.517 | 1267746.1334 | 2710849.6115 | 1267750.179 | 2710847.1729 | 1267753.7475 | 2710850.5523 | 1267762.2294 | 2710854.4419 | 1267771.9998
30 | 2710854.4419 | 1267771.9998 | 2710855.8663 | 1267784.5723
31 | 2710886.683 | 1267764.2423 | 2710888.4005 | 1267777.1443
32 | 2710859.9006 | 1267741.9092 | 2710847.9997 | 1267718.4493
33 | 2710855.8663 | 1267784.5723 | 2710856.9968 | 1267794.5507
34 | 2710840.2095 | 1267703.0927 | 2710847.9997 | 1267718.4493
35 | 2710889.6049 | 1267786.1915 | 2710888.4005 | 1267777.1443
36 | 2710949.3436 | 1267740.6978 | 2710952.792 | 1267767.694
37 | 2710955.582 | 1267738.057 | 2710949.3436 | 1267740.6978
38 | 2710955.582 | 1267738.057 | 2710965.9717 | 1267733.6594 | 2710971.3066 | 1267741.0327 | 2710983.4416 | 1267743.1179
39 | 2710955.582 | 1267738.057 | 2710941.9783 | 1267709.4189
40 | 2710983.4416 | 1267743.1179 | 2710984.9038 | 1267755.445 | 2710985.1899 | 1267757.8525 | 2710985.7931 | 1267762.9036
41 | 2710723.54 | 1267607.4911 | 2710709.0164 | 1267585.8483
42 | 2710612.4952 | 1267606.0549 | 2710594.883 | 1267585.4557
43 | 2710612.4952 | 1267606.0549 | 2710626.7675 | 1267624.6827
44 | 2710412.0606 | 1267891.3668 | 2710411.3911 | 1267878.8545 | 2710409.3777 | 1267879.0281
45 | 2710459.6887 | 1267887.6425 | 2710446.7441 | 1267890.6143 | 2710444.3849 | 1267891.1595 | 2710435.1302 | 1267893.2773 | 2710433.088 | 1267893.3837 | 2710421.4907 | 1267893.9564 | 2710417.5783 | 1267894.6283 | 2710412.3192 | 1267896.0535 | 2710412.0606 | 1267891.3668
46 | 2710459.6887 | 1267887.6425 | 2710456.0083 | 1267871.3051
47 | 2710860.1642 | 1267822.5068 | 2710858.1571 | 1267804.7918
48 | 2710860.1642 | 1267822.5068 | 2710853.3338 | 1267823.4017
49 | 2710858.1571 | 1267804.7918 | 2710856.9968 | 1267794.5507
50 | 2710573.6683 | 1267987.9728 | 2710593.2808 | 1267985.9269
51 | 2710593.2808 | 1267985.9269 | 2710593.0565 | 1267983.4316 | 2710593.1898 | 1267979.931 | 2710594.235 | 1267976.3808 | 2710598.0446 | 1267970.7472 | 2710611.7486 | 1267953.9941
52 | 2710573.6683 | 1267987.9728 | 2710567.4072 | 1267988.634 | 2710556.3829 | 1267989.9733 | 2710556.0554 | 1267990.0412
53 | 2710624.3598 | 1267931.6167 | 2710623.59 | 1267934.1267 | 2710622.4868 | 1267937.1531 | 2710620.1879 | 1267941.7141 | 2710613.5625 | 1267951.7766 | 2710611.7486 | 1267953.9941
54 | 2710708.9309 | 1267857.6135 | 2710712.5488 | 1267856.5915
55 | 2710712.5488 | 1267856.5915 | 2710710.4175 | 1267842.4736
56 | 2710708.9309 | 1267857.6135 | 2710705.5781 | 1267858.5515 | 2710700.764 | 1267860.7299 | 2710677.6291 | 1267872.7404 | 2710667.8145 | 1267877.5613
57 | 2710708.9309 | 1267857.6135 | 2710710.8821 | 1267869.9942 | 2710711.2196 | 1267876.0837 | 2710711.2583 | 1267883.0227
58 | 2710707.722 | 1267825.3182 | 2710709.2338 | 1267834.6325 | 2710710.4175 | 1267842.4736
59 | 2710454.2318 | 1267863.4194 | 2710456.0083 | 1267871.3051
60 | 2710893.8484 | 1267818.0682 | 2710918.8076 | 1267814.7893 | 2710925.4494 | 1267813.9132
61 | 2710925.4494 | 1267813.9132 | 2710923.2935 | 1267794.9759
62 | 2710893.8484 | 1267818.0682 | 2710891.3946 | 1267799.6358
63 | 2710923.2935 | 1267794.9759 | 2710921.7595 | 1267781.5006
64 | 2710891.3946 | 1267799.6358 | 2710889.6049 | 1267786.1915
65 | 2710457.774 | 1267862.418 | 2710456.106 | 1267854.5911 | 2710451.5635 | 1267832.5981
66 | 2710457.774 | 1267862.418 | 2710454.2318 | 1267863.4194
67 | 2710451.5635 | 1267832.5981 | 2710456.6884 | 1267831.1037 | 2710457.988 | 1267829.649 | 2710459.4262 | 1267828.8307 | 2710461.2876 | 1267828.3317 | 2710462.4672 | 1267828.0811
68 | 2710449.9828 | 1267826.1407 | 2710451.5635 | 1267832.5981
69 | 2710451.5635 | 1267832.5981 | 2710446.0901 | 1267833.808
70 | 2710715.8759 | 1267809.6462 | 2710722.6966 | 1267808.8622 | 2710755.0424 | 1267803.7885
71 | 2710953.962 | 1267776.8531 | 2710952.792 | 1267767.694
72 | 2710766.2294 | 1267715.0455 | 2710769.1499 | 1267713.8885
73 | 2710755.6671 | 1267719.6465 | 2710760.5599 | 1267717.2917 | 2710766.2294 | 1267715.0455
74 | 2710716.3634 | 1267813.3586 | 2710761.783 | 1267805.819
75 | 2710715.8759 | 1267809.6462 | 2710716.3634 | 1267813.3586
76 | 2710707.722 | 1267825.3182 | 2710711.0429 | 1267824.8801 | 2710711.2618 | 1267822.8379 | 2710711.846 | 1267820.9917 | 2710712.6879 | 1267819.8621 | 2710713.5755 | 1267818.6999 | 2710715.1019 | 1267817.5942 | 2710716.8432 | 1267817.0819 | 2710716.3634 | 1267813.3586
77 | 2710445.875 | 1267535.7774 | 2710456.9104 | 1267521.9032
78 | 2710445.875 | 1267535.7774 | 2710427.107 | 1267524.7065
79 | 2710445.875 | 1267535.7774 | 2710441.9841 | 1267541.2987
80 | 2710576.6642 | 1267564.1471 | 2710594.883 | 1267585.4557
81 | 2710532.3874 | 1267567.4475 | 2710517.7652 | 1267589.9517
82 | 2710517.6962 | 1267590.058 | 2710517.7652 | 1267589.9517
83 | 2710626.7675 | 1267624.6827 | 2710630.3495 | 1267621.9696 | 2710630.3495 | 1267621.9696
84 | 2710626.7675 | 1267624.6827 | 2710630.2069 | 1267629.1696
85 | 2710630.2069 | 1267629.1696 | 2710641.1502 | 1267643.4461 | 2710647.4357 | 1267653.1528
86 | 2710652.3901 | 1267660.8039 | 2710647.4357 | 1267653.1528
87 | 2710652.3901 | 1267660.8039 | 2710652.7699 | 1267661.3904 | 2710662.3849 | 1267676.2278
88 | 2710674.6484 | 1267702.3298 | 2710664.4919 | 1267680.7045 | 2710662.3849 | 1267676.2278 | 2710662.3849 | 1267676.2278
89 | 2710674.6484 | 1267702.3298 | 2710675.9528 | 1267705.1071 | 2710676.7026 | 1267706.8783 | 2710677.9183 | 1267709.7546
90 | 2710677.9183 | 1267709.7546 | 2710680.6965 | 1267716.328 | 2710687.1858 | 1267734.0316 | 2710688.8535 | 1267738.7885
91 | 2710390.8705 | 1267613.8303 | 2710382.8237 | 1267625.2489
92 | 2710367.3106 | 1267647.2624 | 2710382.8237 | 1267625.2489
93 | 2710401.5526 | 1267598.6721 | 2710390.8705 | 1267613.8303
94 | 2710367.3106 | 1267647.2624 | 2710358.2711 | 1267658.7926
95 | 2710367.3106 | 1267647.2624 | 2710385.2615 | 1267668.4394
96 | 2710401.5526 | 1267598.6721 | 2710405.7459 | 1267592.7216
97 | 2710358.2711 | 1267658.7926 | 2710343.3548 | 1267677.8084 | 2710337.3051 | 1267685.5197
98 | 2710358.2711 | 1267658.7926 | 2710353.4716 | 1267654.9552 | 2710350.6455 | 1267652.6893 | 2710343.6696 | 1267647.4652
99 | 2710385.2615 | 1267668.4394 | 2710386.012 | 1267669.3247
100 | 2710416.064 | 1267578.08 | 2710405.7459 | 1267592.7216
101 | 2710311.5789 | 1267718.3172 | 2710321.721 | 1267705.3841 | 2710337.3051 | 1267685.5197
102 | 2710343.6696 | 1267647.4652 | 2710343.4546 | 1267647.3042
103 | 2710396.93 | 1267684.2601 | 2710387.7894 | 1267671.4215 | 2710386.012 | 1267669.3247
104 | 2710416.064 | 1267578.08 | 2710418.3749 | 1267574.8008
105 | 2710311.5789 | 1267718.3172 | 2710307.9638 | 1267715.1581
106 | 2710306.4192 | 1267633.8139 | 2710325.9274 | 1267634.1784 | 2710343.4546 | 1267647.3042
107 | 2710397.873 | 1267685.5846 | 2710396.93 | 1267684.2601
108 | 2710316.3341 | 1267560.0411 | 2710314.4197 | 1267563.4352 | 2710313.4929 | 1267565.086 | 2710309.7463 | 1267573.8015 | 2710308.2233 | 1267582.7809 | 2710307.7541 | 1267595.9992
109 | 2710306.5983 | 1267628.6572 | 2710307.4762 | 1267603.8297 | 2710307.7541 | 1267595.9992
110 | 2710323.7797 | 1267546.8399 | 2710316.3341 | 1267560.0411
111 | 2710306.5983 | 1267628.6572 | 2710306.4192 | 1267633.8139
112 | 2710336.0291 | 1267533.5682 | 2710330.0319 | 1267541.8412 | 2710323.7797 | 1267546.8399
113 | 2710307.9638 | 1267715.1581 | 2710305.9637 | 1267713.4081 | 2710304.2199 | 1267710.0282 | 2710303.9576 | 1267705.5305 | 2710304.7672 | 1267681.4945
114 | 2710433.5133 | 1267553.319 | 2710431.052 | 1267556.8116
115 | 2710433.5133 | 1267553.319 | 2710441.9841 | 1267541.2987
116 | 2710431.052 | 1267556.8116 | 2710418.3749 | 1267574.8008
117 | 2710409.8168 | 1267514.5074 | 2710427.107 | 1267524.7065
118 | 2710563.7695 | 1267669.2116 | 2710559.211 | 1267663.8394
119 | 2710563.7695 | 1267669.2116 | 2710570.6618 | 1267677.3342 | 2710572.1048 | 1267679.436
120 | 2710556.6012 | 1267660.7637 | 2710559.211 | 1267663.8394
121 | 2710572.1048 | 1267679.436 | 2710578.8499 | 1267689.2604
122 | 2710556.6012 | 1267660.7637 | 2710545.2432 | 1267647.3783
123 | 2710584.9807 | 1267698.19 | 2710578.8499 | 1267689.2604
124 | 2710545.0941 | 1267647.2027 | 2710545.2432 | 1267647.3783
125 | 2710584.9807 | 1267698.19 | 2710591.963 | 1267708.36
126 | 2710545.0941 | 1267647.2027 | 2710542.7873 | 1267644.4841 | 2710536.2712 | 1267638.9173
127 | 2710598.5206 | 1267722.1706 | 2710593.0226 | 1267709.9033 | 2710591.963 | 1267708.36
128 | 2710350.913 | 1267766.7256 | 2710348.1393 | 1267768.053
129 | 2710379.7679 | 1267752.9165 | 2710350.913 | 1267766.7256
130 | 2710321.1435 | 1267778.4253 | 2710328.6576 | 1267777.3764 | 2710348.1393 | 1267768.053
131 | 2710379.7679 | 1267752.9165 | 2710382.7439 | 1267751.4922
132 | 2710321.1435 | 1267778.4253 | 2710310.3258 | 1267779.9353
133 | 2710402.3048 | 1267742.1309 | 2710382.7439 | 1267751.4922
134 | 2710301.5359 | 1267781.1623 | 2710301.5359 | 1267781.1623 | 2710310.3258 | 1267779.9353
135 | 2710424.6885 | 1267731.4188 | 2710402.3048 | 1267742.1309
136 | 2710271.4582 | 1267778.7545 | 2710301.5359 | 1267781.1623
137 | 2710424.6885 | 1267731.4188 | 2710417.1989 | 1267717.0813
138 | 2710424.6885 | 1267731.4188 | 2710425.3166 | 1267732.9742
139 | 2710517.4292 | 1267590.4688 | 2710517.6962 | 1267590.058
140 | 2710517.4292 | 1267590.4688 | 2710506.7094 | 1267606.9671
141 | 2710506.6531 | 1267607.0537 | 2710506.7094 | 1267606.9671
142 | 2710414.1323 | 1267711.2107 | 2710417.1989 | 1267717.0813
143 | 2710425.3166 | 1267732.9742 | 2710433.1001 | 1267752.2497 | 2710433.2851 | 1267753.0596
144 | 2710408.6611 | 1267700.737 | 2710414.1323 | 1267711.2107
145 | 2710433.2851 | 1267753.0596 | 2710433.4557 | 1267753.8062
146 | 2710271.4582 | 1267778.7545 | 2710261.7954 | 1267796.0082
147 | 2710428.2478 | 1267835.3348 | 2710410.0115 | 1267839.2418
148 | 2710446.0901 | 1267833.808 | 2710444.9266 | 1267833.2191 | 2710443.2351 | 1267832.687 | 2710441.2954 | 1267832.5395 | 2710428.2478 | 1267835.3348
149 | 2710389.3646 | 1267843.6651 | 2710410.0115 | 1267839.2418
150 | 2710389.3646 | 1267843.6651 | 2710369.9525 | 1267847.824
151 | 2710348.4782 | 1267852.4246 | 2710369.9525 | 1267847.824
152 | 2710462.4672 | 1267828.0811 | 2710487.0743 | 1267822.8523
153 | 2710449.9828 | 1267826.1407 | 2710446.3159 | 1267810.0914
154 | 2710449.9828 | 1267826.1407 | 2710430.6077 | 1267830.2466
155 | 2710330.1048 | 1267856.3609 | 2710348.4782 | 1267852.4246
156 | 2710506.0206 | 1267818.8264 | 2710487.0743 | 1267822.8523
157 | 2710446.2902 | 1267809.9793 | 2710446.3159 | 1267810.0914
158 | 2710425.343 | 1267831.3623 | 2710430.6077 | 1267830.2466
159 | 2710624.3598 | 1267931.6167 | 2710621.0713 | 1267928.3189 | 2710618.941 | 1267924.687 | 2710618.5392 | 1267921.2209 | 2710619.1612 | 1267917.3514 | 2710620.6246 | 1267913.5866 | 2710620.6317 | 1267913.5791
160 | 2710665.7165 | 1267878.5918 | 2710667.8145 | 1267877.5613
161 | 2710707.722 | 1267825.3182 | 2710703.9448 | 1267826.0036
162 | 2710515.9496 | 1267842.6328 | 2710508.9576 | 1267844.1256 | 2710509.3593 | 1267845.9903 | 2710494.3982 | 1267848.8909 | 2710494.7178 | 1267850.3203
163 | 2710506.0206 | 1267818.8264 | 2710512.0042 | 1267832.5947 | 2710515.9496 | 1267842.6328
164 | 2710515.9496 | 1267842.6328 | 2710518.0831 | 1267848.0555
165 | 2710360.5316 | 1267845.0943 | 2710350.1556 | 1267847.2943 | 2710344.5848 | 1267848.4802 | 2710343.3995 | 1267848.7313
166 | 2710380.2094 | 1267840.9222 | 2710360.5316 | 1267845.0943
167 | 2710343.3995 | 1267848.7313 | 2710342.9288 | 1267848.831
168 | 2710380.2094 | 1267840.9222 | 2710390.3072 | 1267838.7812 | 2710399.4655 | 1267836.8435
169 | 2710342.9288 | 1267848.831 | 2710312.5514 | 1267855.2659 | 2710302.4078 | 1267857.4117 | 2710300.943 | 1267857.7223
170 | 2710420.0783 | 1267832.478 | 2710407.3065 | 1267835.1845 | 2710399.4655 | 1267836.8435
171 | 2710420.0783 | 1267832.478 | 2710425.343 | 1267831.3623
172 | 2710330.1048 | 1267856.3609 | 2710309.6609 | 1267860.7408
173 | 2710292.3672 | 1267864.4457 | 2710309.6609 | 1267860.7408
174 | 2710529.0227 | 1267763.2989 | 2710528.2509 | 1267760.2132 | 2710527.9911 | 1267759.5528
175 | 2710527.6348 | 1267758.6476 | 2710527.9911 | 1267759.5528
176 | 2710529.0227 | 1267763.2989 | 2710530.0887 | 1267767.5606
177 | 2710527.6348 | 1267758.6476 | 2710523.9243 | 1267749.2181
178 | 2710530.0887 | 1267767.5606 | 2710535.1919 | 1267787.9627
179 | 2710515.8919 | 1267729.8582 | 2710517.0752 | 1267731.8127 | 2710523.9243 | 1267749.2181
180 | 2710539.8435 | 1267806.5593 | 2710535.1919 | 1267787.9627
181 | 2710515.2292 | 1267728.7635 | 2710515.8919 | 1267729.8582
182 | 2710539.8435 | 1267806.5593 | 2710555.4121 | 1267803.3898
183 | 2710539.8435 | 1267806.5593 | 2710540.7926 | 1267811.3591
184 | 2710513.3143 | 1267725.6004 | 2710515.2292 | 1267728.7635
185 | 2710648.8771 | 1267784.0326 | 2710678.1218 | 1267777.7895
186 | 2710698.7117 | 1267773.026 | 2710686.7917 | 1267775.9386 | 2710678.1218 | 1267777.7895
187 | 2710639.0002 | 1267786.1411 | 2710648.8771 | 1267784.0326
188 | 2710698.7117 | 1267773.026 | 2710696.6166 | 1267763.901
189 | 2710615.8199 | 1267791.0897 | 2710639.0002 | 1267786.1411
190 | 2710696.6166 | 1267763.901 | 2710700.3938 | 1267762.8153
191 | 2710696.6166 | 1267763.901 | 2710695.2259 | 1267758.9707 | 2710691.1379 | 1267745.3044 | 2710688.8535 | 1267738.7885
192 | 2710615.8199 | 1267791.0897 | 2710612.2969 | 1267772.8092
193 | 2710615.8199 | 1267791.0897 | 2710600.729 | 1267794.1617
194 | 2710615.8199 | 1267791.0897 | 2710616.5559 | 1267795.207
195 | 2710700.3938 | 1267762.8153 | 2710703.1077 | 1267771.4625
196 | 2710705.7913 | 1267784.5353 | 2710705.0446 | 1267780.5957 | 2710703.1077 | 1267771.4625
197 | 2710705.7913 | 1267784.5353 | 2710706.7704 | 1267789.736 | 2710707.0422 | 1267791.6775
198 | 2710703.1077 | 1267771.4625 | 2710703.9691 | 1267767.6865 | 2710707.1006 | 1267763.6972 | 2710711.6537 | 1267757.3659 | 2710718.6994 | 1267748.5178
199 | 2710715.8759 | 1267809.6462 | 2710714.0244 | 1267809.2111 | 2710712.2605 | 1267808.1216 | 2710710.0366 | 1267805.8668 | 2710708.6561 | 1267803.2053 | 2710707.0422 | 1267791.6775
200 | 2710703.9448 | 1267826.0036 | 2710705.7528 | 1267837.4657
201 | 2710608.3423 | 1267752.2896 | 2710612.2969 | 1267772.8092
202 | 2710616.5559 | 1267795.207 | 2710637.7876 | 1267790.6874
203 | 2710637.7876 | 1267790.6874 | 2710667.6921 | 1267784.3216 | 2710669.1542 | 1267784.0093
204 | 2710736.6016 | 1267734.7289 | 2710727.5628 | 1267740.8718 | 2710723.7373 | 1267743.3244 | 2710722.0549 | 1267744.7164 | 2710720.7366 | 1267745.9594 | 2710718.6994 | 1267748.5178
205 | 2710540.7926 | 1267811.3591 | 2710565.4581 | 1267806.1006
206 | 2710504.2934 | 1267814.5682 | 2710500.5598 | 1267815.3637
207 | 2710506.0206 | 1267818.8264 | 2710504.2934 | 1267814.5682
208 | 2710500.5598 | 1267815.3637 | 2710484.9919 | 1267818.6809
209 | 2710423.0482 | 1267689.6983 | 2710422.0135 | 1267690.4922
210 | 2710408.6611 | 1267700.737 | 2710422.0135 | 1267690.4922
211 | 2710423.0482 | 1267689.6983 | 2710449.8138 | 1267669.1621
212 | 2710408.6611 | 1267700.737 | 2710401.913 | 1267691.259
213 | 2710461.8481 | 1267659.9286 | 2710449.8138 | 1267669.1621
214 | 2710397.873 | 1267685.5846 | 2710401.913 | 1267691.259
215 | 2710461.8481 | 1267659.9286 | 2710472.5269 | 1267672.1325
216 | 2710461.8481 | 1267659.9286 | 2710470.4625 | 1267651.9872
217 | 2710472.5269 | 1267672.1325 | 2710472.9959 | 1267672.6685
218 | 2710473.194 | 1267649.4691 | 2710470.4625 | 1267651.9872
219 | 2710520.1512 | 1267625.1459 | 2710536.2712 | 1267638.9173
220 | 2710513.3143 | 1267725.6004 | 2710507.9007 | 1267716.6578
221 | 2710507.9007 | 1267716.6578 | 2710507.3604 | 1267715.7653
222 | 2710534.9742 | 1267890.1075 | 2710530.6726 | 1267879.5138
223 | 2710536.3849 | 1267893.5817 | 2710534.9742 | 1267890.1075
224 | 2710529.188 | 1267875.8577 | 2710530.6726 | 1267879.5138
225 | 2710529.188 | 1267875.8577 | 2710523.8263 | 1267862.6532 | 2710518.0831 | 1267848.0555
226 | 2710487.9524 | 1267689.7611 | 2710485.7367 | 1267687.229
227 | 2710499.4166 | 1267702.8626 | 2710487.9524 | 1267689.7611
228 | 2710472.9959 | 1267672.6685 | 2710485.7367 | 1267687.229
229 | 2710499.4166 | 1267702.8626 | 2710499.8472 | 1267703.3546 | 2710502.0545 | 1267707.0007
230 | 2710507.3604 | 1267715.7653 | 2710502.0545 | 1267707.0007
231 | 2710598.5206 | 1267722.1706 | 2710598.5324 | 1267722.197
232 | 2710598.5324 | 1267722.197 | 2710600.0767 | 1267725.6427
233 | 2710600.0767 | 1267725.6427 | 2710605.5683 | 1267737.8958 | 2710607.0674 | 1267745.6741
234 | 2710503.9119 | 1267611.2726 | 2710506.6531 | 1267607.0537
235 | 2710503.9119 | 1267611.2726 | 2710494.9844 | 1267624.8508 | 2710489.1912 | 1267632.0399
236 | 2710503.9119 | 1267611.2726 | 2710519.985 | 1267625.0039
237 | 2710489.1912 | 1267632.0399 | 2710488.7612 | 1267632.5735
238 | 2710519.985 | 1267625.0039 | 2710520.1512 | 1267625.1459
239 | 2710473.194 | 1267649.4691 | 2710473.7305 | 1267648.9745 | 2710485.9353 | 1267636.0803 | 2710488.7612 | 1267632.5735
240 | 2710608.3423 | 1267752.2896 | 2710607.0674 | 1267745.6741
241 | 2710647.9444 | 1267888.0528 | 2710641.9374 | 1267895.5476 | 2710639.0803 | 1267899.7937
242 | 2710655.3439 | 1267883.6868 | 2710653.4654 | 1267884.6094 | 2710647.9965 | 1267887.9878 | 2710647.9444 | 1267888.0528
243 | 2710639.0049 | 1267899.9058 | 2710639.0803 | 1267899.7937
244 | 2710665.7165 | 1267878.5918 | 2710655.3439 | 1267883.6868
245 | 2710636.1291 | 1267904.1797 | 2710639.0049 | 1267899.9058
246 | 2710636.1291 | 1267904.1797 | 2710630.4734 | 1267905.0746 | 2710627.2179 | 1267907.2489 | 2710625.6575 | 1267908.6521
247 | 2710620.6317 | 1267913.5791 | 2710623.3049 | 1267910.7676 | 2710625.6575 | 1267908.6521
248 | 2710755.6671 | 1267719.6465 | 2710755.6975 | 1267722.0381 | 2710751.9586 | 1267724.2922 | 2710736.6016 | 1267734.7289
249 | 2710755.6671 | 1267719.6465 | 2710752.7583 | 1267720.9932 | 2710749.7717 | 1267722.8722 | 2710747.2534 | 1267724.4637
250 | 2710723.4044 | 1267740.4133 | 2710726.8418 | 1267737.9668 | 2710741.7563 | 1267727.9375 | 2710747.2534 | 1267724.4637
251 | 2710440.1832 | 1267783.2504 | 2710446.2902 | 1267809.9793
252 | 2710440.1832 | 1267783.2504 | 2710439.4767 | 1267780.1584
253 | 2710439.4767 | 1267780.1584 | 2710433.4557 | 1267753.8062

## bus_geodata
| x | y | coords
0 | 2710682.5005 | 1267545.9857
1 | 2710690.3839 | 1267557.8044
2 | 2710660.3771 | 1267539.9046
3 | 2710696.8048 | 1267567.4664
4 | 2710642.3539 | 1267569.0946
5 | 2710651.3813 | 1267542.2382
6 | 2710707.9918 | 1267584.3173
7 | 2710629.439 | 1267586.0751
8 | 2710821.4006 | 1267827.6176
9 | 2710817.408 | 1267828.1432
10 | 2710848.1352 | 1267824.088
11 | 2710805.6126 | 1267777.8781
12 | 2710799.1922 | 1267749.0723
13 | 2710812.6098 | 1267797.3819
14 | 2710792.4145 | 1267798.0288
15 | 2710893.7575 | 1267679.7902
16 | 2710922.4864 | 1267637.7926
17 | 2710908.2383 | 1267708.4092
18 | 2710918.5475 | 1267753.2863
19 | 2710920.5315 | 1267745.4611
20 | 2710920.7252 | 1267772.4155
21 | 2710874.6124 | 1267621.202
22 | 2710854.4419 | 1267771.9998
23 | 2710886.683 | 1267764.2423
24 | 2710859.9006 | 1267741.9092
25 | 2710855.8663 | 1267784.5723
26 | 2710847.9997 | 1267718.4493
27 | 2710888.4005 | 1267777.1443
28 | 2710949.3436 | 1267740.6978
29 | 2710955.582 | 1267738.057
30 | 2710983.4416 | 1267743.1179
31 | 2710941.9783 | 1267709.4189
32 | 2710985.7931 | 1267762.9036
33 | 2710709.0164 | 1267585.8483
34 | 2710612.4952 | 1267606.0549
35 | 2710412.0606 | 1267891.3668
36 | 2710409.3777 | 1267879.0281
37 | 2710459.6887 | 1267887.6425
38 | 2710860.1642 | 1267822.5068
39 | 2710858.1571 | 1267804.7918
40 | 2710853.3338 | 1267823.4017
41 | 2710819.3179 | 1267842.2071
42 | 2710593.2808 | 1267985.9269
43 | 2710573.6683 | 1267987.9728
44 | 2710611.7486 | 1267953.9941
45 | 2710712.5488 | 1267856.5915
46 | 2710708.9309 | 1267857.6135
47 | 2710710.4175 | 1267842.4736
48 | 2710556.0554 | 1267990.0412
49 | 2710456.0083 | 1267871.3051
50 | 2710925.4494 | 1267813.9132
51 | 2710893.8484 | 1267818.0682
52 | 2710923.2935 | 1267794.9759
53 | 2710891.3946 | 1267799.6358
54 | 2710457.774 | 1267862.418
55 | 2710451.5635 | 1267832.5981
56 | 2710454.2318 | 1267863.4194
57 | 2710798.943 | 1267748.2085
58 | 2710755.0424 | 1267803.7885
59 | 2710877.609 | 1267609.1699
60 | 2710921.7595 | 1267781.5006
61 | 2710952.792 | 1267767.694
62 | 2710856.9968 | 1267794.5507
63 | 2710840.2095 | 1267703.0927
64 | 2710889.6049 | 1267786.1915
65 | 2710769.1499 | 1267713.8885
66 | 2710766.2294 | 1267715.0455
67 | 2710723.54 | 1267607.4911
68 | 2710761.783 | 1267805.819
69 | 2710716.3634 | 1267813.3586
70 | 2710456.9104 | 1267521.9032
71 | 2710445.875 | 1267535.7774
72 | 2710576.6642 | 1267564.1471
73 | 2710594.883 | 1267585.4557
74 | 2710532.3874 | 1267567.4475
75 | 2710517.7652 | 1267589.9517
76 | 2710630.3495 | 1267621.9696
77 | 2710626.7675 | 1267624.6827
78 | 2710630.2069 | 1267629.1696
79 | 2710647.4357 | 1267653.1528
80 | 2710652.3901 | 1267660.8039
81 | 2710662.3849 | 1267676.2278
82 | 2710674.6484 | 1267702.3298
83 | 2710677.9183 | 1267709.7546
84 | 2710382.8237 | 1267625.2489
85 | 2710390.8705 | 1267613.8303
86 | 2710367.3106 | 1267647.2624
87 | 2710401.5526 | 1267598.6721
88 | 2710358.2711 | 1267658.7926
89 | 2710385.2615 | 1267668.4394
90 | 2710405.7459 | 1267592.7216
91 | 2710337.3051 | 1267685.5197
92 | 2710343.6696 | 1267647.4652
93 | 2710386.012 | 1267669.3247
94 | 2710416.064 | 1267578.08
95 | 2710311.5789 | 1267718.3172
96 | 2710343.4546 | 1267647.3042
97 | 2710396.93 | 1267684.2601
98 | 2710307.7541 | 1267595.9992
99 | 2710316.3341 | 1267560.0411
100 | 2710306.5983 | 1267628.6572
101 | 2710323.7797 | 1267546.8399
102 | 2710306.4192 | 1267633.8139
103 | 2710336.0291 | 1267533.5682
104 | 2710304.7672 | 1267681.4945
105 | 2710307.9638 | 1267715.1581
106 | 2710433.5133 | 1267553.319
107 | 2710431.052 | 1267556.8116
108 | 2710441.9841 | 1267541.2987
109 | 2710418.3749 | 1267574.8008
110 | 2710427.107 | 1267524.7065
111 | 2710409.8168 | 1267514.5074
112 | 2710563.7695 | 1267669.2116
113 | 2710559.211 | 1267663.8394
114 | 2710572.1048 | 1267679.436
115 | 2710556.6012 | 1267660.7637
116 | 2710578.8499 | 1267689.2604
117 | 2710545.2432 | 1267647.3783
118 | 2710584.9807 | 1267698.19
119 | 2710545.0941 | 1267647.2027
120 | 2710591.963 | 1267708.36
121 | 2710350.913 | 1267766.7256
122 | 2710348.1393 | 1267768.053
123 | 2710379.7679 | 1267752.9165
124 | 2710321.1435 | 1267778.4253
125 | 2710382.7439 | 1267751.4922
126 | 2710310.3258 | 1267779.9353
127 | 2710402.3048 | 1267742.131
128 | 2710301.5359 | 1267781.1623
129 | 2710424.6885 | 1267731.4188
130 | 2710517.6962 | 1267590.058
131 | 2710517.4292 | 1267590.4688
132 | 2710506.7094 | 1267606.9671
133 | 2710417.1989 | 1267717.0813
134 | 2710425.3166 | 1267732.9742
135 | 2710414.1323 | 1267711.2107
136 | 2710433.2851 | 1267753.0596
137 | 2710271.4582 | 1267778.7545
138 | 2710261.7954 | 1267796.0082
139 | 2710428.2478 | 1267835.3348
140 | 2710410.0115 | 1267839.2418
141 | 2710446.0901 | 1267833.808
142 | 2710389.3646 | 1267843.6651
143 | 2710369.9525 | 1267847.824
144 | 2710462.4672 | 1267828.0811
145 | 2710449.9828 | 1267826.1407
146 | 2710348.4782 | 1267852.4246
147 | 2710487.0743 | 1267822.8523
148 | 2710446.3159 | 1267810.0914
149 | 2710430.6077 | 1267830.2466
150 | 2710624.3598 | 1267931.6167
151 | 2710667.8145 | 1267877.5613
152 | 2710711.2583 | 1267883.0227
153 | 2710707.722 | 1267825.3182
154 | 2710953.962 | 1267776.8531
155 | 2710494.7178 | 1267850.3203
156 | 2710515.9496 | 1267842.6328
157 | 2710360.5316 | 1267845.0943
158 | 2710343.3995 | 1267848.7313
159 | 2710380.2094 | 1267840.9222
160 | 2710342.9288 | 1267848.831
161 | 2710399.4655 | 1267836.8435
162 | 2710300.943 | 1267857.7223
163 | 2710420.0783 | 1267832.478
164 | 2710425.343 | 1267831.3623
165 | 2710330.1048 | 1267856.3609
166 | 2710309.6609 | 1267860.7408
167 | 2710292.3672 | 1267864.4457
168 | 2710527.9911 | 1267759.5528
169 | 2710529.0227 | 1267763.2989
170 | 2710527.6348 | 1267758.6476
171 | 2710530.0887 | 1267767.5606
172 | 2710523.9243 | 1267749.2181
173 | 2710535.1919 | 1267787.9627
174 | 2710515.8919 | 1267729.8582
175 | 2710539.8435 | 1267806.5593
176 | 2710515.2292 | 1267728.7635
177 | 2710678.1218 | 1267777.7895
178 | 2710648.8771 | 1267784.0326
179 | 2710698.7117 | 1267773.026
180 | 2710639.0002 | 1267786.1411
181 | 2710696.6166 | 1267763.901
182 | 2710615.8199 | 1267791.0897
183 | 2710700.3938 | 1267762.8153
184 | 2710688.8535 | 1267738.7885
185 | 2710705.7913 | 1267784.5353
186 | 2710703.1077 | 1267771.4625
187 | 2710707.0422 | 1267791.6775
188 | 2710703.9448 | 1267826.0036
189 | 2710705.7528 | 1267837.4657
190 | 2710715.8759 | 1267809.6462
191 | 2710612.2969 | 1267772.8092
192 | 2710600.729 | 1267794.1617
193 | 2710616.5559 | 1267795.207
194 | 2710669.1542 | 1267784.0093
195 | 2710637.7876 | 1267790.6874
196 | 2710718.6994 | 1267748.5178
197 | 2710555.4121 | 1267803.3898
198 | 2710540.7926 | 1267811.3591
199 | 2710504.2934 | 1267814.5682
200 | 2710500.5598 | 1267815.3637
201 | 2710506.0206 | 1267818.8264
202 | 2710565.4581 | 1267806.1006
203 | 2710422.0135 | 1267690.4922
204 | 2710423.0482 | 1267689.6983
205 | 2710408.6611 | 1267700.737
206 | 2710449.8138 | 1267669.1621
207 | 2710401.913 | 1267691.259
208 | 2710461.8481 | 1267659.9286
209 | 2710397.873 | 1267685.5846
210 | 2710472.5269 | 1267672.1325
211 | 2710470.4625 | 1267651.9872
212 | 2710536.2712 | 1267638.9173
213 | 2710513.3143 | 1267725.6004
214 | 2710507.9007 | 1267716.6578
215 | 2710534.9742 | 1267890.1075
216 | 2710530.6726 | 1267879.5138
217 | 2710536.3849 | 1267893.5817
218 | 2710529.188 | 1267875.8577
219 | 2710518.0831 | 1267848.0555
220 | 2710487.9524 | 1267689.7611
221 | 2710485.7367 | 1267687.229
222 | 2710499.4166 | 1267702.8626
223 | 2710472.9959 | 1267672.6685
224 | 2710502.0545 | 1267707.0007
225 | 2710507.3604 | 1267715.7653
226 | 2710598.5206 | 1267722.1706
227 | 2710598.5324 | 1267722.197
228 | 2710600.0767 | 1267725.6427
229 | 2710506.6531 | 1267607.0537
230 | 2710503.9119 | 1267611.2726
231 | 2710489.1912 | 1267632.0399
232 | 2710519.985 | 1267625.0039
233 | 2710488.7612 | 1267632.5735
234 | 2710520.1512 | 1267625.1459
235 | 2710473.194 | 1267649.4691
236 | 2710607.0674 | 1267745.6741
237 | 2710647.9444 | 1267888.0528
238 | 2710639.0803 | 1267899.7937
239 | 2710655.3439 | 1267883.6868
240 | 2710639.0049 | 1267899.9058
241 | 2710665.7165 | 1267878.5918
242 | 2710636.1291 | 1267904.1797
243 | 2710625.6575 | 1267908.6521
244 | 2710608.3423 | 1267752.2896
245 | 2710484.9919 | 1267818.6809
246 | 2710620.6317 | 1267913.5791
247 | 2710755.6671 | 1267719.6465
248 | 2710736.6016 | 1267734.7289
249 | 2710747.2534 | 1267724.4637
250 | 2710723.4044 | 1267740.4133
251 | 2710446.2902 | 1267809.9793
252 | 2710440.1832 | 1267783.2504
253 | 2710439.4767 | 1267780.1584
254 | 2710433.4557 | 1267753.8062
255 | 2710615.8199 | 1267791.0897

## line_std_types
| c_nf_per_km | r_ohm_per_km | x_ohm_per_km | max_i_ka | type | q_mm2 | alpha | voltage_rating
NAYY 4x50 SE | 210 | 0.642 | 0.083 | 0.142 | cs | 50 | 0.00403 | LV
NAYY 4x120 SE | 264 | 0.225 | 0.08 | 0.242 | cs | 120 | 0.00403 | LV
NAYY 4x150 SE | 261 | 0.208 | 0.08 | 0.27 | cs | 150 | 0.00403 | LV
NA2XS2Y 1x95 RM/25 12/20 kV | 216 | 0.313 | 0.132 | 0.252 | cs | 95 | 0.00403 | MV
NA2XS2Y 1x185 RM/25 12/20 kV | 273 | 0.161 | 0.117 | 0.362 | cs | 185 | 0.00403 | MV
NA2XS2Y 1x240 RM/25 12/20 kV | 304 | 0.122 | 0.112 | 0.421 | cs | 240 | 0.00403 | MV
NA2XS2Y 1x95 RM/25 6/10 kV | 315 | 0.313 | 0.123 | 0.249 | cs | 95 | 0.00403 | MV
NA2XS2Y 1x185 RM/25 6/10 kV | 406 | 0.161 | 0.11 | 0.358 | cs | 185 | 0.00403 | MV
NA2XS2Y 1x240 RM/25 6/10 kV | 456 | 0.122 | 0.105 | 0.416 | cs | 240 | 0.00403 | MV
NA2XS2Y 1x150 RM/25 12/20 kV | 250 | 0.206 | 0.116 | 0.319 | cs | 150 | 0.00403 | MV
NA2XS2Y 1x120 RM/25 12/20 kV | 230 | 0.253 | 0.119 | 0.283 | cs | 120 | 0.00403 | MV
NA2XS2Y 1x70 RM/25 12/20 kV | 190 | 0.443 | 0.132 | 0.22 | cs | 70 | 0.00403 | MV
NA2XS2Y 1x150 RM/25 6/10 kV | 360 | 0.206 | 0.11 | 0.315 | cs | 150 | 0.00403 | MV
NA2XS2Y 1x120 RM/25 6/10 kV | 340 | 0.253 | 0.113 | 0.28 | cs | 120 | 0.00403 | MV
NA2XS2Y 1x70 RM/25 6/10 kV | 280 | 0.443 | 0.123 | 0.217 | cs | 70 | 0.00403 | MV
N2XS(FL)2Y 1x120 RM/35 64/110 kV | 112 | 0.153 | 0.166 | 0.366 | cs | 120 | 0.00393 | HV
N2XS(FL)2Y 1x185 RM/35 64/110 kV | 125 | 0.099 | 0.156 | 0.457 | cs | 185 | 0.00393 | HV
N2XS(FL)2Y 1x240 RM/35 64/110 kV | 135 | 0.075 | 0.149 | 0.526 | cs | 240 | 0.00393 | HV
N2XS(FL)2Y 1x300 RM/35 64/110 kV | 144 | 0.06 | 0.144 | 0.588 | cs | 300 | 0.00393 | HV
15-AL1/3-ST1A 0.4 | 11 | 1.8769 | 0.35 | 0.105 | ol | 16 | 0.00403 | LV
24-AL1/4-ST1A 0.4 | 11.25 | 1.2012 | 0.335 | 0.14 | ol | 24 | 0.00403 | LV
48-AL1/8-ST1A 0.4 | 12.2 | 0.5939 | 0.3 | 0.21 | ol | 48 | 0.00403 | LV
94-AL1/15-ST1A 0.4 | 13.2 | 0.306 | 0.29 | 0.35 | ol | 94 | 0.00403 | LV
34-AL1/6-ST1A 10.0 | 9.7 | 0.8342 | 0.36 | 0.17 | ol | 34 | 0.00403 | MV
48-AL1/8-ST1A 10.0 | 10.1 | 0.5939 | 0.35 | 0.21 | ol | 48 | 0.00403 | MV
70-AL1/11-ST1A 10.0 | 10.4 | 0.4132 | 0.339 | 0.29 | ol | 70 | 0.00403 | MV
94-AL1/15-ST1A 10.0 | 10.75 | 0.306 | 0.33 | 0.35 | ol | 94 | 0.00403 | MV
122-AL1/20-ST1A 10.0 | 11.1 | 0.2376 | 0.323 | 0.41 | ol | 122 | 0.00403 | MV
149-AL1/24-ST1A 10.0 | 11.25 | 0.194 | 0.315 | 0.47 | ol | 149 | 0.00403 | MV
34-AL1/6-ST1A 20.0 | 9.15 | 0.8342 | 0.382 | 0.17 | ol | 34 | 0.00403 | MV
48-AL1/8-ST1A 20.0 | 9.5 | 0.5939 | 0.372 | 0.21 | ol | 48 | 0.00403 | MV
70-AL1/11-ST1A 20.0 | 9.7 | 0.4132 | 0.36 | 0.29 | ol | 70 | 0.00403 | MV
94-AL1/15-ST1A 20.0 | 10 | 0.306 | 0.35 | 0.35 | ol | 94 | 0.00403 | MV
122-AL1/20-ST1A 20.0 | 10.3 | 0.2376 | 0.344 | 0.41 | ol | 122 | 0.00403 | MV
149-AL1/24-ST1A 20.0 | 10.5 | 0.194 | 0.337 | 0.47 | ol | 149 | 0.00403 | MV
184-AL1/30-ST1A 20.0 | 10.75 | 0.1571 | 0.33 | 0.535 | ol | 184 | 0.00403 | MV
243-AL1/39-ST1A 20.0 | 11 | 0.1188 | 0.32 | 0.645 | ol | 243 | 0.00403 | MV
48-AL1/8-ST1A 110.0 | 8 | 0.5939 | 0.46 | 0.21 | ol | 48 | 0.00403 | HV
70-AL1/11-ST1A 110.0 | 8.4 | 0.4132 | 0.45 | 0.29 | ol | 70 | 0.00403 | HV
94-AL1/15-ST1A 110.0 | 8.65 | 0.306 | 0.44 | 0.35 | ol | 94 | 0.00403 | HV
122-AL1/20-ST1A 110.0 | 8.5 | 0.2376 | 0.43 | 0.41 | ol | 122 | 0.00403 | HV
149-AL1/24-ST1A 110.0 | 8.75 | 0.194 | 0.41 | 0.47 | ol | 149 | 0.00403 | HV
184-AL1/30-ST1A 110.0 | 8.8 | 0.1571 | 0.4 | 0.535 | ol | 184 | 0.00403 | HV
243-AL1/39-ST1A 110.0 | 9 | 0.1188 | 0.39 | 0.645 | ol | 243 | 0.00403 | HV
305-AL1/39-ST1A 110.0 | 9.2 | 0.0949 | 0.38 | 0.74 | ol | 305 | 0.00403 | HV
490-AL1/64-ST1A 110.0 | 9.75 | 0.059 | 0.37 | 0.96 | ol | 490 | 0.00403 | HV
679-AL1/86-ST1A 110.0 | 9.95 | 0.042 | 0.36 | 1.15 | ol | 679 | 0.00403 | HV
490-AL1/64-ST1A 220.0 | 10 | 0.059 | 0.285 | 0.96 | ol | 490 | 0.00403 | HV
679-AL1/86-ST1A 220.0 | 11.7 | 0.042 | 0.275 | 1.15 | ol | 679 | 0.00403 | HV
490-AL1/64-ST1A 380.0 | 11 | 0.059 | 0.253 | 0.96 | ol | 490 | 0.00403 | HV
679-AL1/86-ST1A 380.0 | 14.6 | 0.042 | 0.25 | 1.15 | ol | 679 | 0.00403 | HV

## trafo_std_types
| i0_percent | pfe_kw | vkr_percent | sn_mva | vn_lv_kv | vn_hv_kv | vk_percent | shift_degree | vector_group | tap_side | tap_neutral | tap_min | tap_max | tap_step_degree | tap_step_percent | tap_phase_shifter
160 MVA 380/110 kV | 0.06 | 60 | 0.25 | 160 | 110 | 380 | 12.2 | 0 | Yy0 | hv | 0 | -9 | 9 | 0 | 1.5 | FALSE
100 MVA 220/110 kV | 0.06 | 55 | 0.26 | 100 | 110 | 220 | 12 | 0 | Yy0 | hv | 0 | -9 | 9 | 0 | 1.5 | FALSE
63 MVA 110/20 kV | 0.04 | 22 | 0.32 | 63 | 20 | 110 | 18 | 150 | YNd5 | hv | 0 | -9 | 9 | 0 | 1.5 | FALSE
40 MVA 110/20 kV | 0.05 | 18 | 0.34 | 40 | 20 | 110 | 16.2 | 150 | YNd5 | hv | 0 | -9 | 9 | 0 | 1.5 | FALSE
25 MVA 110/20 kV | 0.07 | 14 | 0.41 | 25 | 20 | 110 | 12 | 150 | YNd5 | hv | 0 | -9 | 9 | 0 | 1.5 | FALSE
63 MVA 110/10 kV | 0.04 | 22 | 0.32 | 63 | 10 | 110 | 18 | 150 | YNd5 | hv | 0 | -9 | 9 | 0 | 1.5 | FALSE
40 MVA 110/10 kV | 0.05 | 18 | 0.34 | 40 | 10 | 110 | 16.2 | 150 | YNd5 | hv | 0 | -9 | 9 | 0 | 1.5 | FALSE
25 MVA 110/10 kV | 0.07 | 14 | 0.41 | 25 | 10 | 110 | 12 | 150 | YNd5 | hv | 0 | -9 | 9 | 0 | 1.5 | FALSE
0.25 MVA 20/0.4 kV | 0.32 | 0.8 | 1.44 | 0.25 | 0.4 | 20 | 6 | 150 | Yzn5 | hv | 0 | -2 | 2 | 0 | 2.5 | FALSE
0.4 MVA 20/0.4 kV | 0.3375 | 1.35 | 1.425 | 0.4 | 0.4 | 20 | 6 | 150 | Dyn5 | hv | 0 | -2 | 2 | 0 | 2.5 | FALSE
0.63 MVA 20/0.4 kV | 0.2619 | 1.65 | 1.206 | 0.63 | 0.4 | 20 | 6 | 150 | Dyn5 | hv | 0 | -2 | 2 | 0 | 2.5 | FALSE
0.25 MVA 10/0.4 kV | 0.24 | 0.6 | 1.2 | 0.25 | 0.4 | 10 | 4 | 150 | Dyn5 | hv | 0 | -2 | 2 | 0 | 2.5 | FALSE
0.4 MVA 10/0.4 kV | 0.2375 | 0.95 | 1.325 | 0.4 | 0.4 | 10 | 4 | 150 | Dyn5 | hv | 0 | -2 | 2 | 0 | 2.5 | FALSE
0.63 MVA 10/0.4 kV | 0.1873 | 1.18 | 1.0794 | 0.63 | 0.4 | 10 | 4 | 150 | Dyn5 | hv | 0 | -2 | 2 | 0 | 2.5 | FALSE

## trafo3w_std_types
| sn_hv_mva | sn_mv_mva | sn_lv_mva | vn_hv_kv | vn_mv_kv | vn_lv_kv | vk_hv_percent | vk_mv_percent | vk_lv_percent | vkr_hv_percent | vkr_mv_percent | vkr_lv_percent | pfe_kw | i0_percent | shift_mv_degree | shift_lv_degree | vector_group | tap_side | tap_neutral | tap_min | tap_max | tap_step_percent
63/25/38 MVA 110/20/10 kV | 63 | 25 | 38 | 110 | 20 | 10 | 10.4 | 10.4 | 10.4 | 0.28 | 0.32 | 0.35 | 35 | 0.89 | 0 | 0 | YN0yn0yn0 | hv | 0 | -10 | 10 | 1.2
63/25/38 MVA 110/10/10 kV | 63 | 25 | 38 | 110 | 10 | 10 | 10.4 | 10.4 | 10.4 | 0.28 | 0.32 | 0.35 | 35 | 0.89 | 0 | 0 | YN0yn0yn0 | hv | 0 | -10 | 10 | 1.2

## fuse_std_types
| fuse_type | i_rated_a | t_avg | t_min | t_total | x_avg | x_min | x_total
HV 100A | HV 100A | 100 | 0 | [10.0, 3.64, 0.854, 0.281, 0.1, 0.0531, 0.022, 0.01] | [10.0, 4.267, 1.21, 0.403, 0.1, 0.058, 0.022, 0.01] | 0 | [300.0, 350.0, 450.0, 550.0, 700.0, 850.0, 1200.0, 1752.0] | [600.0, 700.0, 900.0, 1150.0, 1665.0, 2000.0, 3000.0, 4313.0]
HV 10A | HV 10A | 10 | 0 | [10.0, 1675.0, 0.344, 0.156, 0.1, 0.0417, 0.0171, 0.01] | [10.0, 1.3, 0.3, 0.155, 0.1, 0.0555, 0.023, 0.01] | 0 | [30.0, 32.0, 35.0, 37.0, 39.0, 50.0, 70.0, 88.0] | [60.0, 70.0, 80.0, 87.0, 94.0, 110.0, 150.0, 216.0]
HV 125A | HV 125A | 125 | 0 | [10.0, 1.82, 0.344, 0.1, 0.0467, 0.0269, 0.01] | [10.0, 2.478, 0.426, 0.1, 0.0427, 0.0211, 0.01] | 0 | [375.0, 500.0, 700.0, 925.0, 1200.0, 1500.0, 2341.0] | [750.0, 1000.0, 1500.0, 2200.0, 3000.0, 4000.0, 5765.0]
HV 160A | HV 160A | 160 | 0 | [10.0, 4.15, 1.03, 0.198, 0.1, 0.051, 0.0172, 0.01] | [10.0, 2.3, 0.734, 0.274, 0.1, 0.046, 0.0177, 0.01] | 0 | [480.0, 550.0, 700.0, 1000.0, 1260.0, 1600.0, 2500.0, 3227.0] | [960.0, 1300.0, 1700.0, 2200.0, 2996.0, 4000.0, 6000.0, 7946.0]
HV 16A | HV 16A | 16 | 0 | [10.0, 0.352, 0.164, 0.1, 0.0649, 0.0342, 0.01] | [10.0, 2.34, 0.722, 0.181, 0.1, 0.055, 0.0296, 0.01] | 0 | [48.0, 60.0, 65.0, 71.0, 80.0, 100.0, 162.0] | [96.0, 110.0, 125.0, 150.0, 168.0, 200.0, 250.0, 398.0]
HV 200A | HV 200A | 200 | 0 | [10.0, 4.267, 1.21, 0.403, 0.1, 0.058, 0.022, 0.01] | [10.0, 3.73, 1.654, 0.328, 0.1, 0.0531, 0.019, 0.01] | 0 | [600.0, 700.0, 900.0, 1150.0, 1665.0, 2000.0, 3000.0, 4313.0] | [1200.0, 1500.0, 1800.0, 2700.0, 3960.0, 5000.0, 7500.0, 10620.0]
HV 20A | HV 20A | 20 | 0 | [10.0, 1.3, 0.3, 0.155, 0.1, 0.0555, 0.023, 0.01] | [10.0, 1.3, 0.161, 0.1, 0.0611, 0.0399, 0.0141, 0.01] | 0 | [60.0, 70.0, 80.0, 87.0, 94.0, 110.0, 150.0, 216.0] | [120.0, 150.0, 200.0, 223.0, 260.0, 300.0, 450.0, 532.0]
HV 25A | HV 25A | 25 | 0 | [10.0, 2.512, 0.833, 0.299, 0.1, 0.0372, 0.0223, 0.01] | [10.0, 3.125, 0.597, 0.198, 0.1, 0.0378, 0.022, 0.01] | 0 | [75.0, 82.0, 90.0, 100.0, 124.0, 170.0, 200.0, 289.0] | [150.0, 170.0, 210.0, 250.0, 294.0, 400.0, 500.0, 711.0]
HV 31.5A | HV 31.5A | 31.5 | 0 | [10.0, 2.34, 0.722, 0.181, 0.1, 0.055, 0.0296, 0.01] | [10.0, 2.84, 0.368, 0.164, 0.1, 0.0621, 0.0378, 0.0195, 0.01] | 0 | [95.0, 110.0, 125.0, 150.0, 165.0, 200.0, 250.0, 390.0] | [189.0, 220.0, 300.0, 350.0, 393.0, 450.0, 530.0, 700.0, 960.0]
HV 40A | HV 40A | 40 | 0 | [10.0, 1.3, 0.161, 0.1, 0.0611, 0.0399, 0.0141, 0.01] | [10.0, 2.05, 0.369, 0.198, 0.1, 0.051, 0.0298, 0.01] | 0 | [120.0, 150.0, 200.0, 223.0, 260.0, 300.0, 450.0, 532.0] | [240.0, 300.0, 400.0, 450.0, 530.0, 650.0, 800.0, 1311.0]
HV 50A | HV 50A | 50 | 0 | [10.0, 3.215, 0.597, 0.198, 0.1, 0.0378, 0.022, 0.01] | [10.0, 3.64, 0.854, 0.281, 0.1, 0.0531, 0.022, 0.01] | 0 | [150.0, 170.0, 210.0, 250.0, 294.0, 400.0, 500.0, 711.0] | [300.0, 350.0, 450.0, 550.0, 700.0, 850.0, 1200.0, 1752.0]
HV 6.3A | HV 6.3A | 6.3 | 0 | [10.0, 1.39, 0.344, 0.168, 0.1, 0.056, 0.0263, 0.01] | [10.0, 1.711, 0.516, 0.198, 0.1, 0.0634, 0.0303, 0.01] | 0 | [19.0, 19.5, 20.4, 20.8, 22.0, 25.0, 32.0, 48.0] | [38.0, 40.0, 43.0, 48.0, 53.0, 60.0, 75.0, 118.0]
HV 63A | HV 63A | 63 | 0 | [10.0, 2.84, 0.368, 0.164, 0.1, 0.0621, 0.0378, 0.0195, 0.01] | [10.0, 1.82, 0.344, 0.1, 0.0467, 0.0269, 0.01] | 0 | [189.0, 220.0, 300.0, 350.0, 393.0, 450.0, 530.0, 700.0, 961.0] | [378.0, 500.0, 700.0, 934.0, 1200.0, 1500.0, 2366.0]
HV 80A | HV 80A | 80 | 0 | [10.0, 2.05, 0.369, 0.198, 0.1, 0.051, 0.0298, 0.01] | [10.0, 4.15, 1.03, 0.198, 0.1, 0.051, 0.0172, 0.01] | 0 | [240.0, 300.0, 400.0, 450.0, 530.0, 650.0, 800.0, 1311.0] | [480.0, 550.0, 700.0, 1000.0, 1260.0, 1600.0, 2500.0, 3227.0]
Siemens NH-1-100 | Siemens NH-1-100 | 100 | [5400.0, 2000.0, 400.0, 20.0, 1.0, 0.2, 0.012, 0.004] | 0 | 0 | [150.0, 190.0, 250.0, 430.0, 900.0, 1250.0, 2700.0, 3600.0] | 0 | 0
Siemens NH-1-125 | Siemens NH-1-125 | 125 | [4800.0, 120.0, 7.0, 0.1, 0.004] | 0 | 0 | [180.0, 400.0, 740.0, 2000.0, 4250.0] | 0 | 0
Siemens NH-1-16 | Siemens NH-1-16 | 16 | [4000.0, 400.0, 2.0, 0.1, 0.04, 0.01] | 0 | 0 | [26.0, 35.0, 75.0, 150.0, 200.0, 300.0] | 0 | 0
Siemens NH-1-160 | Siemens NH-1-160 | 160 | [4800.0, 120.0, 7.0, 0.1, 0.004] | 0 | 0 | [210.0, 500.0, 900.0, 2300.0, 5000.0] | 0 | 0
Siemens NH-1-25 | Siemens NH-1-25 | 25 | [4000.0, 1000.0, 10.0, 0.2, 0.02, 0.01] | 0 | 0 | [40.0, 50.0, 100.0, 210.0, 400.0, 500.0] | 0 | 0
Siemens NH-1-50 | Siemens NH-1-50 | 50 | [4000.0, 40.0, 4.0, 1.0, 0.02, 0.01] | 0 | 0 | [86.0, 200.0, 300.0, 400.0, 1000.0, 1280.0] | 0 | 0
Siemens NH-1-63 | Siemens NH-1-63 | 63 | [4000.0, 100.0, 10.0, 2.0, 0.04, 0.01] | 0 | 0 | [100.0, 200.0, 300.0, 400.0, 1000.0, 1500.0] | 0 | 0
Siemens NH-1-80 | Siemens NH-1-80 | 80 | [4800.0, 120.0, 7.0, 0.1, 0.01] | 0 | 0 | [150.58, 250.0, 450.0, 1150.0, 2470.0] | 0 | 0
Siemens NH-2-1000 | Siemens NH-2-1000 | 1000 | [4800.0, 120.0, 7.0, 0.1, 0.004] | 0 | 0 | [1900.0, 3500.0, 8400.0, 24000.0, 52000.0] | 0 | 0
Siemens NH-2-200 | Siemens NH-2-200 | 200 | [4800.0, 120.0, 7.0, 0.1, 0.004] | 0 | 0 | [280.0, 650.0, 1200.0, 3000.0, 7000.0] | 0 | 0
Siemens NH-2-224 | Siemens NH-2-224 | 224 | [4800.0, 120.0, 7.0, 0.2, 0.04, 0.004] | 0 | 0 | [400.0, 750.0, 1453.0, 3025.0, 4315.0, 7600.0] | 0 | 0
Siemens NH-2-250 | Siemens NH-2-250 | 250 | [4800.0, 120.0, 7.0, 0.1, 0.004] | 0 | 0 | [450.0, 800.0, 1650.0, 4000.0, 8500.0] | 0 | 0
Siemens NH-2-315 | Siemens NH-2-315 | 315 | [4800.0, 120.0, 7.0, 0.1, 0.004] | 0 | 0 | [550.0, 920.0, 1900.0, 5000.0, 11000.0] | 0 | 0
Siemens NH-2-355 | Siemens NH-2-355 | 355 | [4800.0, 120.0, 6.0, 0.1, 0.004] | 0 | 0 | [650.0, 1116.27, 2350.0, 5840.0, 12790.0] | 0 | 0
Siemens NH-2-400 | Siemens NH-2-400 | 400 | [4800.0, 120.0, 7.0, 0.1, 0.004] | 0 | 0 | [720.0, 1350.0, 2800.0, 6500.0, 15000.0] | 0 | 0
Siemens NH-2-425 | Siemens NH-2-425 | 425 | [4800.0, 120.0, 7.0, 0.1, 0.004] | 0 | 0 | [850.0, 1500.0, 3050.0, 7500.0, 16500.0] | 0 | 0
Siemens NH-2-630 | Siemens NH-2-630 | 630 | [4800.0, 120.0, 7.0, 0.1, 0.004] | 0 | 0 | [1200.0, 2000.0, 4800.0, 12000.0, 26000.0] | 0 | 0

## dtypes
| element | column | dtype
0 | bus | name | object
1 | bus | vn_kv | float64
2 | bus | type | object
3 | bus | zone | object
4 | bus | in_service | bool
5 | load | name | object
6 | load | bus | uint32
7 | load | p_mw | float64
8 | load | q_mvar | float64
9 | load | const_z_percent | float64
10 | load | const_i_percent | float64
11 | load | sn_mva | float64
12 | load | scaling | float64
13 | load | in_service | bool
14 | load | type | object
15 | ext_grid | name | object
16 | ext_grid | bus | uint32
17 | ext_grid | vm_pu | float64
18 | ext_grid | va_degree | float64
19 | ext_grid | slack_weight | float64
20 | ext_grid | in_service | bool
21 | line | name | object
22 | line | std_type | object
23 | line | from_bus | uint32
24 | line | to_bus | uint32
25 | line | length_km | float64
26 | line | r_ohm_per_km | float64
27 | line | x_ohm_per_km | float64
28 | line | c_nf_per_km | float64
29 | line | g_us_per_km | float64
30 | line | max_i_ka | float64
31 | line | df | float64
32 | line | parallel | uint32
33 | line | type | object
34 | line | in_service | bool
35 | trafo | name | object
36 | trafo | std_type | object
37 | trafo | hv_bus | uint32
38 | trafo | lv_bus | uint32
39 | trafo | sn_mva | float64
40 | trafo | vn_hv_kv | float64
41 | trafo | vn_lv_kv | float64
42 | trafo | vk_percent | float64
43 | trafo | vkr_percent | float64
44 | trafo | pfe_kw | float64
45 | trafo | i0_percent | float64
46 | trafo | shift_degree | float64
47 | trafo | tap_side | object
48 | trafo | tap_neutral | int32
49 | trafo | tap_min | int32
50 | trafo | tap_max | int32
51 | trafo | tap_step_percent | float64
52 | trafo | tap_step_degree | float64
53 | trafo | tap_pos | int32
54 | trafo | tap_phase_shifter | bool
55 | trafo | parallel | uint32
56 | trafo | df | float64
57 | trafo | in_service | bool
58 | line_geodata | coords | object
59 | bus_geodata | x | float64
60 | bus_geodata | y | float64
61 | bus_geodata | coords | object

## parameters
| version | format_version | converged | OPF_converged | name | f_hz | sn_mva
0 | 2.14.6 | 2.14.0 | FALSE | FALSE |  | 50 | 1