## bus
| name | vn_kv | type | zone | in_service
0 | bus_LV_4566-33_0_4_node_0 | 0.4 | n |  | TRUE
1 | bus_LV_4566-33_0_4_node_1 | 0.4 | n |  | TRUE
2 | bus_LV_4566-33_0_4_node_5 | 0.4 | n |  | TRUE
3 | bus_LV_4566-33_0_4_node_159 | 0.4 | n |  | TRUE
4 | bus_LV_4566-33_0_4_node_6 | 0.4 | n |  | TRUE
5 | bus_LV_4566-33_0_4_node_7 | 0.4 | n |  | TRUE
6 | bus_LV_4566-33_0_4_node_40 | 0.4 | n |  | TRUE
7 | bus_LV_4566-33_0_4_node_66 | 0.4 | n |  | TRUE
8 | bus_LV_4566-33_0_4_node_8 | 0.4 | n |  | TRUE
9 | bus_LV_4566-33_0_4_node_82 | 0.4 | n |  | TRUE
10 | bus_LV_4566-33_0_4_node_126 | 0.4 | n |  | TRUE
11 | bus_LV_4566-33_0_4_node_9 | 0.4 | n |  | TRUE
12 | bus_LV_4566-33_0_4_node_60 | 0.4 | n |  | TRUE
13 | bus_LV_4566-33_0_4_node_64 | 0.4 | n |  | TRUE
14 | bus_LV_4566-33_0_4_node_63 | 0.4 | n |  | TRUE
15 | bus_LV_4566-33_0_4_node_11 | 0.4 | n |  | TRUE
16 | bus_LV_4566-33_0_4_node_104 | 0.4 | n |  | TRUE
17 | bus_LV_4566-33_0_4_node_190 | 0.4 | n |  | TRUE
18 | bus_LV_4566-33_0_4_node_12 | 0.4 | n |  | TRUE
19 | bus_LV_4566-33_0_4_node_59 | 0.4 | n |  | TRUE
20 | bus_LV_4566-33_0_4_node_13 | 0.4 | n |  | TRUE
21 | bus_LV_4566-33_0_4_node_16 | 0.4 | n |  | TRUE
22 | bus_LV_4566-33_0_4_node_95 | 0.4 | n |  | TRUE
23 | bus_LV_4566-33_0_4_node_14 | 0.4 | n |  | TRUE
24 | bus_LV_4566-33_0_4_node_172 | 0.4 | n |  | TRUE
25 | bus_LV_4566-33_0_4_node_15 | 0.4 | n |  | TRUE
26 | bus_LV_4566-33_0_4_node_65 | 0.4 | n |  | TRUE
27 | bus_LV_4566-33_0_4_node_46 | 0.4 | n |  | TRUE
28 | bus_LV_4566-33_0_4_node_69 | 0.4 | n |  | TRUE
29 | bus_LV_4566-33_0_4_node_44 | 0.4 | n |  | TRUE
30 | bus_LV_4566-33_0_4_node_170 | 0.4 | n |  | TRUE
31 | bus_LV_4566-33_0_4_node_171 | 0.4 | n |  | TRUE
32 | bus_LV_4566-33_0_4_node_51 | 0.4 | n |  | TRUE
33 | bus_LV_4566-33_0_4_node_39 | 0.4 | n |  | TRUE
34 | bus_LV_4566-33_0_4_node_160 | 0.4 | n |  | TRUE
35 | bus_LV_4566-33_0_4_node_153 | 0.4 | n |  | TRUE
36 | bus_LV_4566-33_0_4_node_156 | 0.4 | n |  | TRUE
37 | bus_LV_4566-33_0_4_node_155 | 0.4 | n |  | TRUE
38 | bus_LV_4566-33_0_4_node_152 | 0.4 | n |  | TRUE
39 | bus_LV_4566-33_0_4_node_157 | 0.4 | n |  | TRUE
40 | bus_LV_4566-33_0_4_node_158 | 0.4 | n |  | TRUE
41 | bus_LV_4566-33_0_4_node_38 | 0.4 | n |  | TRUE
42 | bus_LV_4566-33_0_4_node_80 | 0.4 | n |  | TRUE
43 | bus_LV_4566-33_0_4_node_127 | 0.4 | n |  | TRUE
44 | bus_LV_4566-33_0_4_node_173 | 0.4 | n |  | TRUE
45 | bus_LV_4566-33_0_4_node_183 | 0.4 | n |  | TRUE
46 | bus_LV_4566-33_0_4_node_87 | 0.4 | n |  | TRUE
47 | bus_LV_4566-33_0_4_node_86 | 0.4 | n |  | TRUE
48 | bus_LV_4566-33_0_4_node_102 | 0.4 | n |  | TRUE
49 | bus_LV_4566-33_0_4_node_180 | 0.4 | n |  | TRUE
50 | bus_LV_4566-33_0_4_node_54 | 0.4 | n |  | TRUE
51 | bus_LV_4566-33_0_4_node_96 | 0.4 | n |  | TRUE
52 | bus_LV_4566-33_0_4_node_20 | 0.4 | n |  | TRUE
53 | bus_LV_4566-33_0_4_node_52 | 0.4 | n |  | TRUE
54 | bus_LV_4566-33_0_4_node_17 | 0.4 | n |  | TRUE
55 | bus_LV_4566-33_0_4_node_18 | 0.4 | n |  | TRUE
56 | bus_LV_4566-33_0_4_node_19 | 0.4 | n |  | TRUE
57 | bus_LV_4566-33_0_4_node_21 | 0.4 | n |  | TRUE
58 | bus_LV_4566-33_0_4_node_53 | 0.4 | n |  | TRUE
59 | bus_LV_4566-33_0_4_node_76 | 0.4 | n |  | TRUE
60 | bus_LV_4566-33_0_4_node_61 | 0.4 | n |  | TRUE
61 | bus_LV_4566-33_0_4_node_26 | 0.4 | n |  | TRUE
62 | bus_LV_4566-33_0_4_node_93 | 0.4 | n |  | TRUE
63 | bus_LV_4566-33_0_4_node_24 | 0.4 | n |  | TRUE
64 | bus_LV_4566-33_0_4_node_77 | 0.4 | n |  | TRUE
65 | bus_LV_4566-33_0_4_node_85 | 0.4 | n |  | TRUE
66 | bus_LV_4566-33_0_4_node_75 | 0.4 | n |  | TRUE
67 | bus_LV_4566-33_0_4_node_74 | 0.4 | n |  | TRUE
68 | bus_LV_4566-33_0_4_node_72 | 0.4 | n |  | TRUE
69 | bus_LV_4566-33_0_4_node_22 | 0.4 | n |  | TRUE
70 | bus_LV_4566-33_0_4_node_23 | 0.4 | n |  | TRUE
71 | bus_LV_4566-33_0_4_node_25 | 0.4 | n |  | TRUE
72 | bus_LV_4566-33_0_4_node_27 | 0.4 | n |  | TRUE
73 | bus_LV_4566-33_0_4_node_34 | 0.4 | n |  | TRUE
74 | bus_LV_4566-33_0_4_node_45 | 0.4 | n |  | TRUE
75 | bus_LV_4566-33_0_4_node_35 | 0.4 | n |  | TRUE
76 | bus_LV_4566-33_0_4_node_94 | 0.4 | n |  | TRUE
77 | bus_LV_4566-33_0_4_node_43 | 0.4 | n |  | TRUE
78 | bus_LV_4566-33_0_4_node_28 | 0.4 | n |  | TRUE
79 | bus_LV_4566-33_0_4_node_29 | 0.4 | n |  | TRUE
80 | bus_LV_4566-33_0_4_node_30 | 0.4 | n |  | TRUE
81 | bus_LV_4566-33_0_4_node_31 | 0.4 | n |  | TRUE
82 | bus_LV_4566-33_0_4_node_32 | 0.4 | n |  | TRUE
83 | bus_LV_4566-33_0_4_node_33 | 0.4 | n |  | TRUE
84 | bus_LV_4566-33_0_4_node_41 | 0.4 | n |  | TRUE
85 | bus_LV_4566-33_0_4_node_49 | 0.4 | n |  | TRUE
86 | bus_LV_4566-33_0_4_node_67 | 0.4 | n |  | TRUE
87 | bus_LV_4566-33_0_4_node_90 | 0.4 | n |  | TRUE
88 | bus_LV_4566-33_0_4_node_48 | 0.4 | n |  | TRUE
89 | bus_LV_4566-33_0_4_node_68 | 0.4 | n |  | TRUE
90 | bus_LV_4566-33_0_4_node_36 | 0.4 | n |  | TRUE
91 | bus_LV_4566-33_0_4_node_37 | 0.4 | n |  | TRUE
92 | bus_LV_4566-33_0_4_node_42 | 0.4 | n |  | TRUE
93 | bus_LV_4566-33_0_4_node_47 | 0.4 | n |  | TRUE
94 | bus_LV_4566-33_0_4_node_169 | 0.4 | n |  | TRUE
95 | bus_LV_4566-33_0_4_node_70 | 0.4 | n |  | TRUE
96 | bus_LV_4566-33_0_4_node_164 | 0.4 | n |  | TRUE
97 | bus_LV_4566-33_0_4_node_50 | 0.4 | n |  | TRUE
98 | bus_LV_4566-33_0_4_node_58 | 0.4 | n |  | TRUE
99 | bus_LV_4566-33_0_4_node_55 | 0.4 | n |  | TRUE
100 | bus_LV_4566-33_0_4_node_56 | 0.4 | n |  | TRUE
101 | bus_LV_4566-33_0_4_node_57 | 0.4 | n |  | TRUE
102 | bus_LV_4566-33_0_4_node_62 | 0.4 | n |  | TRUE
103 | bus_LV_4566-33_0_4_node_189 | 0.4 | n |  | TRUE
104 | bus_LV_4566-33_0_4_node_174 | 0.4 | n |  | TRUE
105 | bus_LV_4566-33_0_4_node_184 | 0.4 | n |  | TRUE
106 | bus_LV_4566-33_0_4_node_71 | 0.4 | n |  | TRUE
107 | bus_LV_4566-33_0_4_node_92 | 0.4 | n |  | TRUE
108 | bus_LV_4566-33_0_4_node_73 | 0.4 | n |  | TRUE
109 | bus_LV_4566-33_0_4_node_81 | 0.4 | n |  | TRUE
110 | bus_LV_4566-33_0_4_node_83 | 0.4 | n |  | TRUE
111 | bus_LV_4566-33_0_4_node_89 | 0.4 | n |  | TRUE
112 | bus_LV_4566-33_0_4_node_84 | 0.4 | n |  | TRUE
113 | bus_LV_4566-33_0_4_node_98 | 0.4 | n |  | TRUE
114 | bus_LV_4566-33_0_4_node_103 | 0.4 | n |  | TRUE
115 | bus_LV_4566-33_0_4_node_110 | 0.4 | n |  | TRUE
116 | bus_LV_4566-33_0_4_node_88 | 0.4 | n |  | TRUE
117 | bus_LV_4566-33_0_4_node_106 | 0.4 | n |  | TRUE
118 | bus_LV_4566-33_0_4_node_111 | 0.4 | n |  | TRUE
119 | bus_LV_4566-33_0_4_node_97 | 0.4 | n |  | TRUE
120 | bus_LV_4566-33_0_4_node_91 | 0.4 | n |  | TRUE
121 | bus_LV_4566-33_0_4_node_109 | 0.4 | n |  | TRUE
122 | bus_LV_4566-33_0_4_node_99 | 0.4 | n |  | TRUE
123 | bus_LV_4566-33_0_4_node_100 | 0.4 | n |  | TRUE
124 | bus_LV_4566-33_0_4_node_101 | 0.4 | n |  | TRUE
125 | bus_LV_4566-33_0_4_node_107 | 0.4 | n |  | TRUE
126 | bus_LV_4566-33_0_4_node_108 | 0.4 | n |  | TRUE
127 | bus_LV_4566-33_0_4_node_105 | 0.4 | n |  | TRUE
128 | bus_LV_4566-33_0_4_node_138 | 0.4 | n |  | TRUE
129 | bus_LV_4566-33_0_4_node_130 | 0.4 | n |  | TRUE
130 | bus_LV_4566-33_0_4_node_112 | 0.4 | n |  | TRUE
131 | bus_LV_4566-33_0_4_node_113 | 0.4 | n |  | TRUE
132 | bus_LV_4566-33_0_4_node_114 | 0.4 | n |  | TRUE
133 | bus_LV_4566-33_0_4_node_115 | 0.4 | n |  | TRUE
134 | bus_LV_4566-33_0_4_node_118 | 0.4 | n |  | TRUE
135 | bus_LV_4566-33_0_4_node_116 | 0.4 | n |  | TRUE
136 | bus_LV_4566-33_0_4_node_119 | 0.4 | n |  | TRUE
137 | bus_LV_4566-33_0_4_node_117 | 0.4 | n |  | TRUE
138 | bus_LV_4566-33_0_4_node_120 | 0.4 | n |  | TRUE
139 | bus_LV_4566-33_0_4_node_121 | 0.4 | n |  | TRUE
140 | bus_LV_4566-33_0_4_node_122 | 0.4 | n |  | TRUE
141 | bus_LV_4566-33_0_4_node_123 | 0.4 | n |  | TRUE
142 | bus_LV_4566-33_0_4_node_125 | 0.4 | n |  | TRUE
143 | bus_LV_4566-33_0_4_node_132 | 0.4 | n |  | TRUE
144 | bus_LV_4566-33_0_4_node_133 | 0.4 | n |  | TRUE
145 | bus_LV_4566-33_0_4_node_124 | 0.4 | n |  | TRUE
146 | bus_LV_4566-33_0_4_node_134 | 0.4 | n |  | TRUE
147 | bus_LV_4566-33_0_4_node_131 | 0.4 | n |  | TRUE
148 | bus_LV_4566-33_0_4_node_128 | 0.4 | n |  | TRUE
149 | bus_LV_4566-33_0_4_node_137 | 0.4 | n |  | TRUE
150 | bus_LV_4566-33_0_4_node_136 | 0.4 | n |  | TRUE
151 | bus_LV_4566-33_0_4_node_135 | 0.4 | n |  | TRUE
152 | bus_LV_4566-33_0_4_node_129 | 0.4 | n |  | TRUE
153 | bus_LV_4566-33_0_4_node_139 | 0.4 | n |  | TRUE
154 | bus_LV_4566-33_0_4_node_181 | 0.4 | n |  | TRUE
155 | bus_LV_4566-33_0_4_node_149 | 0.4 | n |  | TRUE
156 | bus_LV_4566-33_0_4_node_140 | 0.4 | n |  | TRUE
157 | bus_LV_4566-33_0_4_node_150 | 0.4 | n |  | TRUE
158 | bus_LV_4566-33_0_4_node_141 | 0.4 | n |  | TRUE
159 | bus_LV_4566-33_0_4_node_182 | 0.4 | n |  | TRUE
160 | bus_LV_4566-33_0_4_node_142 | 0.4 | n |  | TRUE
161 | bus_LV_4566-33_0_4_node_148 | 0.4 | n |  | TRUE
162 | bus_LV_4566-33_0_4_node_147 | 0.4 | n |  | TRUE
163 | bus_LV_4566-33_0_4_node_145 | 0.4 | n |  | TRUE
164 | bus_LV_4566-33_0_4_node_143 | 0.4 | n |  | TRUE
165 | bus_LV_4566-33_0_4_node_144 | 0.4 | n |  | TRUE
166 | bus_LV_4566-33_0_4_node_146 | 0.4 | n |  | TRUE
167 | bus_LV_4566-33_0_4_node_154 | 0.4 | n |  | TRUE
168 | bus_LV_4566-33_0_4_node_151 | 0.4 | n |  | TRUE
169 | bus_LV_4566-33_0_4_node_163 | 0.4 | n |  | TRUE
170 | bus_LV_4566-33_0_4_node_165 | 0.4 | n |  | TRUE
171 | bus_LV_4566-33_0_4_node_161 | 0.4 | n |  | TRUE
172 | bus_LV_4566-33_0_4_node_162 | 0.4 | n |  | TRUE
173 | bus_LV_4566-33_0_4_node_168 | 0.4 | n |  | TRUE
174 | bus_LV_4566-33_0_4_node_166 | 0.4 | n |  | TRUE
175 | bus_LV_4566-33_0_4_node_167 | 0.4 | n |  | TRUE
176 | bus_LV_4566-33_0_4_node_175 | 0.4 | n |  | TRUE
177 | bus_LV_4566-33_0_4_node_178 | 0.4 | n |  | TRUE
178 | bus_LV_4566-33_0_4_node_176 | 0.4 | n |  | TRUE
179 | bus_LV_4566-33_0_4_node_177 | 0.4 | n |  | TRUE
180 | bus_LV_4566-33_0_4_node_179 | 0.4 | n |  | TRUE
181 | bus_LV_4566-33_0_4_node_185 | 0.4 | n |  | TRUE
182 | bus_LV_4566-33_0_4_node_186 | 0.4 | n |  | TRUE
183 | bus_LV_4566-33_0_4_node_187 | 0.4 | n |  | TRUE
184 | bus_LV_4566-33_0_4_node_188 | 0.4 | n |  | TRUE
185 | bus_MV_374_1_node_167 | 20 | n |  | TRUE

## load
| name | bus | p_mw | q_mvar | const_z_percent | const_i_percent | sn_mva | scaling | in_service | type
0 | LV_4566-33_0_4_load_0 | 0 | 0.020171 | 0.0050553 | 0 | 0 |  | 1 | TRUE | wye
1 | LV_4566-33_0_4_load_159 | 3 | 0.0016485 | 0.00041314 | 0 | 0 |  | 1 | TRUE | wye
2 | LV_4566-33_0_4_load_40 | 6 | 0.0022735 | 0.00056978 | 0 | 0 |  | 1 | TRUE | wye
3 | LV_4566-33_0_4_load_66 | 7 | 0.0085987 | 0.002155 | 0 | 0 |  | 1 | TRUE | wye
4 | LV_4566-33_0_4_load_126 | 10 | 0.0031804 | 0.00079707 | 0 | 0 |  | 1 | TRUE | wye
5 | LV_4566-33_0_4_load_63 | 14 | 0.0053737 | 0.0013468 | 0 | 0 |  | 1 | TRUE | wye
6 | LV_4566-33_0_4_load_190 | 17 | 0.0019843 | 0.00049731 | 0 | 0 |  | 1 | TRUE | wye
7 | LV_4566-33_0_4_load_59 | 19 | 0.0027955 | 0.00070062 | 0 | 0 |  | 1 | TRUE | wye
8 | LV_4566-33_0_4_load_95 | 22 | 0.0019937 | 0.00049968 | 0 | 0 |  | 1 | TRUE | wye
9 | LV_4566-33_0_4_load_172 | 24 | 0.011606 | 0.0029087 | 0 | 0 |  | 1 | TRUE | wye
10 | LV_4566-33_0_4_load_65 | 26 | 0.0015626 | 0.00039163 | 0 | 0 |  | 1 | TRUE | wye
11 | LV_4566-33_0_4_load_69 | 28 | 0.005014 | 0.0012566 | 0 | 0 |  | 1 | TRUE | wye
12 | LV_4566-33_0_4_load_170 | 30 | 0.0018176 | 0.00045555 | 0 | 0 |  | 1 | TRUE | wye
13 | LV_4566-33_0_4_load_171 | 31 | 0.0017969 | 0.00045035 | 0 | 0 |  | 1 | TRUE | wye
14 | LV_4566-33_0_4_load_51 | 32 | 0.0025309 | 0.00063431 | 0 | 0 |  | 1 | TRUE | wye
15 | LV_4566-33_0_4_load_160 | 34 | 0.0018188 | 0.00045583 | 0 | 0 |  | 1 | TRUE | wye
16 | LV_4566-33_0_4_load_156 | 36 | 0.0020714 | 0.00051915 | 0 | 0 |  | 1 | TRUE | wye
17 | LV_4566-33_0_4_load_155 | 37 | 0.0020702 | 0.00051883 | 0 | 0 |  | 1 | TRUE | wye
18 | LV_4566-33_0_4_load_152 | 38 | 0.0019445 | 0.00048733 | 0 | 0 |  | 1 | TRUE | wye
19 | LV_4566-33_0_4_load_157 | 39 | 0.0020702 | 0.00051883 | 0 | 0 |  | 1 | TRUE | wye
20 | LV_4566-33_0_4_load_158 | 40 | 0.00053994 | 0.00013532 | 0 | 0 |  | 1 | TRUE | wye
21 | LV_4566-33_0_4_load_80 | 42 | 0.0031421 | 0.0007875 | 0 | 0 |  | 1 | TRUE | wye
22 | LV_4566-33_0_4_load_127 | 43 | 0.00049532 | 0.00012414 | 0 | 0 |  | 1 | TRUE | wye
23 | LV_4566-33_0_4_load_173 | 44 | 0.0016258 | 0.00040747 | 0 | 0 |  | 1 | TRUE | wye
24 | LV_4566-33_0_4_load_183 | 45 | 0.0038683 | 0.00096949 | 0 | 0 |  | 1 | TRUE | wye
25 | LV_4566-33_0_4_load_87 | 46 | 0.0031783 | 0.00079655 | 0 | 0 |  | 1 | TRUE | wye
26 | LV_4566-33_0_4_load_86 | 47 | 0.0028825 | 0.00072243 | 0 | 0 |  | 1 | TRUE | wye
27 | LV_4566-33_0_4_load_102 | 48 | 0.0029328 | 0.00073504 | 0 | 0 |  | 1 | TRUE | wye
28 | LV_4566-33_0_4_load_180 | 49 | 0.0016282 | 0.00040805 | 0 | 0 |  | 1 | TRUE | wye
29 | LV_4566-33_0_4_load_96 | 51 | 0.00147 | 0.00036841 | 0 | 0 |  | 1 | TRUE | wye
30 | LV_4566-33_0_4_load_52 | 53 | 0.0020482 | 0.00051333 | 0 | 0 |  | 1 | TRUE | wye
31 | LV_4566-33_0_4_load_17 | 54 | 0.0033652 | 0.0008434 | 0 | 0 |  | 1 | TRUE | wye
32 | LV_4566-33_0_4_load_18 | 55 | 0.0028923 | 0.00072488 | 0 | 0 |  | 1 | TRUE | wye
33 | LV_4566-33_0_4_load_19 | 56 | 0.0029261 | 0.00073334 | 0 | 0 |  | 1 | TRUE | wye
34 | LV_4566-33_0_4_load_53 | 58 | 0.0018414 | 0.00046151 | 0 | 0 |  | 1 | TRUE | wye
35 | LV_4566-33_0_4_load_76 | 59 | 0.0031125 | 0.00078006 | 0 | 0 |  | 1 | TRUE | wye
36 | LV_4566-33_0_4_load_61 | 60 | 0.001897 | 0.00047543 | 0 | 0 |  | 1 | TRUE | wye
37 | LV_4566-33_0_4_load_93 | 62 | 0.002947 | 0.00073858 | 0 | 0 |  | 1 | TRUE | wye
38 | LV_4566-33_0_4_load_75 | 66 | 0.00242 | 0.00060651 | 0 | 0 |  | 1 | TRUE | wye
39 | LV_4566-33_0_4_load_72 | 68 | 0.0036135 | 0.00090563 | 0 | 0 |  | 1 | TRUE | wye
40 | LV_4566-33_0_4_load_22 | 69 | 0.0035002 | 0.00087723 | 0 | 0 |  | 1 | TRUE | wye
41 | LV_4566-33_0_4_load_23 | 70 | 0.0030259 | 0.00075837 | 0 | 0 |  | 1 | TRUE | wye
42 | LV_4566-33_0_4_load_25 | 71 | 0.0028799 | 0.00072178 | 0 | 0 |  | 1 | TRUE | wye
43 | LV_4566-33_0_4_load_27 | 72 | 0.0034854 | 0.00087352 | 0 | 0 |  | 1 | TRUE | wye
44 | LV_4566-33_0_4_load_34 | 73 | 0.0021736 | 0.00054476 | 0 | 0 |  | 1 | TRUE | wye
45 | LV_4566-33_0_4_load_45 | 74 | 0.005179 | 0.001298 | 0 | 0 |  | 1 | TRUE | wye
46 | LV_4566-33_0_4_load_35 | 75 | 0.0025025 | 0.00062717 | 0 | 0 |  | 1 | TRUE | wye
47 | LV_4566-33_0_4_load_94 | 76 | 0.0032352 | 0.00081081 | 0 | 0 |  | 1 | TRUE | wye
48 | LV_4566-33_0_4_load_43 | 77 | 0.0028496 | 0.00071418 | 0 | 0 |  | 1 | TRUE | wye
49 | LV_4566-33_0_4_load_28 | 78 | 0.0022453 | 0.00056272 | 0 | 0 |  | 1 | TRUE | wye
50 | LV_4566-33_0_4_load_31 | 81 | 0.0035164 | 0.0008813 | 0 | 0 |  | 1 | TRUE | wye
51 | LV_4566-33_0_4_load_32 | 82 | 0.0072302 | 0.0018121 | 0 | 0 |  | 1 | TRUE | wye
52 | LV_4566-33_0_4_load_41 | 84 | 0.001032 | 0.00025863 | 0 | 0 |  | 1 | TRUE | wye
53 | LV_4566-33_0_4_load_67 | 86 | 0.0020378 | 0.00051071 | 0 | 0 |  | 1 | TRUE | wye
54 | LV_4566-33_0_4_load_90 | 87 | 0.002327 | 0.0005832 | 0 | 0 |  | 1 | TRUE | wye
55 | LV_4566-33_0_4_load_48 | 88 | 0.0054829 | 0.0013742 | 0 | 0 |  | 1 | TRUE | wye
56 | LV_4566-33_0_4_load_68 | 89 | 0.0056663 | 0.0014201 | 0 | 0 |  | 1 | TRUE | wye
57 | LV_4566-33_0_4_load_36 | 90 | 0.0024758 | 0.0006205 | 0 | 0 |  | 1 | TRUE | wye
58 | LV_4566-33_0_4_load_37 | 91 | 0.0024774 | 0.0006209 | 0 | 0 |  | 1 | TRUE | wye
59 | LV_4566-33_0_4_load_42 | 92 | 0.0064033 | 0.0016048 | 0 | 0 |  | 1 | TRUE | wye
60 | LV_4566-33_0_4_load_47 | 93 | 0.0018203 | 0.00045622 | 0 | 0 |  | 1 | TRUE | wye
61 | LV_4566-33_0_4_load_169 | 94 | 0.0019436 | 0.00048712 | 0 | 0 |  | 1 | TRUE | wye
62 | LV_4566-33_0_4_load_70 | 95 | 0.0038302 | 0.00095994 | 0 | 0 |  | 1 | TRUE | wye
63 | LV_4566-33_0_4_load_164 | 96 | 0.0019468 | 0.00048792 | 0 | 0 |  | 1 | TRUE | wye
64 | LV_4566-33_0_4_load_50 | 97 | 0.0021437 | 0.00053726 | 0 | 0 |  | 1 | TRUE | wye
65 | LV_4566-33_0_4_load_55 | 99 | 0.0054383 | 0.001363 | 0 | 0 |  | 1 | TRUE | wye
66 | LV_4566-33_0_4_load_56 | 100 | 0.0043439 | 0.0010887 | 0 | 0 |  | 1 | TRUE | wye
67 | LV_4566-33_0_4_load_57 | 101 | 0.004816 | 0.001207 | 0 | 0 |  | 1 | TRUE | wye
68 | LV_4566-33_0_4_load_62 | 102 | 0.0017025 | 0.00042668 | 0 | 0 |  | 1 | TRUE | wye
69 | LV_4566-33_0_4_load_189 | 103 | 0.004036 | 0.0010115 | 0 | 0 |  | 1 | TRUE | wye
70 | LV_4566-33_0_4_load_174 | 104 | 0.0016282 | 0.00040806 | 0 | 0 |  | 1 | TRUE | wye
71 | LV_4566-33_0_4_load_184 | 105 | 0.0038719 | 0.0009704 | 0 | 0 |  | 1 | TRUE | wye
72 | LV_4566-33_0_4_load_71 | 106 | 0.0041402 | 0.0010376 | 0 | 0 |  | 1 | TRUE | wye
73 | LV_4566-33_0_4_load_92 | 107 | 0.003483 | 0.00087293 | 0 | 0 |  | 1 | TRUE | wye
74 | LV_4566-33_0_4_load_73 | 108 | 0.0025135 | 0.00062994 | 0 | 0 |  | 1 | TRUE | wye
75 | LV_4566-33_0_4_load_81 | 109 | 0.003179 | 0.00079673 | 0 | 0 |  | 1 | TRUE | wye
76 | LV_4566-33_0_4_load_83 | 110 | 0.0026929 | 0.0006749 | 0 | 0 |  | 1 | TRUE | wye
77 | LV_4566-33_0_4_load_98 | 113 | 0.003179 | 0.00079673 | 0 | 0 |  | 1 | TRUE | wye
78 | LV_4566-33_0_4_load_103 | 114 | 0.0029896 | 0.00074926 | 0 | 0 |  | 1 | TRUE | wye
79 | LV_4566-33_0_4_load_110 | 115 | 0.003179 | 0.00079673 | 0 | 0 |  | 1 | TRUE | wye
80 | LV_4566-33_0_4_load_88 | 116 | 0.0026927 | 0.00067484 | 0 | 0 |  | 1 | TRUE | wye
81 | LV_4566-33_0_4_load_106 | 117 | 0.003179 | 0.00079673 | 0 | 0 |  | 1 | TRUE | wye
82 | LV_4566-33_0_4_load_111 | 118 | 0.0011878 | 0.00029768 | 0 | 0 |  | 1 | TRUE | wye
83 | LV_4566-33_0_4_load_97 | 119 | 0.0029716 | 0.00074474 | 0 | 0 |  | 1 | TRUE | wye
84 | LV_4566-33_0_4_load_91 | 120 | 0.0044219 | 0.0011082 | 0 | 0 |  | 1 | TRUE | wye
85 | LV_4566-33_0_4_load_109 | 121 | 0.0031783 | 0.00079655 | 0 | 0 |  | 1 | TRUE | wye
86 | LV_4566-33_0_4_load_100 | 123 | 0.0031877 | 0.0007989 | 0 | 0 |  | 1 | TRUE | wye
87 | LV_4566-33_0_4_load_101 | 124 | 0.0079484 | 0.0019921 | 0 | 0 |  | 1 | TRUE | wye
88 | LV_4566-33_0_4_load_107 | 125 | 0.003179 | 0.00079673 | 0 | 0 |  | 1 | TRUE | wye
89 | LV_4566-33_0_4_load_108 | 126 | 0.003179 | 0.00079673 | 0 | 0 |  | 1 | TRUE | wye
90 | LV_4566-33_0_4_load_105 | 127 | 0.002281 | 0.00057168 | 0 | 0 |  | 1 | TRUE | wye
91 | LV_4566-33_0_4_load_138 | 128 | 0.0018963 | 0.00047527 | 0 | 0 |  | 1 | TRUE | wye
92 | LV_4566-33_0_4_load_113 | 131 | 0.00054627 | 0.00013691 | 0 | 0 |  | 1 | TRUE | wye
93 | LV_4566-33_0_4_load_114 | 132 | 0.0011878 | 0.00029768 | 0 | 0 |  | 1 | TRUE | wye
94 | LV_4566-33_0_4_load_115 | 133 | 0.003179 | 0.00079674 | 0 | 0 |  | 1 | TRUE | wye
95 | LV_4566-33_0_4_load_118 | 134 | 0.00054614 | 0.00013688 | 0 | 0 |  | 1 | TRUE | wye
96 | LV_4566-33_0_4_load_116 | 135 | 0.00054627 | 0.00013691 | 0 | 0 |  | 1 | TRUE | wye
97 | LV_4566-33_0_4_load_119 | 136 | 0.0011887 | 0.00029791 | 0 | 0 |  | 1 | TRUE | wye
98 | LV_4566-33_0_4_load_117 | 137 | 0.0031838 | 0.00079795 | 0 | 0 |  | 1 | TRUE | wye
99 | LV_4566-33_0_4_load_121 | 139 | 0.00046228 | 0.00011586 | 0 | 0 |  | 1 | TRUE | wye
100 | LV_4566-33_0_4_load_122 | 140 | 0.00046283 | 0.000116 | 0 | 0 |  | 1 | TRUE | wye
101 | LV_4566-33_0_4_load_132 | 143 | 0.00054627 | 0.00013691 | 0 | 0 |  | 1 | TRUE | wye
102 | LV_4566-33_0_4_load_133 | 144 | 0.00053993 | 0.00013532 | 0 | 0 |  | 1 | TRUE | wye
103 | LV_4566-33_0_4_load_128 | 148 | 0.0019445 | 0.00048733 | 0 | 0 |  | 1 | TRUE | wye
104 | LV_4566-33_0_4_load_137 | 149 | 0.00049533 | 0.00012414 | 0 | 0 |  | 1 | TRUE | wye
105 | LV_4566-33_0_4_load_136 | 150 | 0.001946 | 0.0004877 | 0 | 0 |  | 1 | TRUE | wye
106 | LV_4566-33_0_4_load_135 | 151 | 0.0021584 | 0.00054095 | 0 | 0 |  | 1 | TRUE | wye
107 | LV_4566-33_0_4_load_129 | 152 | 0.0019445 | 0.00048733 | 0 | 0 |  | 1 | TRUE | wye
108 | LV_4566-33_0_4_load_139 | 153 | 0.0031052 | 0.00077825 | 0 | 0 |  | 1 | TRUE | wye
109 | LV_4566-33_0_4_load_181 | 154 | 0.0031055 | 0.00077831 | 0 | 0 |  | 1 | TRUE | wye
110 | LV_4566-33_0_4_load_149 | 155 | 0.0020702 | 0.00051883 | 0 | 0 |  | 1 | TRUE | wye
111 | LV_4566-33_0_4_load_140 | 156 | 0.00054627 | 0.00013691 | 0 | 0 |  | 1 | TRUE | wye
112 | LV_4566-33_0_4_load_150 | 157 | 0.0019445 | 0.00048733 | 0 | 0 |  | 1 | TRUE | wye
113 | LV_4566-33_0_4_load_141 | 158 | 0.0004627 | 0.00011596 | 0 | 0 |  | 1 | TRUE | wye
114 | LV_4566-33_0_4_load_182 | 159 | 0.003191 | 0.00079974 | 0 | 0 |  | 1 | TRUE | wye
115 | LV_4566-33_0_4_load_148 | 161 | 0.00046274 | 0.00011597 | 0 | 0 |  | 1 | TRUE | wye
116 | LV_4566-33_0_4_load_147 | 162 | 0.0020702 | 0.00051883 | 0 | 0 |  | 1 | TRUE | wye
117 | LV_4566-33_0_4_load_145 | 163 | 0.0020702 | 0.00051883 | 0 | 0 |  | 1 | TRUE | wye
118 | LV_4566-33_0_4_load_143 | 164 | 0.0020697 | 0.00051871 | 0 | 0 |  | 1 | TRUE | wye
119 | LV_4566-33_0_4_load_144 | 165 | 0.0020702 | 0.00051883 | 0 | 0 |  | 1 | TRUE | wye
120 | LV_4566-33_0_4_load_154 | 167 | 0.0019436 | 0.00048712 | 0 | 0 |  | 1 | TRUE | wye
121 | LV_4566-33_0_4_load_151 | 168 | 0.0019468 | 0.00048792 | 0 | 0 |  | 1 | TRUE | wye
122 | LV_4566-33_0_4_load_165 | 170 | 0.0018204 | 0.00045624 | 0 | 0 |  | 1 | TRUE | wye
123 | LV_4566-33_0_4_load_161 | 171 | 0.0015419 | 0.00038643 | 0 | 0 |  | 1 | TRUE | wye
124 | LV_4566-33_0_4_load_168 | 173 | 0.00154 | 0.00038596 | 0 | 0 |  | 1 | TRUE | wye
125 | LV_4566-33_0_4_load_166 | 174 | 0.002071 | 0.00051905 | 0 | 0 |  | 1 | TRUE | wye
126 | LV_4566-33_0_4_load_167 | 175 | 0.0018191 | 0.00045592 | 0 | 0 |  | 1 | TRUE | wye
127 | LV_4566-33_0_4_load_175 | 176 | 0.0016281 | 0.00040805 | 0 | 0 |  | 1 | TRUE | wye
128 | LV_4566-33_0_4_load_176 | 178 | 0.0019819 | 0.0004967 | 0 | 0 |  | 1 | TRUE | wye
129 | LV_4566-33_0_4_load_177 | 179 | 0.0019833 | 0.00049707 | 0 | 0 |  | 1 | TRUE | wye
130 | LV_4566-33_0_4_load_179 | 180 | 0.0019833 | 0.00049707 | 0 | 0 |  | 1 | TRUE | wye
131 | LV_4566-33_0_4_load_185 | 181 | 0.002356 | 0.00059048 | 0 | 0 |  | 1 | TRUE | wye
132 | LV_4566-33_0_4_load_186 | 182 | 0.0021697 | 0.00054378 | 0 | 0 |  | 1 | TRUE | wye
133 | LV_4566-33_0_4_load_187 | 183 | 0.0021698 | 0.0005438 | 0 | 0 |  | 1 | TRUE | wye
134 | LV_4566-33_0_4_load_188 | 184 | 0.0021708 | 0.00054405 | 0 | 0 |  | 1 | TRUE | wye

## ext_grid
| name | bus | vm_pu | va_degree | slack_weight | in_service
0 |  | 159 | 1 | 0 | 1 | TRUE

## line
| name | std_type | from_bus | to_bus | length_km | r_ohm_per_km | x_ohm_per_km | c_nf_per_km | g_us_per_km | max_i_ka | df | parallel | type | in_service
0 | LV_4566-33_0_4_line_0 |  | 0 | 1 | 0.036685 | 0.125 | 0.08 | 261 | 0 | 0.364 | 1 | 1 | cs | TRUE
1 | LV_4566-33_0_4_line_1 |  | 1 | 2 | 0.074915 | 0.125 | 0.08 | 261 | 0 | 0.364 | 1 | 1 | cs | TRUE
2 | LV_4566-33_0_4_line_2 |  | 2 | 3 | 0.017491 | 0.125 | 0.08 | 261 | 0 | 0.364 | 1 | 1 | cs | TRUE
3 | LV_4566-33_0_4_line_3 |  | 3 | 34 | 0.00073985 | 0.125 | 0.08 | 261 | 0 | 0.364 | 1 | 1 | cs | TRUE
4 | LV_4566-33_0_4_line_4 |  | 4 | 5 | 0.027239 | 0.125 | 0.08 | 261 | 0 | 0.364 | 1 | 1 | cs | TRUE
5 | LV_4566-33_0_4_line_5 |  | 4 | 6 | 0.03059 | 0.125 | 0.08 | 261 | 0 | 0.364 | 1 | 1 | cs | TRUE
6 | LV_4566-33_0_4_line_6 |  | 5 | 7 | 0.026692 | 0.125 | 0.08 | 261 | 0 | 0.364 | 1 | 1 | cs | TRUE
7 | LV_4566-33_0_4_line_7 |  | 6 | 41 | 0.0051076 | 0.125 | 0.08 | 261 | 0 | 0.364 | 1 | 1 | cs | TRUE
8 | LV_4566-33_0_4_line_8 |  | 8 | 9 | 0.004148 | 0.125 | 0.08 | 261 | 0 | 0.364 | 1 | 4 | cs | TRUE
9 | LV_4566-33_0_4_line_9 |  | 8 | 10 | 0.011925 | 0.125 | 0.08 | 261 | 0 | 0.364 | 1 | 4 | cs | TRUE
10 | LV_4566-33_0_4_line_10 |  | 9 | 42 | 0.015546 | 0.125 | 0.08 | 261 | 0 | 0.364 | 1 | 4 | cs | TRUE
11 | LV_4566-33_0_4_line_11 |  | 10 | 43 | 0.00023317 | 0.125 | 0.08 | 261 | 0 | 0.364 | 1 | 4 | cs | TRUE
12 | LV_4566-33_0_4_line_12 |  | 11 | 12 | 0.027948 | 0.125 | 0.08 | 261 | 0 | 0.364 | 1 | 4 | cs | TRUE
13 | LV_4566-33_0_4_line_13 |  | 11 | 13 | 0.007113 | 0.125 | 0.08 | 261 | 0 | 0.364 | 1 | 4 | cs | TRUE
14 | LV_4566-33_0_4_line_14 |  | 11 | 14 | 0.019904 | 0.125 | 0.08 | 261 | 0 | 0.364 | 1 | 1 | cs | TRUE
15 | LV_4566-33_0_4_line_15 |  | 12 | 44 | 0.027734 | 0.125 | 0.08 | 261 | 0 | 0.364 | 1 | 4 | cs | TRUE
16 | LV_4566-33_0_4_line_16 |  | 12 | 18 | 0.005919 | 0.125 | 0.08 | 261 | 0 | 0.364 | 1 | 1 | cs | TRUE
17 | LV_4566-33_0_4_line_17 |  | 13 | 45 | 0.030487 | 0.125 | 0.08 | 261 | 0 | 0.364 | 1 | 1 | cs | TRUE
18 | LV_4566-33_0_4_line_18 |  | 13 | 23 | 0.016922 | 0.125 | 0.08 | 261 | 0 | 0.364 | 1 | 4 | cs | TRUE
19 | LV_4566-33_0_4_line_19 |  | 15 | 16 | 0.004042 | 0.125 | 0.08 | 261 | 0 | 0.364 | 1 | 4 | cs | TRUE
20 | LV_4566-33_0_4_line_20 |  | 15 | 17 | 0.024913 | 0.125 | 0.08 | 261 | 0 | 0.364 | 1 | 4 | cs | TRUE
21 | LV_4566-33_0_4_line_21 |  | 16 | 48 | 0.017216 | 0.125 | 0.08 | 261 | 0 | 0.364 | 1 | 4 | cs | TRUE
22 | LV_4566-33_0_4_line_22 |  | 17 | 49 | 5.6525e-05 | 0.125 | 0.08 | 261 | 0 | 0.364 | 1 | 4 | cs | TRUE
23 | LV_4566-33_0_4_line_23 |  | 18 | 19 | 0.016549 | 0.125 | 0.08 | 261 | 0 | 0.364 | 1 | 1 | cs | TRUE
24 | LV_4566-33_0_4_line_24 |  | 20 | 21 | 0.019734 | 0.125 | 0.08 | 261 | 0 | 0.364 | 1 | 1 | cs | TRUE
25 | LV_4566-33_0_4_line_25 |  | 20 | 22 | 0.050951 | 0.125 | 0.08 | 261 | 0 | 0.364 | 1 | 1 | cs | TRUE
26 | LV_4566-33_0_4_line_26 |  | 21 | 26 | 0.024642 | 0.125 | 0.08 | 261 | 0 | 0.364 | 1 | 4 | cs | TRUE
27 | LV_4566-33_0_4_line_27 |  | 21 | 25 | 0.021394 | 0.125 | 0.08 | 261 | 0 | 0.364 | 1 | 4 | cs | TRUE
28 | LV_4566-33_0_4_line_28 |  | 23 | 24 | 0.043678 | 0.125 | 0.08 | 261 | 0 | 0.364 | 1 | 4 | cs | TRUE
29 | LV_4566-33_0_4_line_29 |  | 24 | 25 | 0.017995 | 0.125 | 0.08 | 261 | 0 | 0.364 | 1 | 4 | cs | TRUE
30 | LV_4566-33_0_4_line_30 |  | 26 | 53 | 0.015858 | 0.125 | 0.08 | 261 | 0 | 0.364 | 1 | 4 | cs | TRUE
31 | LV_4566-33_0_4_line_31 |  | 27 | 28 | 0.017984 | 0.125 | 0.08 | 261 | 0 | 0.364 | 1 | 1 | cs | TRUE
32 | LV_4566-33_0_4_line_32 |  | 27 | 29 | 0.005184 | 0.125 | 0.08 | 261 | 0 | 0.364 | 1 | 1 | cs | TRUE
33 | LV_4566-33_0_4_line_33 |  | 28 | 95 | 0.01292 | 0.125 | 0.08 | 261 | 0 | 0.364 | 1 | 1 | cs | TRUE
34 | LV_4566-33_0_4_line_34 |  | 29 | 93 | 0.014691 | 0.125 | 0.08 | 261 | 0 | 0.364 | 1 | 1 | cs | TRUE
35 | LV_4566-33_0_4_line_35 |  | 29 | 92 | 0.018762 | 0.125 | 0.08 | 261 | 0 | 0.364 | 1 | 1 | cs | TRUE
36 | LV_4566-33_0_4_line_36 |  | 30 | 31 | 0.00079832 | 0.125 | 0.08 | 261 | 0 | 0.364 | 1 | 1 | cs | TRUE
37 | LV_4566-33_0_4_line_37 |  | 31 | 173 | 0.008149 | 0.125 | 0.08 | 261 | 0 | 0.364 | 1 | 1 | cs | TRUE
38 | LV_4566-33_0_4_line_38 |  | 32 | 33 | 0.015315 | 0.125 | 0.08 | 261 | 0 | 0.364 | 1 | 1 | cs | TRUE
39 | LV_4566-33_0_4_line_39 |  | 33 | 85 | 0.004701 | 0.125 | 0.08 | 261 | 0 | 0.364 | 1 | 1 | cs | TRUE
40 | LV_4566-33_0_4_line_40 |  | 33 | 91 | 0.02399 | 0.125 | 0.08 | 261 | 0 | 0.364 | 1 | 1 | cs | TRUE
41 | LV_4566-33_0_4_line_41 |  | 34 | 171 | 0.0072665 | 0.125 | 0.08 | 261 | 0 | 0.364 | 1 | 1 | cs | TRUE
42 | LV_4566-33_0_4_line_42 |  | 35 | 36 | 0.016702 | 0.125 | 0.08 | 261 | 0 | 0.364 | 1 | 1 | cs | TRUE
43 | LV_4566-33_0_4_line_43 |  | 35 | 37 | 0.015086 | 0.125 | 0.08 | 261 | 0 | 0.364 | 1 | 1 | cs | TRUE
44 | LV_4566-33_0_4_line_44 |  | 35 | 38 | 0.015802 | 0.125 | 0.08 | 261 | 0 | 0.364 | 1 | 1 | cs | TRUE
45 | LV_4566-33_0_4_line_45 |  | 36 | 169 | 0.0078215 | 0.125 | 0.08 | 261 | 0 | 0.364 | 1 | 1 | cs | TRUE
46 | LV_4566-33_0_4_line_46 |  | 37 | 167 | 0.0041171 | 0.125 | 0.08 | 261 | 0 | 0.364 | 1 | 1 | cs | TRUE
47 | LV_4566-33_0_4_line_47 |  | 38 | 168 | 0.00026069 | 0.125 | 0.08 | 261 | 0 | 0.364 | 1 | 1 | cs | TRUE
48 | LV_4566-33_0_4_line_48 |  | 39 | 40 | 0.00014888 | 0.125 | 0.08 | 261 | 0 | 0.364 | 1 | 1 | cs | TRUE
49 | LV_4566-33_0_4_line_49 |  | 40 | 161 | 0.00809 | 0.125 | 0.08 | 261 | 0 | 0.364 | 1 | 1 | cs | TRUE
50 | LV_4566-33_0_4_line_50 |  | 41 | 90 | 0.0045977 | 0.125 | 0.08 | 261 | 0 | 0.364 | 1 | 1 | cs | TRUE
51 | LV_4566-33_0_4_line_51 |  | 42 | 109 | 6.0679e-05 | 0.125 | 0.08 | 261 | 0 | 0.364 | 1 | 4 | cs | TRUE
52 | LV_4566-33_0_4_line_52 |  | 43 | 140 | 0.0080594 | 0.125 | 0.08 | 261 | 0 | 0.364 | 1 | 4 | cs | TRUE
53 | LV_4566-33_0_4_line_53 |  | 44 | 104 | 0.0066822 | 0.125 | 0.08 | 261 | 0 | 0.364 | 1 | 4 | cs | TRUE
54 | LV_4566-33_0_4_line_54 |  | 45 | 105 | 0.0077743 | 0.125 | 0.08 | 261 | 0 | 0.364 | 1 | 1 | cs | TRUE
55 | LV_4566-33_0_4_line_55 |  | 46 | 47 | 0.00053334 | 0.125 | 0.08 | 261 | 0 | 0.364 | 1 | 1 | cs | TRUE
56 | LV_4566-33_0_4_line_56 |  | 47 | 116 | 0.008057 | 0.125 | 0.08 | 261 | 0 | 0.364 | 1 | 1 | cs | TRUE
57 | LV_4566-33_0_4_line_57 |  | 48 | 114 | 0.00054465 | 0.125 | 0.08 | 261 | 0 | 0.364 | 1 | 4 | cs | TRUE
58 | LV_4566-33_0_4_line_58 |  | 49 | 177 | 0.011065 | 0.125 | 0.08 | 261 | 0 | 0.364 | 1 | 4 | cs | TRUE
59 | LV_4566-33_0_4_line_59 |  | 50 | 51 | 0.028395 | 0.125 | 0.08 | 261 | 0 | 0.364 | 1 | 1 | cs | TRUE
60 | LV_4566-33_0_4_line_60 |  | 50 | 52 | 0.004573 | 0.125 | 0.08 | 261 | 0 | 0.364 | 1 | 1 | cs | TRUE
61 | LV_4566-33_0_4_line_61 |  | 52 | 53 | 0.0092172 | 0.125 | 0.08 | 261 | 0 | 0.364 | 1 | 4 | cs | TRUE
62 | LV_4566-33_0_4_line_62 |  | 52 | 58 | 0.021685 | 0.125 | 0.08 | 261 | 0 | 0.364 | 1 | 1 | cs | TRUE
63 | LV_4566-33_0_4_line_63 |  | 52 | 55 | 0.024879 | 0.125 | 0.08 | 261 | 0 | 0.364 | 1 | 4 | cs | TRUE
64 | LV_4566-33_0_4_line_64 |  | 54 | 55 | 0.031163 | 0.125 | 0.08 | 261 | 0 | 0.364 | 1 | 4 | cs | TRUE
65 | LV_4566-33_0_4_line_65 |  | 54 | 56 | 0.025184 | 0.125 | 0.08 | 261 | 0 | 0.364 | 1 | 4 | cs | TRUE
66 | LV_4566-33_0_4_line_66 |  | 56 | 57 | 0.022378 | 0.125 | 0.08 | 261 | 0 | 0.364 | 1 | 4 | cs | TRUE
67 | LV_4566-33_0_4_line_67 |  | 57 | 59 | 0.024071 | 0.125 | 0.08 | 261 | 0 | 0.364 | 1 | 4 | cs | TRUE
68 | LV_4566-33_0_4_line_68 |  | 58 | 60 | 0.0078778 | 0.125 | 0.08 | 261 | 0 | 0.364 | 1 | 1 | cs | TRUE
69 | LV_4566-33_0_4_line_69 |  | 59 | 67 | 0.013716 | 0.125 | 0.08 | 261 | 0 | 0.364 | 1 | 4 | cs | TRUE
70 | LV_4566-33_0_4_line_70 |  | 60 | 98 | 0.014587 | 0.125 | 0.08 | 261 | 0 | 0.364 | 1 | 1 | cs | TRUE
71 | LV_4566-33_0_4_line_71 |  | 61 | 62 | 0.017573 | 0.125 | 0.08 | 261 | 0 | 0.364 | 1 | 1 | cs | TRUE
72 | LV_4566-33_0_4_line_72 |  | 61 | 63 | 0.023951 | 0.125 | 0.08 | 261 | 0 | 0.364 | 1 | 1 | cs | TRUE
73 | LV_4566-33_0_4_line_73 |  | 62 | 76 | 0.030849 | 0.125 | 0.08 | 261 | 0 | 0.364 | 1 | 1 | cs | TRUE
74 | LV_4566-33_0_4_line_74 |  | 63 | 72 | 0.022665 | 0.125 | 0.08 | 261 | 0 | 0.364 | 1 | 1 | cs | TRUE
75 | LV_4566-33_0_4_line_75 |  | 63 | 69 | 0.013846 | 0.125 | 0.08 | 261 | 0 | 0.364 | 1 | 1 | cs | TRUE
76 | LV_4566-33_0_4_line_76 |  | 64 | 65 | 0.00516 | 0.125 | 0.08 | 261 | 0 | 0.364 | 1 | 4 | cs | TRUE
77 | LV_4566-33_0_4_line_77 |  | 64 | 66 | 0.012619 | 0.125 | 0.08 | 261 | 0 | 0.364 | 1 | 4 | cs | TRUE
78 | LV_4566-33_0_4_line_78 |  | 65 | 87 | 0.013299 | 0.125 | 0.08 | 261 | 0 | 0.364 | 1 | 1 | cs | TRUE
79 | LV_4566-33_0_4_line_79 |  | 65 | 81 | 0.054857 | 0.125 | 0.08 | 261 | 0 | 0.364 | 1 | 4 | cs | TRUE
80 | LV_4566-33_0_4_line_80 |  | 66 | 108 | 0.027661 | 0.125 | 0.08 | 261 | 0 | 0.364 | 1 | 4 | cs | TRUE
81 | LV_4566-33_0_4_line_81 |  | 67 | 68 | 0.021362 | 0.125 | 0.08 | 261 | 0 | 0.364 | 1 | 4 | cs | TRUE
82 | LV_4566-33_0_4_line_82 |  | 68 | 108 | 0.021082 | 0.125 | 0.08 | 261 | 0 | 0.364 | 1 | 4 | cs | TRUE
83 | LV_4566-33_0_4_line_83 |  | 69 | 70 | 0.024107 | 0.125 | 0.08 | 261 | 0 | 0.364 | 1 | 1 | cs | TRUE
84 | LV_4566-33_0_4_line_84 |  | 70 | 71 | 0.020629 | 0.125 | 0.08 | 261 | 0 | 0.364 | 1 | 1 | cs | TRUE
85 | LV_4566-33_0_4_line_85 |  | 71 | 73 | 0.018663 | 0.125 | 0.08 | 261 | 0 | 0.364 | 1 | 1 | cs | TRUE
86 | LV_4566-33_0_4_line_86 |  | 72 | 74 | 0.028438 | 0.125 | 0.08 | 261 | 0 | 0.364 | 1 | 1 | cs | TRUE
87 | LV_4566-33_0_4_line_87 |  | 73 | 75 | 0.0022893 | 0.125 | 0.08 | 261 | 0 | 0.364 | 1 | 1 | cs | TRUE
88 | LV_4566-33_0_4_line_88 |  | 74 | 77 | 0.0078093 | 0.125 | 0.08 | 261 | 0 | 0.364 | 1 | 1 | cs | TRUE
89 | LV_4566-33_0_4_line_89 |  | 77 | 92 | 0.035914 | 0.125 | 0.08 | 261 | 0 | 0.364 | 1 | 1 | cs | TRUE
90 | LV_4566-33_0_4_line_90 |  | 78 | 79 | 0.040393 | 0.125 | 0.08 | 261 | 0 | 0.364 | 1 | 4 | cs | TRUE
91 | LV_4566-33_0_4_line_91 |  | 78 | 80 | 0.00741 | 0.125 | 0.08 | 261 | 0 | 0.364 | 1 | 4 | cs | TRUE
92 | LV_4566-33_0_4_line_92 |  | 79 | 81 | 0.030588 | 0.125 | 0.08 | 261 | 0 | 0.364 | 1 | 4 | cs | TRUE
93 | LV_4566-33_0_4_line_93 |  | 80 | 82 | 0.023851 | 0.125 | 0.08 | 261 | 0 | 0.364 | 1 | 1 | cs | TRUE
94 | LV_4566-33_0_4_line_94 |  | 80 | 83 | 0.009047 | 0.125 | 0.08 | 261 | 0 | 0.364 | 1 | 4 | cs | TRUE
95 | LV_4566-33_0_4_line_95 |  | 82 | 84 | 0.0036364 | 0.125 | 0.08 | 261 | 0 | 0.364 | 1 | 1 | cs | TRUE
96 | LV_4566-33_0_4_line_96 |  | 83 | 85 | 0.026466 | 0.125 | 0.08 | 261 | 0 | 0.364 | 1 | 2 | cs | TRUE
97 | LV_4566-33_0_4_line_97 |  | 83 | 86 | 0.016875 | 0.125 | 0.08 | 261 | 0 | 0.364 | 1 | 1 | cs | TRUE
98 | LV_4566-33_0_4_line_98 |  | 85 | 88 | 0.01075 | 0.125 | 0.08 | 261 | 0 | 0.364 | 1 | 1 | cs | TRUE
99 | LV_4566-33_0_4_line_99 |  | 86 | 89 | 0.021766 | 0.125 | 0.08 | 261 | 0 | 0.364 | 1 | 1 | cs | TRUE
100 | LV_4566-33_0_4_line_100 |  | 87 | 120 | 0.023317 | 0.125 | 0.08 | 261 | 0 | 0.364 | 1 | 1 | cs | TRUE
101 | LV_4566-33_0_4_line_101 |  | 88 | 97 | 0.021245 | 0.125 | 0.08 | 261 | 0 | 0.364 | 1 | 1 | cs | TRUE
102 | LV_4566-33_0_4_line_102 |  | 90 | 91 | 0.010122 | 0.125 | 0.08 | 261 | 0 | 0.364 | 1 | 1 | cs | TRUE
103 | LV_4566-33_0_4_line_103 |  | 93 | 94 | 0.0072524 | 0.125 | 0.08 | 261 | 0 | 0.364 | 1 | 1 | cs | TRUE
104 | LV_4566-33_0_4_line_104 |  | 94 | 96 | 0.00099605 | 0.125 | 0.08 | 261 | 0 | 0.364 | 1 | 1 | cs | TRUE
105 | LV_4566-33_0_4_line_105 |  | 95 | 106 | 0.013939 | 0.125 | 0.08 | 261 | 0 | 0.364 | 1 | 1 | cs | TRUE
106 | LV_4566-33_0_4_line_106 |  | 96 | 169 | 0.0059109 | 0.125 | 0.08 | 261 | 0 | 0.364 | 1 | 1 | cs | TRUE
107 | LV_4566-33_0_4_line_107 |  | 98 | 102 | 0.036175 | 0.125 | 0.08 | 261 | 0 | 0.364 | 1 | 1 | cs | TRUE
108 | LV_4566-33_0_4_line_108 |  | 98 | 100 | 0.0086764 | 0.125 | 0.08 | 261 | 0 | 0.364 | 1 | 1 | cs | TRUE
109 | LV_4566-33_0_4_line_109 |  | 99 | 100 | 0.018639 | 0.125 | 0.08 | 261 | 0 | 0.364 | 1 | 1 | cs | TRUE
110 | LV_4566-33_0_4_line_110 |  | 99 | 101 | 0.0042865 | 0.125 | 0.08 | 261 | 0 | 0.364 | 1 | 1 | cs | TRUE
111 | LV_4566-33_0_4_line_111 |  | 102 | 103 | 0.0043633 | 0.125 | 0.08 | 261 | 0 | 0.364 | 1 | 1 | cs | TRUE
112 | LV_4566-33_0_4_line_112 |  | 104 | 176 | 0.0066834 | 0.125 | 0.08 | 261 | 0 | 0.364 | 1 | 4 | cs | TRUE
113 | LV_4566-33_0_4_line_113 |  | 105 | 181 | 0.0077747 | 0.125 | 0.08 | 261 | 0 | 0.364 | 1 | 1 | cs | TRUE
114 | LV_4566-33_0_4_line_114 |  | 106 | 107 | 0.016857 | 0.125 | 0.08 | 261 | 0 | 0.364 | 1 | 1 | cs | TRUE
115 | LV_4566-33_0_4_line_115 |  | 109 | 110 | 0.0080298 | 0.125 | 0.08 | 261 | 0 | 0.364 | 1 | 4 | cs | TRUE
116 | LV_4566-33_0_4_line_116 |  | 110 | 111 | 0.0037985 | 0.125 | 0.08 | 261 | 0 | 0.364 | 1 | 4 | cs | TRUE
117 | LV_4566-33_0_4_line_117 |  | 111 | 115 | 0.013382 | 0.125 | 0.08 | 261 | 0 | 0.364 | 1 | 4 | cs | TRUE
118 | LV_4566-33_0_4_line_118 |  | 111 | 116 | 0.0039428 | 0.125 | 0.08 | 261 | 0 | 0.364 | 1 | 1 | cs | TRUE
119 | LV_4566-33_0_4_line_119 |  | 112 | 113 | 0.013494 | 0.125 | 0.08 | 261 | 0 | 0.364 | 1 | 4 | cs | TRUE
120 | LV_4566-33_0_4_line_120 |  | 112 | 114 | 0.014811 | 0.125 | 0.08 | 261 | 0 | 0.364 | 1 | 4 | cs | TRUE
121 | LV_4566-33_0_4_line_121 |  | 113 | 119 | 0.0048173 | 0.125 | 0.08 | 261 | 0 | 0.364 | 1 | 4 | cs | TRUE
122 | LV_4566-33_0_4_line_122 |  | 115 | 121 | 0.00052805 | 0.125 | 0.08 | 261 | 0 | 0.364 | 1 | 4 | cs | TRUE
123 | LV_4566-33_0_4_line_123 |  | 117 | 118 | 0.0035697 | 0.125 | 0.08 | 261 | 0 | 0.364 | 1 | 1 | cs | TRUE
124 | LV_4566-33_0_4_line_124 |  | 118 | 130 | 0.0093023 | 0.125 | 0.08 | 261 | 0 | 0.364 | 1 | 1 | cs | TRUE
125 | LV_4566-33_0_4_line_125 |  | 119 | 122 | 0.0063722 | 0.125 | 0.08 | 261 | 0 | 0.364 | 1 | 4 | cs | TRUE
126 | LV_4566-33_0_4_line_126 |  | 121 | 126 | 0.0075392 | 0.125 | 0.08 | 261 | 0 | 0.364 | 1 | 4 | cs | TRUE
127 | LV_4566-33_0_4_line_127 |  | 122 | 123 | 0.010026 | 0.125 | 0.08 | 261 | 0 | 0.364 | 1 | 4 | cs | TRUE
128 | LV_4566-33_0_4_line_128 |  | 122 | 124 | 0.004046 | 0.125 | 0.08 | 261 | 0 | 0.364 | 1 | 1 | cs | TRUE
129 | LV_4566-33_0_4_line_129 |  | 123 | 125 | 0.0075426 | 0.125 | 0.08 | 261 | 0 | 0.364 | 1 | 4 | cs | TRUE
130 | LV_4566-33_0_4_line_130 |  | 125 | 126 | 0.00053161 | 0.125 | 0.08 | 261 | 0 | 0.364 | 1 | 4 | cs | TRUE
131 | LV_4566-33_0_4_line_131 |  | 127 | 128 | 0.0061174 | 0.125 | 0.08 | 261 | 0 | 0.364 | 1 | 1 | cs | TRUE
132 | LV_4566-33_0_4_line_132 |  | 128 | 129 | 0.0016039 | 0.125 | 0.08 | 261 | 0 | 0.364 | 1 | 1 | cs | TRUE
133 | LV_4566-33_0_4_line_133 |  | 129 | 153 | 0.0039804 | 0.125 | 0.08 | 261 | 0 | 0.364 | 1 | 4 | cs | TRUE
134 | LV_4566-33_0_4_line_134 |  | 129 | 152 | 0.016903 | 0.125 | 0.08 | 261 | 0 | 0.364 | 1 | 4 | cs | TRUE
135 | LV_4566-33_0_4_line_135 |  | 130 | 131 | 0.016609 | 0.125 | 0.08 | 261 | 0 | 0.364 | 1 | 4 | cs | TRUE
136 | LV_4566-33_0_4_line_136 |  | 130 | 132 | 0.0067006 | 0.125 | 0.08 | 261 | 0 | 0.364 | 1 | 4 | cs | TRUE
137 | LV_4566-33_0_4_line_137 |  | 131 | 133 | 0.0004227 | 0.125 | 0.08 | 261 | 0 | 0.364 | 1 | 4 | cs | TRUE
138 | LV_4566-33_0_4_line_138 |  | 132 | 134 | 0.0040163 | 0.125 | 0.08 | 261 | 0 | 0.364 | 1 | 4 | cs | TRUE
139 | LV_4566-33_0_4_line_139 |  | 133 | 135 | 0.0076456 | 0.125 | 0.08 | 261 | 0 | 0.364 | 1 | 4 | cs | TRUE
140 | LV_4566-33_0_4_line_140 |  | 134 | 136 | 0.0040954 | 0.125 | 0.08 | 261 | 0 | 0.364 | 1 | 4 | cs | TRUE
141 | LV_4566-33_0_4_line_141 |  | 135 | 137 | 0.00042669 | 0.125 | 0.08 | 261 | 0 | 0.364 | 1 | 4 | cs | TRUE
142 | LV_4566-33_0_4_line_142 |  | 136 | 141 | 0.010918 | 0.125 | 0.08 | 261 | 0 | 0.364 | 1 | 4 | cs | TRUE
143 | LV_4566-33_0_4_line_143 |  | 137 | 138 | 0.013769 | 0.125 | 0.08 | 261 | 0 | 0.364 | 1 | 4 | cs | TRUE
144 | LV_4566-33_0_4_line_144 |  | 138 | 139 | 0.0034972 | 0.125 | 0.08 | 261 | 0 | 0.364 | 1 | 1 | cs | TRUE
145 | LV_4566-33_0_4_line_145 |  | 138 | 140 | 0.0042442 | 0.125 | 0.08 | 261 | 0 | 0.364 | 1 | 4 | cs | TRUE
146 | LV_4566-33_0_4_line_146 |  | 139 | 143 | 0.0076395 | 0.125 | 0.08 | 261 | 0 | 0.364 | 1 | 1 | cs | TRUE
147 | LV_4566-33_0_4_line_147 |  | 141 | 142 | 0.006576 | 0.125 | 0.08 | 261 | 0 | 0.364 | 1 | 4 | cs | TRUE
148 | LV_4566-33_0_4_line_148 |  | 142 | 147 | 0.007906 | 0.125 | 0.08 | 261 | 0 | 0.364 | 1 | 1 | cs | TRUE
149 | LV_4566-33_0_4_line_149 |  | 142 | 148 | 0.015438 | 0.125 | 0.08 | 261 | 0 | 0.364 | 1 | 4 | cs | TRUE
150 | LV_4566-33_0_4_line_150 |  | 143 | 144 | 0.00044794 | 0.125 | 0.08 | 261 | 0 | 0.364 | 1 | 1 | cs | TRUE
151 | LV_4566-33_0_4_line_151 |  | 144 | 145 | 0.015697 | 0.125 | 0.08 | 261 | 0 | 0.364 | 1 | 1 | cs | TRUE
152 | LV_4566-33_0_4_line_152 |  | 145 | 146 | 0.014197 | 0.125 | 0.08 | 261 | 0 | 0.364 | 1 | 1 | cs | TRUE
153 | LV_4566-33_0_4_line_153 |  | 146 | 149 | 0.015837 | 0.125 | 0.08 | 261 | 0 | 0.364 | 1 | 1 | cs | TRUE
154 | LV_4566-33_0_4_line_154 |  | 147 | 150 | 0.012265 | 0.125 | 0.08 | 261 | 0 | 0.364 | 1 | 1 | cs | TRUE
155 | LV_4566-33_0_4_line_155 |  | 147 | 151 | 0.0091336 | 0.125 | 0.08 | 261 | 0 | 0.364 | 1 | 1 | cs | TRUE
156 | LV_4566-33_0_4_line_156 |  | 148 | 152 | 0.00092174 | 0.125 | 0.08 | 261 | 0 | 0.364 | 1 | 4 | cs | TRUE
157 | LV_4566-33_0_4_line_157 |  | 149 | 156 | 5.7392e-05 | 0.125 | 0.08 | 261 | 0 | 0.364 | 1 | 1 | cs | TRUE
158 | LV_4566-33_0_4_line_158 |  | 150 | 155 | 0.0044753 | 0.125 | 0.08 | 261 | 0 | 0.364 | 1 | 1 | cs | TRUE
159 | LV_4566-33_0_4_line_159 |  | 153 | 154 | 0.0055805 | 0.125 | 0.08 | 261 | 0 | 0.364 | 1 | 4 | cs | TRUE
160 | LV_4566-33_0_4_line_160 |  | 154 | 159 | 0.0012525 | 0.125 | 0.08 | 261 | 0 | 0.364 | 1 | 4 | cs | TRUE
161 | LV_4566-33_0_4_line_161 |  | 155 | 157 | 0.0036364 | 0.125 | 0.08 | 261 | 0 | 0.364 | 1 | 1 | cs | TRUE
162 | LV_4566-33_0_4_line_162 |  | 156 | 158 | 0.0079997 | 0.125 | 0.08 | 261 | 0 | 0.364 | 1 | 1 | cs | TRUE
163 | LV_4566-33_0_4_line_163 |  | 157 | 166 | 0.0092942 | 0.125 | 0.08 | 261 | 0 | 0.364 | 1 | 1 | cs | TRUE
164 | LV_4566-33_0_4_line_164 |  | 158 | 160 | 0.0044796 | 0.125 | 0.08 | 261 | 0 | 0.364 | 1 | 1 | cs | TRUE
165 | LV_4566-33_0_4_line_165 |  | 160 | 161 | 0.0032634 | 0.125 | 0.08 | 261 | 0 | 0.364 | 1 | 1 | cs | TRUE
166 | LV_4566-33_0_4_line_166 |  | 160 | 162 | 0.013582 | 0.125 | 0.08 | 261 | 0 | 0.364 | 1 | 1 | cs | TRUE
167 | LV_4566-33_0_4_line_167 |  | 162 | 163 | 0.00017409 | 0.125 | 0.08 | 261 | 0 | 0.364 | 1 | 1 | cs | TRUE
168 | LV_4566-33_0_4_line_168 |  | 163 | 164 | 0.0078977 | 0.125 | 0.08 | 261 | 0 | 0.364 | 1 | 1 | cs | TRUE
169 | LV_4566-33_0_4_line_169 |  | 164 | 165 | 0.00017355 | 0.125 | 0.08 | 261 | 0 | 0.364 | 1 | 1 | cs | TRUE
170 | LV_4566-33_0_4_line_170 |  | 166 | 167 | 0.006937 | 0.125 | 0.08 | 261 | 0 | 0.364 | 1 | 1 | cs | TRUE
171 | LV_4566-33_0_4_line_171 |  | 169 | 170 | 0.013766 | 0.125 | 0.08 | 261 | 0 | 0.364 | 1 | 1 | cs | TRUE
172 | LV_4566-33_0_4_line_172 |  | 170 | 175 | 0.0052133 | 0.125 | 0.08 | 261 | 0 | 0.364 | 1 | 1 | cs | TRUE
173 | LV_4566-33_0_4_line_173 |  | 171 | 172 | 0.0057371 | 0.125 | 0.08 | 261 | 0 | 0.364 | 1 | 1 | cs | TRUE
174 | LV_4566-33_0_4_line_174 |  | 172 | 173 | 0.0020098 | 0.125 | 0.08 | 261 | 0 | 0.364 | 1 | 1 | cs | TRUE
175 | LV_4566-33_0_4_line_175 |  | 172 | 174 | 0.014123 | 0.125 | 0.08 | 261 | 0 | 0.364 | 1 | 1 | cs | TRUE
176 | LV_4566-33_0_4_line_176 |  | 174 | 175 | 0.00043551 | 0.125 | 0.08 | 261 | 0 | 0.364 | 1 | 1 | cs | TRUE
177 | LV_4566-33_0_4_line_177 |  | 176 | 177 | 0.015005 | 0.125 | 0.08 | 261 | 0 | 0.364 | 1 | 4 | cs | TRUE
178 | LV_4566-33_0_4_line_178 |  | 177 | 178 | 0.017357 | 0.125 | 0.08 | 261 | 0 | 0.364 | 1 | 1 | cs | TRUE
179 | LV_4566-33_0_4_line_179 |  | 178 | 179 | 0.0079829 | 0.125 | 0.08 | 261 | 0 | 0.364 | 1 | 1 | cs | TRUE
180 | LV_4566-33_0_4_line_180 |  | 179 | 180 | 0.0048737 | 0.125 | 0.08 | 261 | 0 | 0.364 | 1 | 1 | cs | TRUE
181 | LV_4566-33_0_4_line_181 |  | 181 | 182 | 0.020864 | 0.125 | 0.08 | 261 | 0 | 0.364 | 1 | 1 | cs | TRUE
182 | LV_4566-33_0_4_line_182 |  | 182 | 183 | 0.0089106 | 0.125 | 0.08 | 261 | 0 | 0.364 | 1 | 1 | cs | TRUE
183 | LV_4566-33_0_4_line_183 |  | 183 | 184 | 0.0089087 | 0.125 | 0.08 | 261 | 0 | 0.364 | 1 | 1 | cs | TRUE

## trafo
| name | std_type | hv_bus | lv_bus | sn_mva | vn_hv_kv | vn_lv_kv | vk_percent | vkr_percent | pfe_kw | i0_percent | shift_degree | tap_side | tap_neutral | tap_min | tap_max | tap_step_percent | tap_step_degree | tap_pos | tap_phase_shifter | parallel | df | in_service
0 | LV_4566-33_0_4_trafo_182 | 0.63 MVA 20/0.4 kV | 185 | 159 | 0.63 | 20 | 0.4 | 6 | 1.206 | 1.65 | 0.2619 | 150 | hv | 0 | -2 | 2 | 2.5 | 0 | 0 | FALSE | 1 | 1 | TRUE

## line_geodata
| x0 | y0 | x1 | y1 | x2 | y2 | x3 | y3 | x4 | y4 | x5 | y5 | x6 | y6 | x7 | y7 | x8 | y8 | x9 | y9 | x10 | y10
0 | 2710041.4225 | 1267579.2596 | 2710040.4495 | 1267582.5888 | 2710008.529 | 1267573.4008
1 | 2710041.4225 | 1267579.2596 | 2710042.83 | 1267579.6862 | 2710056.4938 | 1267583.7997 | 2710068.2865 | 1267585.6988 | 2710069.1476 | 1267587.572 | 2710077.924 | 1267594.1634 | 2710081.3073 | 1267593.2034 | 2710091.4192 | 1267596.8171 | 2710099.8424 | 1267598.9314 | 2710107.0723 | 1267598.8216 | 2710110.6286 | 1267600.7006
2 | 2710110.6286 | 1267600.7006 | 2710119.6325 | 1267601.1465 | 2710123.9672 | 1267593.8629
3 | 2710124.3456 | 1267593.2272 | 2710123.9672 | 1267593.8629
4 | 2710304.4107 | 1267434.614 | 2710306.953 | 1267436.7633 | 2710311.5225 | 1267435.1917 | 2710313.4433 | 1267435.1497 | 2710315.3113 | 1267435.1068 | 2710320.1321 | 1267436.6092 | 2710324.5748 | 1267439.4056 | 2710328.1386 | 1267442.8974
5 | 2710304.4107 | 1267434.614 | 2710297.9823 | 1267442.1895 | 2710285.6363 | 1267458.7476
6 | 2710328.1386 | 1267442.8974 | 2710329.3927 | 1267449.1151 | 2710328.4388 | 1267456.6483 | 2710325.785 | 1267460.8691 | 2710320.61 | 1267466.6643
7 | 2710282.5833 | 1267462.8423 | 2710285.6363 | 1267458.7476
8 | 2710046.5211 | 1267712.0924 | 2710048.5908 | 1267708.4945
9 | 2710048.5908 | 1267708.4945 | 2710054.5385 | 1267698.1583
10 | 2710046.5211 | 1267712.0924 | 2710038.7658 | 1267725.5655
11 | 2710054.6548 | 1267697.9562 | 2710054.5385 | 1267698.1583
12 | 2710108.5033 | 1267819.6406 | 2710112.2918 | 1267823.1921 | 2710125.764 | 1267837.5445 | 2710127.9436 | 1267839.7648
13 | 2710132.9306 | 1267844.8511 | 2710127.9436 | 1267839.7648
14 | 2710127.9436 | 1267839.7648 | 2710131.8118 | 1267835.8113 | 2710121.9359 | 1267825.3681
15 | 2710108.5033 | 1267819.6406 | 2710122.5372 | 1267795.7198
16 | 2710108.5033 | 1267819.6406 | 2710104.1745 | 1267815.5898
17 | 2710132.9306 | 1267844.8511 | 2710135.7223 | 1267839.6764 | 2710148.0232 | 1267818.3645
18 | 2710145.4333 | 1267856.283 | 2710143.1147 | 1267854.2491 | 2710136.0558 | 1267848.0343 | 2710132.9306 | 1267844.8511
19 | 2710107.8849 | 1267749.4457 | 2710105.8547 | 1267752.9443
20 | 2710105.8547 | 1267752.9443 | 2710127.3141 | 1267765.6002
21 | 2710107.8849 | 1267749.4457 | 2710092.8889 | 1267740.9898
22 | 2710127.3141 | 1267765.6002 | 2710127.3628 | 1267765.629
23 | 2710104.1745 | 1267815.5898 | 2710107.917 | 1267811.1111 | 2710099.6773 | 1267804.266
24 | 2710221.6019 | 1267867.9244 | 2710214.0301 | 1267881.5283 | 2710210.4874 | 1267879.3381
25 | 2710221.6019 | 1267867.9244 | 2710235.174 | 1267871.6697 | 2710249.233 | 1267868.6849 | 2710271.2433 | 1267864.0187
26 | 2710210.4874 | 1267879.3381 | 2710222.1549 | 1267857.6591 | 2710222.166 | 1267857.6394
27 | 2710210.4874 | 1267879.3381 | 2710203.2044 | 1267890.779 | 2710199.3426 | 1267892.375 | 2710195.7187 | 1267891.7068
28 | 2710145.4333 | 1267856.283 | 2710155.7449 | 1267865.3052 | 2710165.3025 | 1267872.3673 | 2710170.6269 | 1267876.3145 | 2710180.136 | 1267882.7197
29 | 2710195.7187 | 1267891.7068 | 2710181.9358 | 1267883.932 | 2710180.136 | 1267882.7197
30 | 2710222.166 | 1267857.6394 | 2710229.9496 | 1267843.8226
31 | 2710170.5009 | 1267577.6074 | 2710186.2688 | 1267568.9579
32 | 2710173.2345 | 1267582.0178 | 2710170.5009 | 1267577.6074
33 | 2710186.2688 | 1267568.9579 | 2710197.5967 | 1267562.7441
34 | 2710173.2345 | 1267582.0178 | 2710165.7181 | 1267594.6402
35 | 2710173.2345 | 1267582.0178 | 2710182.9397 | 1267598.0749
36 | 2710136.5983 | 1267572.6362 | 2710136.1901 | 1267573.3222
37 | 2710132.0236 | 1267580.3256 | 2710136.1901 | 1267573.3222
38 | 2710259.4389 | 1267493.8709 | 2710247.7893 | 1267483.9288
39 | 2710256.7542 | 1267497.7352 | 2710259.4389 | 1267493.8709
40 | 2710259.4389 | 1267493.8709 | 2710273.7823 | 1267474.6415
41 | 2710124.3456 | 1267593.2272 | 2710128.0619 | 1267586.9828
42 | 2710142.3543 | 1267622.9778 | 2710150.6453 | 1267608.4796
43 | 2710142.3543 | 1267622.9778 | 2710134.8624 | 1267636.0721
44 | 2710142.3543 | 1267622.9778 | 2710156.0315 | 1267630.8927
45 | 2710155.8064 | 1267603.3226 | 2710153.1647 | 1267604.074 | 2710150.6453 | 1267608.4796
46 | 2710132.8178 | 1267639.6456 | 2710134.8624 | 1267636.0721
47 | 2710156.2572 | 1267631.0233 | 2710156.0315 | 1267630.8927
48 | 2710101.3047 | 1267616.9037 | 2710101.3789 | 1267616.7746
49 | 2710097.2697 | 1267623.9156 | 2710101.3047 | 1267616.9037
50 | 2710282.5833 | 1267462.8423 | 2710279.8343 | 1267466.5277
51 | 2710038.7658 | 1267725.5655 | 2710038.7355 | 1267725.6181
52 | 2710054.6548 | 1267697.9562 | 2710058.6745 | 1267690.9708
53 | 2710122.5372 | 1267795.7198 | 2710125.9185 | 1267789.9563
54 | 2710148.0232 | 1267818.3645 | 2710151.9095 | 1267811.6312
55 | 2710026.8486 | 1267746.2695 | 2710026.5826 | 1267746.7318
56 | 2710026.8486 | 1267746.2695 | 2710030.8679 | 1267739.2866
57 | 2710092.4145 | 1267740.7223 | 2710092.8889 | 1267740.9898
58 | 2710136.8933 | 1267771.2497 | 2710127.3628 | 1267765.629
59 | 2710237.6876 | 1267839.0548 | 2710251.5625 | 1267814.28
60 | 2710237.6876 | 1267839.0548 | 2710234.4736 | 1267835.792
61 | 2710234.4736 | 1267835.792 | 2710229.9496 | 1267843.8226
62 | 2710234.4736 | 1267835.792 | 2710219.2604 | 1267820.3392
63 | 2710234.4736 | 1267835.792 | 2710246.6748 | 1267814.1104
64 | 2710261.961 | 1267786.9544 | 2710254.2606 | 1267800.6304 | 2710246.6748 | 1267814.1104
65 | 2710261.961 | 1267786.9544 | 2710272.0695 | 1267769.0018 | 2710274.4807 | 1267765.1071
66 | 2710286.2603 | 1267746.08 | 2710274.4807 | 1267765.1071
67 | 2710286.2603 | 1267746.08 | 2710299.7716 | 1267726.1583
68 | 2710219.2604 | 1267820.3392 | 2710211.8952 | 1267823.1343
69 | 2710307.9638 | 1267715.1581 | 2710299.987 | 1267725.8407 | 2710299.7716 | 1267726.1583
70 | 2710198.2571 | 1267828.31 | 2710211.8952 | 1267823.1343
71 | 2710241.7514 | 1267700.8323 | 2710255.3466 | 1267689.6976
72 | 2710226.818 | 1267682.0707 | 2710241.7514 | 1267700.8323
73 | 2710266.9714 | 1267664.2376 | 2710266.7227 | 1267680.3803 | 2710255.3466 | 1267689.6976
74 | 2710226.818 | 1267682.0707 | 2710215.8519 | 1267662.2358
75 | 2710226.818 | 1267682.0707 | 2710217.8496 | 1267692.6195
76 | 2710306.5983 | 1267628.6572 | 2710306.4192 | 1267633.8139
77 | 2710306.4192 | 1267633.8139 | 2710305.9708 | 1267646.4254
78 | 2710306.5983 | 1267628.6572 | 2710293.3037 | 1267628.3321
79 | 2710306.5983 | 1267628.6572 | 2710307.4762 | 1267603.8297 | 2710308.2233 | 1267582.7809 | 2710309.7203 | 1267573.9547
80 | 2710305.9708 | 1267646.4254 | 2710305.5467 | 1267658.3523 | 2710305.0173 | 1267674.0699
81 | 2710307.9638 | 1267715.1581 | 2710305.9637 | 1267713.4081 | 2710304.2199 | 1267710.0282 | 2710303.9576 | 1267705.5305 | 2710304.3076 | 1267695.1402
82 | 2710304.3076 | 1267695.1402 | 2710305.0173 | 1267674.0699
83 | 2710217.8496 | 1267692.6195 | 2710215.2866 | 1267695.6342 | 2710205.8418 | 1267713.4337
84 | 2710196.1728 | 1267731.6559 | 2710205.8418 | 1267713.4337
85 | 2710196.1728 | 1267731.6559 | 2710187.4249 | 1267748.1421
86 | 2710202.6419 | 1267637.0659 | 2710207.081 | 1267646.3716 | 2710215.8519 | 1267662.2358
87 | 2710186.3519 | 1267750.1644 | 2710187.4249 | 1267748.1421
88 | 2710202.6419 | 1267637.0659 | 2710199.2796 | 1267630.0174
89 | 2710182.9397 | 1267598.0749 | 2710188.1702 | 1267606.7288 | 2710199.2796 | 1267630.0174
90 | 2710323.7797 | 1267546.8399 | 2710299.2034 | 1267532.402 | 2710289.4039 | 1267525.6691
91 | 2710283.5963 | 1267521.0786 | 2710287.5399 | 1267524.3884 | 2710289.4039 | 1267525.6691
92 | 2710323.7797 | 1267546.8399 | 2710314.4197 | 1267563.4352 | 2710313.4929 | 1267565.086 | 2710309.7463 | 1267573.8015 | 2710309.7203 | 1267573.9547
93 | 2710283.5963 | 1267521.0786 | 2710296.9948 | 1267501.3471
94 | 2710276.6425 | 1267515.266 | 2710283.5963 | 1267521.0786
95 | 2710299.0376 | 1267498.3387 | 2710296.9948 | 1267501.3471
96 | 2710276.6425 | 1267515.266 | 2710256.7542 | 1267497.7352
97 | 2710276.6425 | 1267515.266 | 2710266.0334 | 1267528.3896
98 | 2710256.7542 | 1267497.7352 | 2710249.3113 | 1267505.4913
99 | 2710252.3497 | 1267545.3167 | 2710266.0334 | 1267528.3896
100 | 2710269.9941 | 1267627.7622 | 2710293.3037 | 1267628.3321
101 | 2710234.6017 | 1267520.8199 | 2710249.3113 | 1267505.4913
102 | 2710273.7823 | 1267474.6415 | 2710279.8343 | 1267466.5277
103 | 2710162.0075 | 1267600.8714 | 2710165.7181 | 1267594.6402
104 | 2710162.0075 | 1267600.8714 | 2710161.4979 | 1267601.7273 | 2710161.4979 | 1267601.7273
105 | 2710197.5967 | 1267562.7441 | 2710197.5967 | 1267562.7441 | 2710204.7514 | 1267574.7064
106 | 2710155.8064 | 1267603.3226 | 2710161.4979 | 1267601.7273
107 | 2710198.2571 | 1267828.31 | 2710181.831 | 1267806.8406 | 2710189.1897 | 1267801.4147
108 | 2710198.2571 | 1267828.31 | 2710190.3142 | 1267831.8017
109 | 2710173.8156 | 1267833.66 | 2710176.0053 | 1267836.2131 | 2710179.8869 | 1267836.3856 | 2710190.3142 | 1267831.8017
110 | 2710173.8156 | 1267833.66 | 2710171.025 | 1267830.4064
111 | 2710192.7015 | 1267798.8252 | 2710189.1897 | 1267801.4147
112 | 2710125.9185 | 1267789.9563 | 2710129.3004 | 1267784.1917
113 | 2710151.9095 | 1267811.6312 | 2710155.796 | 1267804.8977
114 | 2710213.4038 | 1267589.173 | 2710204.7514 | 1267574.7064
115 | 2710038.7355 | 1267725.6181 | 2710034.7297 | 1267732.5773
116 | 2710032.8347 | 1267735.8694 | 2710034.7297 | 1267732.5773
117 | 2710032.8347 | 1267735.8694 | 2710044.55 | 1267742.338
118 | 2710032.8347 | 1267735.8694 | 2710030.8679 | 1267739.2866
119 | 2710079.5134 | 1267733.4477 | 2710072.9227 | 1267745.2223
120 | 2710079.5134 | 1267733.4477 | 2710092.4145 | 1267740.7223
121 | 2710070.5697 | 1267749.4259 | 2710072.9227 | 1267745.2223
122 | 2710045.0123 | 1267742.5933 | 2710044.55 | 1267742.338
123 | 2710088.3934 | 1267717.5736 | 2710090.1361 | 1267714.4583
124 | 2710094.6775 | 1267706.3399 | 2710090.1361 | 1267714.4583
125 | 2710067.4573 | 1267754.9863 | 2710070.5697 | 1267749.4259
126 | 2710045.0123 | 1267742.5933 | 2710051.6122 | 1267746.2374
127 | 2710067.4573 | 1267754.9863 | 2710058.6805 | 1267750.1402
128 | 2710065.4791 | 1267758.5192 | 2710067.4573 | 1267754.9863
129 | 2710052.0776 | 1267746.4944 | 2710058.6805 | 1267750.1402
130 | 2710052.0776 | 1267746.4944 | 2710051.6122 | 1267746.2374
131 | 2710135.7943 | 1267701.3465 | 2710138.8644 | 1267696.0553
132 | 2710139.6694 | 1267694.668 | 2710138.8644 | 1267696.0553
133 | 2710139.6694 | 1267694.668 | 2710141.668 | 1267691.2258
134 | 2710139.6694 | 1267694.668 | 2710124.9571 | 1267686.3464
135 | 2710094.6775 | 1267706.3399 | 2710080.1993 | 1267698.2016
136 | 2710094.6775 | 1267706.3399 | 2710098.0034 | 1267700.5229
137 | 2710079.8309 | 1267697.9944 | 2710080.1993 | 1267698.2016
138 | 2710098.0034 | 1267700.5229 | 2710099.9969 | 1267697.0363
139 | 2710079.8309 | 1267697.9944 | 2710073.1661 | 1267694.2481
140 | 2710102.0296 | 1267693.4811 | 2710099.9969 | 1267697.0363
141 | 2710072.7941 | 1267694.039 | 2710073.1661 | 1267694.2481
142 | 2710107.4489 | 1267684.0028 | 2710102.0296 | 1267693.4811
143 | 2710060.7913 | 1267687.2921 | 2710072.7941 | 1267694.039
144 | 2710060.7913 | 1267687.2921 | 2710062.5358 | 1267684.2611
145 | 2710060.7913 | 1267687.2921 | 2710058.6745 | 1267690.9708
146 | 2710066.3466 | 1267677.64 | 2710062.5358 | 1267684.2611
147 | 2710110.7175 | 1267678.2921 | 2710107.4489 | 1267684.0028
148 | 2710110.7175 | 1267678.2921 | 2710114.6477 | 1267671.426
149 | 2710110.7175 | 1267678.2921 | 2710124.1549 | 1267685.8926
150 | 2710066.3466 | 1267677.64 | 2710066.57 | 1267677.2517
151 | 2710074.4001 | 1267663.6472 | 2710066.57 | 1267677.2517
152 | 2710074.4001 | 1267663.6472 | 2710081.4885 | 1267651.3352
153 | 2710081.4885 | 1267651.3352 | 2710089.3883 | 1267637.6096
154 | 2710114.6477 | 1267671.426 | 2710120.7346 | 1267660.7779
155 | 2710114.6477 | 1267671.426 | 2710106.8361 | 1267666.693
156 | 2710124.1549 | 1267685.8926 | 2710124.9571 | 1267686.3464
157 | 2710089.417 | 1267637.5599 | 2710089.3883 | 1267637.6096
158 | 2710122.9556 | 1267656.8927 | 2710120.7346 | 1267660.7779
159 | 2710141.668 | 1267691.2258 | 2710144.4701 | 1267686.3998
160 | 2710145.099 | 1267685.3166 | 2710144.4701 | 1267686.3998
161 | 2710122.9556 | 1267656.8927 | 2710124.7603 | 1267653.7357
162 | 2710089.417 | 1267637.5599 | 2710093.4075 | 1267630.6266
163 | 2710129.3728 | 1267645.6668 | 2710124.7603 | 1267653.7357
164 | 2710095.6421 | 1267626.7441 | 2710093.4075 | 1267630.6266
165 | 2710095.6421 | 1267626.7441 | 2710097.2697 | 1267623.9156
166 | 2710095.6421 | 1267626.7441 | 2710107.4878 | 1267633.3894
167 | 2710107.4878 | 1267633.3894 | 2710107.6396 | 1267633.4746
168 | 2710114.5275 | 1267637.3387 | 2710107.6396 | 1267633.4746
169 | 2710114.5275 | 1267637.3387 | 2710114.6788 | 1267637.4236
170 | 2710129.3728 | 1267645.6668 | 2710132.8178 | 1267639.6456
171 | 2710155.8064 | 1267603.3226 | 2710148.152 | 1267591.881
172 | 2710148.152 | 1267591.881 | 2710148.152 | 1267591.881 | 2710143.6284 | 1267589.2896
173 | 2710130.996 | 1267582.0528 | 2710128.0619 | 1267586.9828
174 | 2710130.996 | 1267582.0528 | 2710132.0236 | 1267580.3256
175 | 2710130.996 | 1267582.0528 | 2710143.2505 | 1267589.0731
176 | 2710143.2505 | 1267589.0731 | 2710143.6284 | 1267589.2896
177 | 2710136.8933 | 1267771.2497 | 2710129.3004 | 1267784.1917
178 | 2710136.8933 | 1267771.2497 | 2710145.6757 | 1267756.2789
179 | 2710145.6757 | 1267756.2789 | 2710149.715 | 1267749.3934
180 | 2710152.181 | 1267745.1897 | 2710149.715 | 1267749.3934
181 | 2710155.796 | 1267804.8977 | 2710166.2256 | 1267786.8277
182 | 2710166.2256 | 1267786.8277 | 2710170.6799 | 1267779.1103
183 | 2710170.6799 | 1267779.1103 | 2710175.1333 | 1267771.3946

## bus_geodata
| x | y | coords
0 | 2710008.529 | 1267573.4008
1 | 2710041.4225 | 1267579.2596
2 | 2710110.6286 | 1267600.7006
3 | 2710123.9672 | 1267593.8629
4 | 2710304.4107 | 1267434.614
5 | 2710328.1386 | 1267442.8974
6 | 2710285.6363 | 1267458.7476
7 | 2710320.61 | 1267466.6643
8 | 2710048.5908 | 1267708.4945
9 | 2710046.5211 | 1267712.0924
10 | 2710054.5385 | 1267698.1583
11 | 2710127.9436 | 1267839.7648
12 | 2710108.5033 | 1267819.6406
13 | 2710132.9306 | 1267844.8511
14 | 2710121.9359 | 1267825.3681
15 | 2710105.8547 | 1267752.9443
16 | 2710107.8849 | 1267749.4457
17 | 2710127.3141 | 1267765.6002
18 | 2710104.1745 | 1267815.5898
19 | 2710099.6773 | 1267804.266
20 | 2710221.6019 | 1267867.9244
21 | 2710210.4874 | 1267879.3381
22 | 2710271.2433 | 1267864.0187
23 | 2710145.4333 | 1267856.283
24 | 2710180.136 | 1267882.7197
25 | 2710195.7187 | 1267891.7068
26 | 2710222.166 | 1267857.6394
27 | 2710170.5009 | 1267577.6074
28 | 2710186.2688 | 1267568.9579
29 | 2710173.2345 | 1267582.0178
30 | 2710136.5983 | 1267572.6362
31 | 2710136.1901 | 1267573.3222
32 | 2710247.7893 | 1267483.9288
33 | 2710259.4389 | 1267493.8709
34 | 2710124.3456 | 1267593.2272
35 | 2710142.3543 | 1267622.9778
36 | 2710150.6453 | 1267608.4796
37 | 2710134.8624 | 1267636.0722
38 | 2710156.0315 | 1267630.8927
39 | 2710101.3789 | 1267616.7746
40 | 2710101.3047 | 1267616.9037
41 | 2710282.5833 | 1267462.8423
42 | 2710038.7658 | 1267725.5655
43 | 2710054.6548 | 1267697.9562
44 | 2710122.5372 | 1267795.7198
45 | 2710148.0232 | 1267818.3645
46 | 2710026.5826 | 1267746.7318
47 | 2710026.8486 | 1267746.2695
48 | 2710092.8889 | 1267740.9898
49 | 2710127.3628 | 1267765.629
50 | 2710237.6876 | 1267839.0548
51 | 2710251.5625 | 1267814.28
52 | 2710234.4736 | 1267835.792
53 | 2710229.9496 | 1267843.8226
54 | 2710261.961 | 1267786.9544
55 | 2710246.6748 | 1267814.1104
56 | 2710274.4807 | 1267765.1071
57 | 2710286.2603 | 1267746.08
58 | 2710219.2604 | 1267820.3392
59 | 2710299.7716 | 1267726.1583
60 | 2710211.8952 | 1267823.1343
61 | 2710241.7514 | 1267700.8323
62 | 2710255.3466 | 1267689.6976
63 | 2710226.818 | 1267682.0707
64 | 2710306.4192 | 1267633.8139
65 | 2710306.5983 | 1267628.6572
66 | 2710305.9708 | 1267646.4254
67 | 2710307.9638 | 1267715.1581
68 | 2710304.3076 | 1267695.1402
69 | 2710217.8496 | 1267692.6195
70 | 2710205.8418 | 1267713.4337
71 | 2710196.1728 | 1267731.6559
72 | 2710215.8519 | 1267662.2358
73 | 2710187.4249 | 1267748.1421
74 | 2710202.6419 | 1267637.0659
75 | 2710186.3519 | 1267750.1644
76 | 2710266.9714 | 1267664.2376
77 | 2710199.2796 | 1267630.0174
78 | 2710289.4039 | 1267525.6691
79 | 2710323.7797 | 1267546.8399
80 | 2710283.5963 | 1267521.0786
81 | 2710309.7203 | 1267573.9547
82 | 2710296.9948 | 1267501.3471
83 | 2710276.6425 | 1267515.266
84 | 2710299.0376 | 1267498.3387
85 | 2710256.7542 | 1267497.7352
86 | 2710266.0334 | 1267528.3896
87 | 2710293.3037 | 1267628.3321
88 | 2710249.3113 | 1267505.4913
89 | 2710252.3497 | 1267545.3167
90 | 2710279.8343 | 1267466.5277
91 | 2710273.7823 | 1267474.6415
92 | 2710182.9397 | 1267598.0749
93 | 2710165.7181 | 1267594.6402
94 | 2710162.0075 | 1267600.8714
95 | 2710197.5967 | 1267562.7441
96 | 2710161.4979 | 1267601.7273
97 | 2710234.6017 | 1267520.8199
98 | 2710198.2571 | 1267828.31
99 | 2710173.8156 | 1267833.66
100 | 2710190.3142 | 1267831.8017
101 | 2710171.025 | 1267830.4064
102 | 2710189.1897 | 1267801.4147
103 | 2710192.7015 | 1267798.8252
104 | 2710125.9185 | 1267789.9563
105 | 2710151.9095 | 1267811.6312
106 | 2710204.7514 | 1267574.7064
107 | 2710213.4038 | 1267589.173
108 | 2710305.0173 | 1267674.0699
109 | 2710038.7356 | 1267725.6181
110 | 2710034.7297 | 1267732.5773
111 | 2710032.8347 | 1267735.8694
112 | 2710079.5134 | 1267733.4477
113 | 2710072.9227 | 1267745.2223
114 | 2710092.4145 | 1267740.7223
115 | 2710044.55 | 1267742.338
116 | 2710030.8679 | 1267739.2866
117 | 2710088.3934 | 1267717.5736
118 | 2710090.1361 | 1267714.4583
119 | 2710070.5697 | 1267749.4259
120 | 2710269.9941 | 1267627.7622
121 | 2710045.0123 | 1267742.5933
122 | 2710067.4573 | 1267754.9863
123 | 2710058.6805 | 1267750.1402
124 | 2710065.4791 | 1267758.5192
125 | 2710052.0776 | 1267746.4944
126 | 2710051.6122 | 1267746.2374
127 | 2710135.7943 | 1267701.3465
128 | 2710138.8644 | 1267696.0553
129 | 2710139.6694 | 1267694.668
130 | 2710094.6775 | 1267706.3399
131 | 2710080.1993 | 1267698.2016
132 | 2710098.0034 | 1267700.5229
133 | 2710079.8309 | 1267697.9944
134 | 2710099.9969 | 1267697.0363
135 | 2710073.1661 | 1267694.2481
136 | 2710102.0296 | 1267693.4811
137 | 2710072.7941 | 1267694.039
138 | 2710060.7913 | 1267687.2921
139 | 2710062.5358 | 1267684.2611
140 | 2710058.6745 | 1267690.9708
141 | 2710107.4489 | 1267684.0028
142 | 2710110.7175 | 1267678.2921
143 | 2710066.3466 | 1267677.64
144 | 2710066.57 | 1267677.2517
145 | 2710074.4001 | 1267663.6472
146 | 2710081.4885 | 1267651.3352
147 | 2710114.6477 | 1267671.426
148 | 2710124.1549 | 1267685.8926
149 | 2710089.3883 | 1267637.6096
150 | 2710120.7346 | 1267660.7779
151 | 2710106.8361 | 1267666.693
152 | 2710124.9571 | 1267686.3464
153 | 2710141.668 | 1267691.2258
154 | 2710144.4701 | 1267686.3998
155 | 2710122.9556 | 1267656.8927
156 | 2710089.417 | 1267637.5599
157 | 2710124.7603 | 1267653.7357
158 | 2710093.4075 | 1267630.6266
159 | 2710145.099 | 1267685.3166
160 | 2710095.6421 | 1267626.7441
161 | 2710097.2697 | 1267623.9156
162 | 2710107.4878 | 1267633.3894
163 | 2710107.6396 | 1267633.4746
164 | 2710114.5275 | 1267637.3387
165 | 2710114.6788 | 1267637.4236
166 | 2710129.3728 | 1267645.6668
167 | 2710132.8178 | 1267639.6456
168 | 2710156.2572 | 1267631.0233
169 | 2710155.8064 | 1267603.3226
170 | 2710148.152 | 1267591.881
171 | 2710128.0619 | 1267586.9828
172 | 2710130.996 | 1267582.0528
173 | 2710132.0236 | 1267580.3256
174 | 2710143.2505 | 1267589.0731
175 | 2710143.6284 | 1267589.2896
176 | 2710129.3004 | 1267784.1917
177 | 2710136.8933 | 1267771.2497
178 | 2710145.6757 | 1267756.2789
179 | 2710149.715 | 1267749.3934
180 | 2710152.181 | 1267745.1897
181 | 2710155.796 | 1267804.8977
182 | 2710166.2256 | 1267786.8277
183 | 2710170.6799 | 1267779.1103
184 | 2710175.1333 | 1267771.3946
185 | 2710139.6694 | 1267694.668

## line_std_types
| c_nf_per_km | r_ohm_per_km | x_ohm_per_km | max_i_ka | type | q_mm2 | alpha | voltage_rating
NAYY 4x50 SE | 210 | 0.642 | 0.083 | 0.142 | cs | 50 | 0.00403 | LV
NAYY 4x120 SE | 264 | 0.225 | 0.08 | 0.242 | cs | 120 | 0.00403 | LV
NAYY 4x150 SE | 261 | 0.208 | 0.08 | 0.27 | cs | 150 | 0.00403 | LV
NA2XS2Y 1x95 RM/25 12/20 kV | 216 | 0.313 | 0.132 | 0.252 | cs | 95 | 0.00403 | MV
NA2XS2Y 1x185 RM/25 12/20 kV | 273 | 0.161 | 0.117 | 0.362 | cs | 185 | 0.00403 | MV
NA2XS2Y 1x240 RM/25 12/20 kV | 304 | 0.122 | 0.112 | 0.421 | cs | 240 | 0.00403 | MV
NA2XS2Y 1x95 RM/25 6/10 kV | 315 | 0.313 | 0.123 | 0.249 | cs | 95 | 0.00403 | MV
NA2XS2Y 1x185 RM/25 6/10 kV | 406 | 0.161 | 0.11 | 0.358 | cs | 185 | 0.00403 | MV
NA2XS2Y 1x240 RM/25 6/10 kV | 456 | 0.122 | 0.105 | 0.416 | cs | 240 | 0.00403 | MV
NA2XS2Y 1x150 RM/25 12/20 kV | 250 | 0.206 | 0.116 | 0.319 | cs | 150 | 0.00403 | MV
NA2XS2Y 1x120 RM/25 12/20 kV | 230 | 0.253 | 0.119 | 0.283 | cs | 120 | 0.00403 | MV
NA2XS2Y 1x70 RM/25 12/20 kV | 190 | 0.443 | 0.132 | 0.22 | cs | 70 | 0.00403 | MV
NA2XS2Y 1x150 RM/25 6/10 kV | 360 | 0.206 | 0.11 | 0.315 | cs | 150 | 0.00403 | MV
NA2XS2Y 1x120 RM/25 6/10 kV | 340 | 0.253 | 0.113 | 0.28 | cs | 120 | 0.00403 | MV
NA2XS2Y 1x70 RM/25 6/10 kV | 280 | 0.443 | 0.123 | 0.217 | cs | 70 | 0.00403 | MV
N2XS(FL)2Y 1x120 RM/35 64/110 kV | 112 | 0.153 | 0.166 | 0.366 | cs | 120 | 0.00393 | HV
N2XS(FL)2Y 1x185 RM/35 64/110 kV | 125 | 0.099 | 0.156 | 0.457 | cs | 185 | 0.00393 | HV
N2XS(FL)2Y 1x240 RM/35 64/110 kV | 135 | 0.075 | 0.149 | 0.526 | cs | 240 | 0.00393 | HV
N2XS(FL)2Y 1x300 RM/35 64/110 kV | 144 | 0.06 | 0.144 | 0.588 | cs | 300 | 0.00393 | HV
15-AL1/3-ST1A 0.4 | 11 | 1.8769 | 0.35 | 0.105 | ol | 16 | 0.00403 | LV
24-AL1/4-ST1A 0.4 | 11.25 | 1.2012 | 0.335 | 0.14 | ol | 24 | 0.00403 | LV
48-AL1/8-ST1A 0.4 | 12.2 | 0.5939 | 0.3 | 0.21 | ol | 48 | 0.00403 | LV
94-AL1/15-ST1A 0.4 | 13.2 | 0.306 | 0.29 | 0.35 | ol | 94 | 0.00403 | LV
34-AL1/6-ST1A 10.0 | 9.7 | 0.8342 | 0.36 | 0.17 | ol | 34 | 0.00403 | MV
48-AL1/8-ST1A 10.0 | 10.1 | 0.5939 | 0.35 | 0.21 | ol | 48 | 0.00403 | MV
70-AL1/11-ST1A 10.0 | 10.4 | 0.4132 | 0.339 | 0.29 | ol | 70 | 0.00403 | MV
94-AL1/15-ST1A 10.0 | 10.75 | 0.306 | 0.33 | 0.35 | ol | 94 | 0.00403 | MV
122-AL1/20-ST1A 10.0 | 11.1 | 0.2376 | 0.323 | 0.41 | ol | 122 | 0.00403 | MV
149-AL1/24-ST1A 10.0 | 11.25 | 0.194 | 0.315 | 0.47 | ol | 149 | 0.00403 | MV
34-AL1/6-ST1A 20.0 | 9.15 | 0.8342 | 0.382 | 0.17 | ol | 34 | 0.00403 | MV
48-AL1/8-ST1A 20.0 | 9.5 | 0.5939 | 0.372 | 0.21 | ol | 48 | 0.00403 | MV
70-AL1/11-ST1A 20.0 | 9.7 | 0.4132 | 0.36 | 0.29 | ol | 70 | 0.00403 | MV
94-AL1/15-ST1A 20.0 | 10 | 0.306 | 0.35 | 0.35 | ol | 94 | 0.00403 | MV
122-AL1/20-ST1A 20.0 | 10.3 | 0.2376 | 0.344 | 0.41 | ol | 122 | 0.00403 | MV
149-AL1/24-ST1A 20.0 | 10.5 | 0.194 | 0.337 | 0.47 | ol | 149 | 0.00403 | MV
184-AL1/30-ST1A 20.0 | 10.75 | 0.1571 | 0.33 | 0.535 | ol | 184 | 0.00403 | MV
243-AL1/39-ST1A 20.0 | 11 | 0.1188 | 0.32 | 0.645 | ol | 243 | 0.00403 | MV
48-AL1/8-ST1A 110.0 | 8 | 0.5939 | 0.46 | 0.21 | ol | 48 | 0.00403 | HV
70-AL1/11-ST1A 110.0 | 8.4 | 0.4132 | 0.45 | 0.29 | ol | 70 | 0.00403 | HV
94-AL1/15-ST1A 110.0 | 8.65 | 0.306 | 0.44 | 0.35 | ol | 94 | 0.00403 | HV
122-AL1/20-ST1A 110.0 | 8.5 | 0.2376 | 0.43 | 0.41 | ol | 122 | 0.00403 | HV
149-AL1/24-ST1A 110.0 | 8.75 | 0.194 | 0.41 | 0.47 | ol | 149 | 0.00403 | HV
184-AL1/30-ST1A 110.0 | 8.8 | 0.1571 | 0.4 | 0.535 | ol | 184 | 0.00403 | HV
243-AL1/39-ST1A 110.0 | 9 | 0.1188 | 0.39 | 0.645 | ol | 243 | 0.00403 | HV
305-AL1/39-ST1A 110.0 | 9.2 | 0.0949 | 0.38 | 0.74 | ol | 305 | 0.00403 | HV
490-AL1/64-ST1A 110.0 | 9.75 | 0.059 | 0.37 | 0.96 | ol | 490 | 0.00403 | HV
679-AL1/86-ST1A 110.0 | 9.95 | 0.042 | 0.36 | 1.15 | ol | 679 | 0.00403 | HV
490-AL1/64-ST1A 220.0 | 10 | 0.059 | 0.285 | 0.96 | ol | 490 | 0.00403 | HV
679-AL1/86-ST1A 220.0 | 11.7 | 0.042 | 0.275 | 1.15 | ol | 679 | 0.00403 | HV
490-AL1/64-ST1A 380.0 | 11 | 0.059 | 0.253 | 0.96 | ol | 490 | 0.00403 | HV
679-AL1/86-ST1A 380.0 | 14.6 | 0.042 | 0.25 | 1.15 | ol | 679 | 0.00403 | HV

## trafo_std_types
| i0_percent | pfe_kw | vkr_percent | sn_mva | vn_lv_kv | vn_hv_kv | vk_percent | shift_degree | vector_group | tap_side | tap_neutral | tap_min | tap_max | tap_step_degree | tap_step_percent | tap_phase_shifter
160 MVA 380/110 kV | 0.06 | 60 | 0.25 | 160 | 110 | 380 | 12.2 | 0 | Yy0 | hv | 0 | -9 | 9 | 0 | 1.5 | FALSE
100 MVA 220/110 kV | 0.06 | 55 | 0.26 | 100 | 110 | 220 | 12 | 0 | Yy0 | hv | 0 | -9 | 9 | 0 | 1.5 | FALSE
63 MVA 110/20 kV | 0.04 | 22 | 0.32 | 63 | 20 | 110 | 18 | 150 | YNd5 | hv | 0 | -9 | 9 | 0 | 1.5 | FALSE
40 MVA 110/20 kV | 0.05 | 18 | 0.34 | 40 | 20 | 110 | 16.2 | 150 | YNd5 | hv | 0 | -9 | 9 | 0 | 1.5 | FALSE
25 MVA 110/20 kV | 0.07 | 14 | 0.41 | 25 | 20 | 110 | 12 | 150 | YNd5 | hv | 0 | -9 | 9 | 0 | 1.5 | FALSE
63 MVA 110/10 kV | 0.04 | 22 | 0.32 | 63 | 10 | 110 | 18 | 150 | YNd5 | hv | 0 | -9 | 9 | 0 | 1.5 | FALSE
40 MVA 110/10 kV | 0.05 | 18 | 0.34 | 40 | 10 | 110 | 16.2 | 150 | YNd5 | hv | 0 | -9 | 9 | 0 | 1.5 | FALSE
25 MVA 110/10 kV | 0.07 | 14 | 0.41 | 25 | 10 | 110 | 12 | 150 | YNd5 | hv | 0 | -9 | 9 | 0 | 1.5 | FALSE
0.25 MVA 20/0.4 kV | 0.32 | 0.8 | 1.44 | 0.25 | 0.4 | 20 | 6 | 150 | Yzn5 | hv | 0 | -2 | 2 | 0 | 2.5 | FALSE
0.4 MVA 20/0.4 kV | 0.3375 | 1.35 | 1.425 | 0.4 | 0.4 | 20 | 6 | 150 | Dyn5 | hv | 0 | -2 | 2 | 0 | 2.5 | FALSE
0.63 MVA 20/0.4 kV | 0.2619 | 1.65 | 1.206 | 0.63 | 0.4 | 20 | 6 | 150 | Dyn5 | hv | 0 | -2 | 2 | 0 | 2.5 | FALSE
0.25 MVA 10/0.4 kV | 0.24 | 0.6 | 1.2 | 0.25 | 0.4 | 10 | 4 | 150 | Dyn5 | hv | 0 | -2 | 2 | 0 | 2.5 | FALSE
0.4 MVA 10/0.4 kV | 0.2375 | 0.95 | 1.325 | 0.4 | 0.4 | 10 | 4 | 150 | Dyn5 | hv | 0 | -2 | 2 | 0 | 2.5 | FALSE
0.63 MVA 10/0.4 kV | 0.1873 | 1.18 | 1.0794 | 0.63 | 0.4 | 10 | 4 | 150 | Dyn5 | hv | 0 | -2 | 2 | 0 | 2.5 | FALSE

## trafo3w_std_types
| sn_hv_mva | sn_mv_mva | sn_lv_mva | vn_hv_kv | vn_mv_kv | vn_lv_kv | vk_hv_percent | vk_mv_percent | vk_lv_percent | vkr_hv_percent | vkr_mv_percent | vkr_lv_percent | pfe_kw | i0_percent | shift_mv_degree | shift_lv_degree | vector_group | tap_side | tap_neutral | tap_min | tap_max | tap_step_percent
63/25/38 MVA 110/20/10 kV | 63 | 25 | 38 | 110 | 20 | 10 | 10.4 | 10.4 | 10.4 | 0.28 | 0.32 | 0.35 | 35 | 0.89 | 0 | 0 | YN0yn0yn0 | hv | 0 | -10 | 10 | 1.2
63/25/38 MVA 110/10/10 kV | 63 | 25 | 38 | 110 | 10 | 10 | 10.4 | 10.4 | 10.4 | 0.28 | 0.32 | 0.35 | 35 | 0.89 | 0 | 0 | YN0yn0yn0 | hv | 0 | -10 | 10 | 1.2

## fuse_std_types
| fuse_type | i_rated_a | t_avg | t_min | t_total | x_avg | x_min | x_total
HV 100A | HV 100A | 100 | 0 | [10.0, 3.64, 0.854, 0.281, 0.1, 0.0531, 0.022, 0.01] | [10.0, 4.267, 1.21, 0.403, 0.1, 0.058, 0.022, 0.01] | 0 | [300.0, 350.0, 450.0, 550.0, 700.0, 850.0, 1200.0, 1752.0] | [600.0, 700.0, 900.0, 1150.0, 1665.0, 2000.0, 3000.0, 4313.0]
HV 10A | HV 10A | 10 | 0 | [10.0, 1675.0, 0.344, 0.156, 0.1, 0.0417, 0.0171, 0.01] | [10.0, 1.3, 0.3, 0.155, 0.1, 0.0555, 0.023, 0.01] | 0 | [30.0, 32.0, 35.0, 37.0, 39.0, 50.0, 70.0, 88.0] | [60.0, 70.0, 80.0, 87.0, 94.0, 110.0, 150.0, 216.0]
HV 125A | HV 125A | 125 | 0 | [10.0, 1.82, 0.344, 0.1, 0.0467, 0.0269, 0.01] | [10.0, 2.478, 0.426, 0.1, 0.0427, 0.0211, 0.01] | 0 | [375.0, 500.0, 700.0, 925.0, 1200.0, 1500.0, 2341.0] | [750.0, 1000.0, 1500.0, 2200.0, 3000.0, 4000.0, 5765.0]
HV 160A | HV 160A | 160 | 0 | [10.0, 4.15, 1.03, 0.198, 0.1, 0.051, 0.0172, 0.01] | [10.0, 2.3, 0.734, 0.274, 0.1, 0.046, 0.0177, 0.01] | 0 | [480.0, 550.0, 700.0, 1000.0, 1260.0, 1600.0, 2500.0, 3227.0] | [960.0, 1300.0, 1700.0, 2200.0, 2996.0, 4000.0, 6000.0, 7946.0]
HV 16A | HV 16A | 16 | 0 | [10.0, 0.352, 0.164, 0.1, 0.0649, 0.0342, 0.01] | [10.0, 2.34, 0.722, 0.181, 0.1, 0.055, 0.0296, 0.01] | 0 | [48.0, 60.0, 65.0, 71.0, 80.0, 100.0, 162.0] | [96.0, 110.0, 125.0, 150.0, 168.0, 200.0, 250.0, 398.0]
HV 200A | HV 200A | 200 | 0 | [10.0, 4.267, 1.21, 0.403, 0.1, 0.058, 0.022, 0.01] | [10.0, 3.73, 1.654, 0.328, 0.1, 0.0531, 0.019, 0.01] | 0 | [600.0, 700.0, 900.0, 1150.0, 1665.0, 2000.0, 3000.0, 4313.0] | [1200.0, 1500.0, 1800.0, 2700.0, 3960.0, 5000.0, 7500.0, 10620.0]
HV 20A | HV 20A | 20 | 0 | [10.0, 1.3, 0.3, 0.155, 0.1, 0.0555, 0.023, 0.01] | [10.0, 1.3, 0.161, 0.1, 0.0611, 0.0399, 0.0141, 0.01] | 0 | [60.0, 70.0, 80.0, 87.0, 94.0, 110.0, 150.0, 216.0] | [120.0, 150.0, 200.0, 223.0, 260.0, 300.0, 450.0, 532.0]
HV 25A | HV 25A | 25 | 0 | [10.0, 2.512, 0.833, 0.299, 0.1, 0.0372, 0.0223, 0.01] | [10.0, 3.125, 0.597, 0.198, 0.1, 0.0378, 0.022, 0.01] | 0 | [75.0, 82.0, 90.0, 100.0, 124.0, 170.0, 200.0, 289.0] | [150.0, 170.0, 210.0, 250.0, 294.0, 400.0, 500.0, 711.0]
HV 31.5A | HV 31.5A | 31.5 | 0 | [10.0, 2.34, 0.722, 0.181, 0.1, 0.055, 0.0296, 0.01] | [10.0, 2.84, 0.368, 0.164, 0.1, 0.0621, 0.0378, 0.0195, 0.01] | 0 | [95.0, 110.0, 125.0, 150.0, 165.0, 200.0, 250.0, 390.0] | [189.0, 220.0, 300.0, 350.0, 393.0, 450.0, 530.0, 700.0, 960.0]
HV 40A | HV 40A | 40 | 0 | [10.0, 1.3, 0.161, 0.1, 0.0611, 0.0399, 0.0141, 0.01] | [10.0, 2.05, 0.369, 0.198, 0.1, 0.051, 0.0298, 0.01] | 0 | [120.0, 150.0, 200.0, 223.0, 260.0, 300.0, 450.0, 532.0] | [240.0, 300.0, 400.0, 450.0, 530.0, 650.0, 800.0, 1311.0]
HV 50A | HV 50A | 50 | 0 | [10.0, 3.215, 0.597, 0.198, 0.1, 0.0378, 0.022, 0.01] | [10.0, 3.64, 0.854, 0.281, 0.1, 0.0531, 0.022, 0.01] | 0 | [150.0, 170.0, 210.0, 250.0, 294.0, 400.0, 500.0, 711.0] | [300.0, 350.0, 450.0, 550.0, 700.0, 850.0, 1200.0, 1752.0]
HV 6.3A | HV 6.3A | 6.3 | 0 | [10.0, 1.39, 0.344, 0.168, 0.1, 0.056, 0.0263, 0.01] | [10.0, 1.711, 0.516, 0.198, 0.1, 0.0634, 0.0303, 0.01] | 0 | [19.0, 19.5, 20.4, 20.8, 22.0, 25.0, 32.0, 48.0] | [38.0, 40.0, 43.0, 48.0, 53.0, 60.0, 75.0, 118.0]
HV 63A | HV 63A | 63 | 0 | [10.0, 2.84, 0.368, 0.164, 0.1, 0.0621, 0.0378, 0.0195, 0.01] | [10.0, 1.82, 0.344, 0.1, 0.0467, 0.0269, 0.01] | 0 | [189.0, 220.0, 300.0, 350.0, 393.0, 450.0, 530.0, 700.0, 961.0] | [378.0, 500.0, 700.0, 934.0, 1200.0, 1500.0, 2366.0]
HV 80A | HV 80A | 80 | 0 | [10.0, 2.05, 0.369, 0.198, 0.1, 0.051, 0.0298, 0.01] | [10.0, 4.15, 1.03, 0.198, 0.1, 0.051, 0.0172, 0.01] | 0 | [240.0, 300.0, 400.0, 450.0, 530.0, 650.0, 800.0, 1311.0] | [480.0, 550.0, 700.0, 1000.0, 1260.0, 1600.0, 2500.0, 3227.0]
Siemens NH-1-100 | Siemens NH-1-100 | 100 | [5400.0, 2000.0, 400.0, 20.0, 1.0, 0.2, 0.012, 0.004] | 0 | 0 | [150.0, 190.0, 250.0, 430.0, 900.0, 1250.0, 2700.0, 3600.0] | 0 | 0
Siemens NH-1-125 | Siemens NH-1-125 | 125 | [4800.0, 120.0, 7.0, 0.1, 0.004] | 0 | 0 | [180.0, 400.0, 740.0, 2000.0, 4250.0] | 0 | 0
Siemens NH-1-16 | Siemens NH-1-16 | 16 | [4000.0, 400.0, 2.0, 0.1, 0.04, 0.01] | 0 | 0 | [26.0, 35.0, 75.0, 150.0, 200.0, 300.0] | 0 | 0
Siemens NH-1-160 | Siemens NH-1-160 | 160 | [4800.0, 120.0, 7.0, 0.1, 0.004] | 0 | 0 | [210.0, 500.0, 900.0, 2300.0, 5000.0] | 0 | 0
Siemens NH-1-25 | Siemens NH-1-25 | 25 | [4000.0, 1000.0, 10.0, 0.2, 0.02, 0.01] | 0 | 0 | [40.0, 50.0, 100.0, 210.0, 400.0, 500.0] | 0 | 0
Siemens NH-1-50 | Siemens NH-1-50 | 50 | [4000.0, 40.0, 4.0, 1.0, 0.02, 0.01] | 0 | 0 | [86.0, 200.0, 300.0, 400.0, 1000.0, 1280.0] | 0 | 0
Siemens NH-1-63 | Siemens NH-1-63 | 63 | [4000.0, 100.0, 10.0, 2.0, 0.04, 0.01] | 0 | 0 | [100.0, 200.0, 300.0, 400.0, 1000.0, 1500.0] | 0 | 0
Siemens NH-1-80 | Siemens NH-1-80 | 80 | [4800.0, 120.0, 7.0, 0.1, 0.01] | 0 | 0 | [150.58, 250.0, 450.0, 1150.0, 2470.0] | 0 | 0
Siemens NH-2-1000 | Siemens NH-2-1000 | 1000 | [4800.0, 120.0, 7.0, 0.1, 0.004] | 0 | 0 | [1900.0, 3500.0, 8400.0, 24000.0, 52000.0] | 0 | 0
Siemens NH-2-200 | Siemens NH-2-200 | 200 | [4800.0, 120.0, 7.0, 0.1, 0.004] | 0 | 0 | [280.0, 650.0, 1200.0, 3000.0, 7000.0] | 0 | 0
Siemens NH-2-224 | Siemens NH-2-224 | 224 | [4800.0, 120.0, 7.0, 0.2, 0.04, 0.004] | 0 | 0 | [400.0, 750.0, 1453.0, 3025.0, 4315.0, 7600.0] | 0 | 0
Siemens NH-2-250 | Siemens NH-2-250 | 250 | [4800.0, 120.0, 7.0, 0.1, 0.004] | 0 | 0 | [450.0, 800.0, 1650.0, 4000.0, 8500.0] | 0 | 0
Siemens NH-2-315 | Siemens NH-2-315 | 315 | [4800.0, 120.0, 7.0, 0.1, 0.004] | 0 | 0 | [550.0, 920.0, 1900.0, 5000.0, 11000.0] | 0 | 0
Siemens NH-2-355 | Siemens NH-2-355 | 355 | [4800.0, 120.0, 6.0, 0.1, 0.004] | 0 | 0 | [650.0, 1116.27, 2350.0, 5840.0, 12790.0] | 0 | 0
Siemens NH-2-400 | Siemens NH-2-400 | 400 | [4800.0, 120.0, 7.0, 0.1, 0.004] | 0 | 0 | [720.0, 1350.0, 2800.0, 6500.0, 15000.0] | 0 | 0
Siemens NH-2-425 | Siemens NH-2-425 | 425 | [4800.0, 120.0, 7.0, 0.1, 0.004] | 0 | 0 | [850.0, 1500.0, 3050.0, 7500.0, 16500.0] | 0 | 0
Siemens NH-2-630 | Siemens NH-2-630 | 630 | [4800.0, 120.0, 7.0, 0.1, 0.004] | 0 | 0 | [1200.0, 2000.0, 4800.0, 12000.0, 26000.0] | 0 | 0

## dtypes
| element | column | dtype
0 | bus | name | object
1 | bus | vn_kv | float64
2 | bus | type | object
3 | bus | zone | object
4 | bus | in_service | bool
5 | load | name | object
6 | load | bus | uint32
7 | load | p_mw | float64
8 | load | q_mvar | float64
9 | load | const_z_percent | float64
10 | load | const_i_percent | float64
11 | load | sn_mva | float64
12 | load | scaling | float64
13 | load | in_service | bool
14 | load | type | object
15 | ext_grid | name | object
16 | ext_grid | bus | uint32
17 | ext_grid | vm_pu | float64
18 | ext_grid | va_degree | float64
19 | ext_grid | slack_weight | float64
20 | ext_grid | in_service | bool
21 | line | name | object
22 | line | std_type | object
23 | line | from_bus | uint32
24 | line | to_bus | uint32
25 | line | length_km | float64
26 | line | r_ohm_per_km | float64
27 | line | x_ohm_per_km | float64
28 | line | c_nf_per_km | float64
29 | line | g_us_per_km | float64
30 | line | max_i_ka | float64
31 | line | df | float64
32 | line | parallel | uint32
33 | line | type | object
34 | line | in_service | bool
35 | trafo | name | object
36 | trafo | std_type | object
37 | trafo | hv_bus | uint32
38 | trafo | lv_bus | uint32
39 | trafo | sn_mva | float64
40 | trafo | vn_hv_kv | float64
41 | trafo | vn_lv_kv | float64
42 | trafo | vk_percent | float64
43 | trafo | vkr_percent | float64
44 | trafo | pfe_kw | float64
45 | trafo | i0_percent | float64
46 | trafo | shift_degree | float64
47 | trafo | tap_side | object
48 | trafo | tap_neutral | int32
49 | trafo | tap_min | int32
50 | trafo | tap_max | int32
51 | trafo | tap_step_percent | float64
52 | trafo | tap_step_degree | float64
53 | trafo | tap_pos | int32
54 | trafo | tap_phase_shifter | bool
55 | trafo | parallel | uint32
56 | trafo | df | float64
57 | trafo | in_service | bool
58 | line_geodata | coords | object
59 | bus_geodata | x | float64
60 | bus_geodata | y | float64
61 | bus_geodata | coords | object

## parameters
| version | format_version | converged | OPF_converged | name | f_hz | sn_mva
0 | 2.14.6 | 2.14.0 | FALSE | FALSE |  | 50 | 1