## bus
| name | vn_kv | type | zone | in_service
0 | bus_LV_4566-5_0_5_node_0 | 0.4 | n |  | TRUE
1 | bus_LV_4566-5_0_5_node_2 | 0.4 | n |  | TRUE
2 | bus_LV_4566-5_0_5_node_5 | 0.4 | n |  | TRUE
3 | bus_LV_4566-5_0_5_node_4 | 0.4 | n |  | TRUE
4 | bus_LV_4566-5_0_5_node_103 | 0.4 | n |  | TRUE
5 | bus_LV_4566-5_0_5_node_220 | 0.4 | n |  | TRUE
6 | bus_LV_4566-5_0_5_node_162 | 0.4 | n |  | TRUE
7 | bus_LV_4566-5_0_5_node_38 | 0.4 | n |  | TRUE
8 | bus_LV_4566-5_0_5_node_39 | 0.4 | n |  | TRUE
9 | bus_LV_4566-5_0_5_node_234 | 0.4 | n |  | TRUE
10 | bus_LV_4566-5_0_5_node_235 | 0.4 | n |  | TRUE
11 | bus_LV_4566-5_0_5_node_102 | 0.4 | n |  | TRUE
12 | bus_LV_4566-5_0_5_node_65 | 0.4 | n |  | TRUE
13 | bus_LV_4566-5_0_5_node_222 | 0.4 | n |  | TRUE
14 | bus_LV_4566-5_0_5_node_221 | 0.4 | n |  | TRUE
15 | bus_LV_4566-5_0_5_node_34 | 0.4 | n |  | TRUE
16 | bus_LV_4566-5_0_5_node_100 | 0.4 | n |  | TRUE
17 | bus_LV_4566-5_0_5_node_165 | 0.4 | n |  | TRUE
18 | bus_LV_4566-5_0_5_node_167 | 0.4 | n |  | TRUE
19 | bus_LV_4566-5_0_5_node_219 | 0.4 | n |  | TRUE
20 | bus_LV_4566-5_0_5_node_166 | 0.4 | n |  | TRUE
21 | bus_LV_4566-5_0_5_node_217 | 0.4 | n |  | TRUE
22 | bus_LV_4566-5_0_5_node_164 | 0.4 | n |  | TRUE
23 | bus_LV_4566-5_0_5_node_198 | 0.4 | n |  | TRUE
24 | bus_LV_4566-5_0_5_node_226 | 0.4 | n |  | TRUE
25 | bus_LV_4566-5_0_5_node_155 | 0.4 | n |  | TRUE
26 | bus_LV_4566-5_0_5_node_161 | 0.4 | n |  | TRUE
27 | bus_LV_4566-5_0_5_node_154 | 0.4 | n |  | TRUE
28 | bus_LV_4566-5_0_5_node_208 | 0.4 | n |  | TRUE
29 | bus_LV_4566-5_0_5_node_64 | 0.4 | n |  | TRUE
30 | bus_LV_4566-5_0_5_node_6 | 0.4 | n |  | TRUE
31 | bus_LV_4566-5_0_5_node_7 | 0.4 | n |  | TRUE
32 | bus_LV_4566-5_0_5_node_8 | 0.4 | n |  | TRUE
33 | bus_LV_4566-5_0_5_node_9 | 0.4 | n |  | TRUE
34 | bus_LV_4566-5_0_5_node_10 | 0.4 | n |  | TRUE
35 | bus_LV_4566-5_0_5_node_11 | 0.4 | n |  | TRUE
36 | bus_LV_4566-5_0_5_node_48 | 0.4 | n |  | TRUE
37 | bus_LV_4566-5_0_5_node_53 | 0.4 | n |  | TRUE
38 | bus_LV_4566-5_0_5_node_28 | 0.4 | n |  | TRUE
39 | bus_LV_4566-5_0_5_node_237 | 0.4 | n |  | TRUE
40 | bus_LV_4566-5_0_5_node_50 | 0.4 | n |  | TRUE
41 | bus_LV_4566-5_0_5_node_27 | 0.4 | n |  | TRUE
42 | bus_LV_4566-5_0_5_node_37 | 0.4 | n |  | TRUE
43 | bus_LV_4566-5_0_5_node_35 | 0.4 | n |  | TRUE
44 | bus_LV_4566-5_0_5_node_26 | 0.4 | n |  | TRUE
45 | bus_LV_4566-5_0_5_node_61 | 0.4 | n |  | TRUE
46 | bus_LV_4566-5_0_5_node_17 | 0.4 | n |  | TRUE
47 | bus_LV_4566-5_0_5_node_52 | 0.4 | n |  | TRUE
48 | bus_LV_4566-5_0_5_node_12 | 0.4 | n |  | TRUE
49 | bus_LV_4566-5_0_5_node_13 | 0.4 | n |  | TRUE
50 | bus_LV_4566-5_0_5_node_14 | 0.4 | n |  | TRUE
51 | bus_LV_4566-5_0_5_node_15 | 0.4 | n |  | TRUE
52 | bus_LV_4566-5_0_5_node_63 | 0.4 | n |  | TRUE
53 | bus_LV_4566-5_0_5_node_16 | 0.4 | n |  | TRUE
54 | bus_LV_4566-5_0_5_node_238 | 0.4 | n |  | TRUE
55 | bus_LV_4566-5_0_5_node_57 | 0.4 | n |  | TRUE
56 | bus_LV_4566-5_0_5_node_45 | 0.4 | n |  | TRUE
57 | bus_LV_4566-5_0_5_node_239 | 0.4 | n |  | TRUE
58 | bus_LV_4566-5_0_5_node_46 | 0.4 | n |  | TRUE
59 | bus_LV_4566-5_0_5_node_18 | 0.4 | n |  | TRUE
60 | bus_LV_4566-5_0_5_node_19 | 0.4 | n |  | TRUE
61 | bus_LV_4566-5_0_5_node_20 | 0.4 | n |  | TRUE
62 | bus_LV_4566-5_0_5_node_21 | 0.4 | n |  | TRUE
63 | bus_LV_4566-5_0_5_node_22 | 0.4 | n |  | TRUE
64 | bus_LV_4566-5_0_5_node_23 | 0.4 | n |  | TRUE
65 | bus_LV_4566-5_0_5_node_36 | 0.4 | n |  | TRUE
66 | bus_LV_4566-5_0_5_node_40 | 0.4 | n |  | TRUE
67 | bus_LV_4566-5_0_5_node_223 | 0.4 | n |  | TRUE
68 | bus_LV_4566-5_0_5_node_66 | 0.4 | n |  | TRUE
69 | bus_LV_4566-5_0_5_node_71 | 0.4 | n |  | TRUE
70 | bus_LV_4566-5_0_5_node_153 | 0.4 | n |  | TRUE
71 | bus_LV_4566-5_0_5_node_67 | 0.4 | n |  | TRUE
72 | bus_LV_4566-5_0_5_node_81 | 0.4 | n |  | TRUE
73 | bus_LV_4566-5_0_5_node_224 | 0.4 | n |  | TRUE
74 | bus_LV_4566-5_0_5_node_33 | 0.4 | n |  | TRUE
75 | bus_LV_4566-5_0_5_node_82 | 0.4 | n |  | TRUE
76 | bus_LV_4566-5_0_5_node_41 | 0.4 | n |  | TRUE
77 | bus_LV_4566-5_0_5_node_42 | 0.4 | n |  | TRUE
78 | bus_LV_4566-5_0_5_node_49 | 0.4 | n |  | TRUE
79 | bus_LV_4566-5_0_5_node_236 | 0.4 | n |  | TRUE
80 | bus_LV_4566-5_0_5_node_30 | 0.4 | n |  | TRUE
81 | bus_LV_4566-5_0_5_node_31 | 0.4 | n |  | TRUE
82 | bus_LV_4566-5_0_5_node_32 | 0.4 | n |  | TRUE
83 | bus_LV_4566-5_0_5_node_51 | 0.4 | n |  | TRUE
84 | bus_LV_4566-5_0_5_node_43 | 0.4 | n |  | TRUE
85 | bus_LV_4566-5_0_5_node_44 | 0.4 | n |  | TRUE
86 | bus_LV_4566-5_0_5_node_78 | 0.4 | n |  | TRUE
87 | bus_LV_4566-5_0_5_node_231 | 0.4 | n |  | TRUE
88 | bus_LV_4566-5_0_5_node_79 | 0.4 | n |  | TRUE
89 | bus_LV_4566-5_0_5_node_47 | 0.4 | n |  | TRUE
90 | bus_LV_4566-5_0_5_node_58 | 0.4 | n |  | TRUE
91 | bus_LV_4566-5_0_5_node_55 | 0.4 | n |  | TRUE
92 | bus_LV_4566-5_0_5_node_240 | 0.4 | n |  | TRUE
93 | bus_LV_4566-5_0_5_node_60 | 0.4 | n |  | TRUE
94 | bus_LV_4566-5_0_5_node_62 | 0.4 | n |  | TRUE
95 | bus_LV_4566-5_0_5_node_59 | 0.4 | n |  | TRUE
96 | bus_LV_4566-5_0_5_node_101 | 0.4 | n |  | TRUE
97 | bus_LV_4566-5_0_5_node_69 | 0.4 | n |  | TRUE
98 | bus_LV_4566-5_0_5_node_68 | 0.4 | n |  | TRUE
99 | bus_LV_4566-5_0_5_node_70 | 0.4 | n |  | TRUE
100 | bus_LV_4566-5_0_5_node_72 | 0.4 | n |  | TRUE
101 | bus_LV_4566-5_0_5_node_90 | 0.4 | n |  | TRUE
102 | bus_LV_4566-5_0_5_node_88 | 0.4 | n |  | TRUE
103 | bus_LV_4566-5_0_5_node_73 | 0.4 | n |  | TRUE
104 | bus_LV_4566-5_0_5_node_74 | 0.4 | n |  | TRUE
105 | bus_LV_4566-5_0_5_node_75 | 0.4 | n |  | TRUE
106 | bus_LV_4566-5_0_5_node_76 | 0.4 | n |  | TRUE
107 | bus_LV_4566-5_0_5_node_77 | 0.4 | n |  | TRUE
108 | bus_LV_4566-5_0_5_node_83 | 0.4 | n |  | TRUE
109 | bus_LV_4566-5_0_5_node_84 | 0.4 | n |  | TRUE
110 | bus_LV_4566-5_0_5_node_85 | 0.4 | n |  | TRUE
111 | bus_LV_4566-5_0_5_node_86 | 0.4 | n |  | TRUE
112 | bus_LV_4566-5_0_5_node_89 | 0.4 | n |  | TRUE
113 | bus_LV_4566-5_0_5_node_92 | 0.4 | n |  | TRUE
114 | bus_LV_4566-5_0_5_node_184 | 0.4 | n |  | TRUE
115 | bus_LV_4566-5_0_5_node_80 | 0.4 | n |  | TRUE
116 | bus_LV_4566-5_0_5_node_87 | 0.4 | n |  | TRUE
117 | bus_LV_4566-5_0_5_node_204 | 0.4 | n |  | TRUE
118 | bus_LV_4566-5_0_5_node_93 | 0.4 | n |  | TRUE
119 | bus_LV_4566-5_0_5_node_135 | 0.4 | n |  | TRUE
120 | bus_LV_4566-5_0_5_node_136 | 0.4 | n |  | TRUE
121 | bus_LV_4566-5_0_5_node_134 | 0.4 | n |  | TRUE
122 | bus_LV_4566-5_0_5_node_185 | 0.4 | n |  | TRUE
123 | bus_LV_4566-5_0_5_node_91 | 0.4 | n |  | TRUE
124 | bus_LV_4566-5_0_5_node_211 | 0.4 | n |  | TRUE
125 | bus_LV_4566-5_0_5_node_210 | 0.4 | n |  | TRUE
126 | bus_LV_4566-5_0_5_node_129 | 0.4 | n |  | TRUE
127 | bus_LV_4566-5_0_5_node_233 | 0.4 | n |  | TRUE
128 | bus_LV_4566-5_0_5_node_94 | 0.4 | n |  | TRUE
129 | bus_LV_4566-5_0_5_node_95 | 0.4 | n |  | TRUE
130 | bus_LV_4566-5_0_5_node_96 | 0.4 | n |  | TRUE
131 | bus_LV_4566-5_0_5_node_97 | 0.4 | n |  | TRUE
132 | bus_LV_4566-5_0_5_node_98 | 0.4 | n |  | TRUE
133 | bus_LV_4566-5_0_5_node_99 | 0.4 | n |  | TRUE
134 | bus_LV_4566-5_0_5_node_147 | 0.4 | n |  | TRUE
135 | bus_LV_4566-5_0_5_node_151 | 0.4 | n |  | TRUE
136 | bus_LV_4566-5_0_5_node_146 | 0.4 | n |  | TRUE
137 | bus_LV_4566-5_0_5_node_104 | 0.4 | n |  | TRUE
138 | bus_LV_4566-5_0_5_node_105 | 0.4 | n |  | TRUE
139 | bus_LV_4566-5_0_5_node_106 | 0.4 | n |  | TRUE
140 | bus_LV_4566-5_0_5_node_107 | 0.4 | n |  | TRUE
141 | bus_LV_4566-5_0_5_node_108 | 0.4 | n |  | TRUE
142 | bus_LV_4566-5_0_5_node_111 | 0.4 | n |  | TRUE
143 | bus_LV_4566-5_0_5_node_117 | 0.4 | n |  | TRUE
144 | bus_LV_4566-5_0_5_node_113 | 0.4 | n |  | TRUE
145 | bus_LV_4566-5_0_5_node_109 | 0.4 | n |  | TRUE
146 | bus_LV_4566-5_0_5_node_121 | 0.4 | n |  | TRUE
147 | bus_LV_4566-5_0_5_node_130 | 0.4 | n |  | TRUE
148 | bus_LV_4566-5_0_5_node_118 | 0.4 | n |  | TRUE
149 | bus_LV_4566-5_0_5_node_119 | 0.4 | n |  | TRUE
150 | bus_LV_4566-5_0_5_node_116 | 0.4 | n |  | TRUE
151 | bus_LV_4566-5_0_5_node_110 | 0.4 | n |  | TRUE
152 | bus_LV_4566-5_0_5_node_112 | 0.4 | n |  | TRUE
153 | bus_LV_4566-5_0_5_node_114 | 0.4 | n |  | TRUE
154 | bus_LV_4566-5_0_5_node_132 | 0.4 | n |  | TRUE
155 | bus_LV_4566-5_0_5_node_115 | 0.4 | n |  | TRUE
156 | bus_LV_4566-5_0_5_node_133 | 0.4 | n |  | TRUE
157 | bus_LV_4566-5_0_5_node_120 | 0.4 | n |  | TRUE
158 | bus_LV_4566-5_0_5_node_232 | 0.4 | n |  | TRUE
159 | bus_LV_4566-5_0_5_node_126 | 0.4 | n |  | TRUE
160 | bus_LV_4566-5_0_5_node_144 | 0.4 | n |  | TRUE
161 | bus_LV_4566-5_0_5_node_141 | 0.4 | n |  | TRUE
162 | bus_LV_4566-5_0_5_node_122 | 0.4 | n |  | TRUE
163 | bus_LV_4566-5_0_5_node_152 | 0.4 | n |  | TRUE
164 | bus_LV_4566-5_0_5_node_131 | 0.4 | n |  | TRUE
165 | bus_LV_4566-5_0_5_node_123 | 0.4 | n |  | TRUE
166 | bus_LV_4566-5_0_5_node_176 | 0.4 | n |  | TRUE
167 | bus_LV_4566-5_0_5_node_187 | 0.4 | n |  | TRUE
168 | bus_LV_4566-5_0_5_node_127 | 0.4 | n |  | TRUE
169 | bus_LV_4566-5_0_5_node_124 | 0.4 | n |  | TRUE
170 | bus_LV_4566-5_0_5_node_142 | 0.4 | n |  | TRUE
171 | bus_LV_4566-5_0_5_node_202 | 0.4 | n |  | TRUE
172 | bus_LV_4566-5_0_5_node_145 | 0.4 | n |  | TRUE
173 | bus_LV_4566-5_0_5_node_140 | 0.4 | n |  | TRUE
174 | bus_LV_4566-5_0_5_node_201 | 0.4 | n |  | TRUE
175 | bus_LV_4566-5_0_5_node_174 | 0.4 | n |  | TRUE
176 | bus_LV_4566-5_0_5_node_186 | 0.4 | n |  | TRUE
177 | bus_LV_4566-5_0_5_node_192 | 0.4 | n |  | TRUE
178 | bus_LV_4566-5_0_5_node_137 | 0.4 | n |  | TRUE
179 | bus_LV_4566-5_0_5_node_138 | 0.4 | n |  | TRUE
180 | bus_LV_4566-5_0_5_node_197 | 0.4 | n |  | TRUE
181 | bus_LV_4566-5_0_5_node_195 | 0.4 | n |  | TRUE
182 | bus_LV_4566-5_0_5_node_207 | 0.4 | n |  | TRUE
183 | bus_LV_4566-5_0_5_node_190 | 0.4 | n |  | TRUE
184 | bus_LV_4566-5_0_5_node_139 | 0.4 | n |  | TRUE
185 | bus_LV_4566-5_0_5_node_158 | 0.4 | n |  | TRUE
186 | bus_LV_4566-5_0_5_node_169 | 0.4 | n |  | TRUE
187 | bus_LV_4566-5_0_5_node_160 | 0.4 | n |  | TRUE
188 | bus_LV_4566-5_0_5_node_156 | 0.4 | n |  | TRUE
189 | bus_LV_4566-5_0_5_node_203 | 0.4 | n |  | TRUE
190 | bus_LV_4566-5_0_5_node_150 | 0.4 | n |  | TRUE
191 | bus_LV_4566-5_0_5_node_148 | 0.4 | n |  | TRUE
192 | bus_LV_4566-5_0_5_node_149 | 0.4 | n |  | TRUE
193 | bus_LV_4566-5_0_5_node_157 | 0.4 | n |  | TRUE
194 | bus_LV_4566-5_0_5_node_159 | 0.4 | n |  | TRUE
195 | bus_LV_4566-5_0_5_node_168 | 0.4 | n |  | TRUE
196 | bus_LV_4566-5_0_5_node_193 | 0.4 | n |  | TRUE
197 | bus_LV_4566-5_0_5_node_170 | 0.4 | n |  | TRUE
198 | bus_LV_4566-5_0_5_node_209 | 0.4 | n |  | TRUE
199 | bus_LV_4566-5_0_5_node_171 | 0.4 | n |  | TRUE
200 | bus_LV_4566-5_0_5_node_218 | 0.4 | n |  | TRUE
201 | bus_LV_4566-5_0_5_node_191 | 0.4 | n |  | TRUE
202 | bus_LV_4566-5_0_5_node_163 | 0.4 | n |  | TRUE
203 | bus_LV_4566-5_0_5_node_196 | 0.4 | n |  | TRUE
204 | bus_LV_4566-5_0_5_node_206 | 0.4 | n |  | TRUE
205 | bus_LV_4566-5_0_5_node_205 | 0.4 | n |  | TRUE
206 | bus_LV_4566-5_0_5_node_216 | 0.4 | n |  | TRUE
207 | bus_LV_4566-5_0_5_node_172 | 0.4 | n |  | TRUE
208 | bus_LV_4566-5_0_5_node_173 | 0.4 | n |  | TRUE
209 | bus_LV_4566-5_0_5_node_175 | 0.4 | n |  | TRUE
210 | bus_LV_4566-5_0_5_node_188 | 0.4 | n |  | TRUE
211 | bus_LV_4566-5_0_5_node_179 | 0.4 | n |  | TRUE
212 | bus_LV_4566-5_0_5_node_229 | 0.4 | n |  | TRUE
213 | bus_LV_4566-5_0_5_node_228 | 0.4 | n |  | TRUE
214 | bus_LV_4566-5_0_5_node_181 | 0.4 | n |  | TRUE
215 | bus_LV_4566-5_0_5_node_177 | 0.4 | n |  | TRUE
216 | bus_LV_4566-5_0_5_node_178 | 0.4 | n |  | TRUE
217 | bus_LV_4566-5_0_5_node_180 | 0.4 | n |  | TRUE
218 | bus_LV_4566-5_0_5_node_200 | 0.4 | n |  | TRUE
219 | bus_LV_4566-5_0_5_node_199 | 0.4 | n |  | TRUE
220 | bus_LV_4566-5_0_5_node_227 | 0.4 | n |  | TRUE
221 | bus_LV_4566-5_0_5_node_230 | 0.4 | n |  | TRUE
222 | bus_LV_4566-5_0_5_node_189 | 0.4 | n |  | TRUE
223 | bus_LV_4566-5_0_5_node_194 | 0.4 | n |  | TRUE
224 | bus_LV_4566-5_0_5_node_212 | 0.4 | n |  | TRUE
225 | bus_LV_4566-5_0_5_node_213 | 0.4 | n |  | TRUE
226 | bus_LV_4566-5_0_5_node_214 | 0.4 | n |  | TRUE
227 | bus_LV_4566-5_0_5_node_215 | 0.4 | n |  | TRUE
228 | bus_LV_4566-5_0_5_node_225 | 0.4 | n |  | TRUE
229 | bus_MV_374_1_node_160 | 20 | n |  | TRUE

## load
| name | bus | p_mw | q_mvar | const_z_percent | const_i_percent | sn_mva | scaling | in_service | type
0 | LV_4566-5_0_5_load_0 | 0 | 0.039062 | 0.00979 | 0 | 0 |  | 1 | TRUE | wye
1 | LV_4566-5_0_5_load_220 | 5 | 0.0064056 | 0.0016054 | 0 | 0 |  | 1 | TRUE | wye
2 | LV_4566-5_0_5_load_38 | 7 | 0.0011089 | 0.00027793 | 0 | 0 |  | 1 | TRUE | wye
3 | LV_4566-5_0_5_load_39 | 8 | 0.0038442 | 0.00096345 | 0 | 0 |  | 1 | TRUE | wye
4 | LV_4566-5_0_5_load_234 | 9 | 0.0025989 | 0.00065134 | 0 | 0 |  | 1 | TRUE | wye
5 | LV_4566-5_0_5_load_235 | 10 | 0.050787 | 0.012728 | 0 | 0 |  | 1 | TRUE | wye
6 | LV_4566-5_0_5_load_222 | 13 | 0.00092275 | 0.00023126 | 0 | 0 |  | 1 | TRUE | wye
7 | LV_4566-5_0_5_load_221 | 14 | 0.00091299 | 0.00022882 | 0 | 0 |  | 1 | TRUE | wye
8 | LV_4566-5_0_5_load_34 | 15 | 0.00053451 | 0.00013396 | 0 | 0 |  | 1 | TRUE | wye
9 | LV_4566-5_0_5_load_100 | 16 | 0.0013865 | 0.00034748 | 0 | 0 |  | 1 | TRUE | wye
10 | LV_4566-5_0_5_load_219 | 19 | 0.0037416 | 0.00093774 | 0 | 0 |  | 1 | TRUE | wye
11 | LV_4566-5_0_5_load_217 | 21 | 0.002377 | 0.00059573 | 0 | 0 |  | 1 | TRUE | wye
12 | LV_4566-5_0_5_load_198 | 23 | 0.0024416 | 0.00061191 | 0 | 0 |  | 1 | TRUE | wye
13 | LV_4566-5_0_5_load_226 | 24 | 0.0016458 | 0.00041248 | 0 | 0 |  | 1 | TRUE | wye
14 | LV_4566-5_0_5_load_161 | 26 | 0.0016066 | 0.00040265 | 0 | 0 |  | 1 | TRUE | wye
15 | LV_4566-5_0_5_load_154 | 27 | 0.0018135 | 0.00045451 | 0 | 0 |  | 1 | TRUE | wye
16 | LV_4566-5_0_5_load_208 | 28 | 0.0072603 | 0.0018196 | 0 | 0 |  | 1 | TRUE | wye
17 | LV_4566-5_0_5_load_6 | 30 | 0.0056882 | 0.0014256 | 0 | 0 |  | 1 | TRUE | wye
18 | LV_4566-5_0_5_load_7 | 31 | 0.003852 | 0.0009654 | 0 | 0 |  | 1 | TRUE | wye
19 | LV_4566-5_0_5_load_9 | 33 | 0.0031078 | 0.00077889 | 0 | 0 |  | 1 | TRUE | wye
20 | LV_4566-5_0_5_load_11 | 35 | 0.0019062 | 0.00047773 | 0 | 0 |  | 1 | TRUE | wye
21 | LV_4566-5_0_5_load_53 | 37 | 0.0025968 | 0.00065082 | 0 | 0 |  | 1 | TRUE | wye
22 | LV_4566-5_0_5_load_237 | 39 | 0.0054717 | 0.0013713 | 0 | 0 |  | 1 | TRUE | wye
23 | LV_4566-5_0_5_load_37 | 42 | 0.0048409 | 0.0012132 | 0 | 0 |  | 1 | TRUE | wye
24 | LV_4566-5_0_5_load_35 | 43 | 0.0022987 | 0.00057612 | 0 | 0 |  | 1 | TRUE | wye
25 | LV_4566-5_0_5_load_61 | 45 | 0.0052667 | 0.00132 | 0 | 0 |  | 1 | TRUE | wye
26 | LV_4566-5_0_5_load_52 | 47 | 0.005269 | 0.0013205 | 0 | 0 |  | 1 | TRUE | wye
27 | LV_4566-5_0_5_load_12 | 48 | 0.0059348 | 0.0014874 | 0 | 0 |  | 1 | TRUE | wye
28 | LV_4566-5_0_5_load_13 | 49 | 0.0056512 | 0.0014163 | 0 | 0 |  | 1 | TRUE | wye
29 | LV_4566-5_0_5_load_15 | 51 | 0.0079628 | 0.0019957 | 0 | 0 |  | 1 | TRUE | wye
30 | LV_4566-5_0_5_load_63 | 52 | 0.0059606 | 0.0014939 | 0 | 0 |  | 1 | TRUE | wye
31 | LV_4566-5_0_5_load_238 | 54 | 0.0041741 | 0.0010461 | 0 | 0 |  | 1 | TRUE | wye
32 | LV_4566-5_0_5_load_45 | 56 | 0.0052815 | 0.0013237 | 0 | 0 |  | 1 | TRUE | wye
33 | LV_4566-5_0_5_load_239 | 57 | 0.0042434 | 0.0010635 | 0 | 0 |  | 1 | TRUE | wye
34 | LV_4566-5_0_5_load_46 | 58 | 0.0052688 | 0.0013205 | 0 | 0 |  | 1 | TRUE | wye
35 | LV_4566-5_0_5_load_18 | 59 | 0.00099346 | 0.00024898 | 0 | 0 |  | 1 | TRUE | wye
36 | LV_4566-5_0_5_load_19 | 60 | 0.0079581 | 0.0019945 | 0 | 0 |  | 1 | TRUE | wye
37 | LV_4566-5_0_5_load_22 | 63 | 0.00092212 | 0.00023111 | 0 | 0 |  | 1 | TRUE | wye
38 | LV_4566-5_0_5_load_23 | 64 | 0.00092232 | 0.00023115 | 0 | 0 |  | 1 | TRUE | wye
39 | LV_4566-5_0_5_load_36 | 65 | 0.0071673 | 0.0017963 | 0 | 0 |  | 1 | TRUE | wye
40 | LV_4566-5_0_5_load_153 | 70 | 0.0026623 | 0.00066723 | 0 | 0 |  | 1 | TRUE | wye
41 | LV_4566-5_0_5_load_81 | 72 | 0.002153 | 0.00053958 | 0 | 0 |  | 1 | TRUE | wye
42 | LV_4566-5_0_5_load_224 | 73 | 0.0016893 | 0.00042339 | 0 | 0 |  | 1 | TRUE | wye
43 | LV_4566-5_0_5_load_33 | 74 | 0.0016938 | 0.0004245 | 0 | 0 |  | 1 | TRUE | wye
44 | LV_4566-5_0_5_load_82 | 75 | 0.0032535 | 0.00081539 | 0 | 0 |  | 1 | TRUE | wye
45 | LV_4566-5_0_5_load_41 | 76 | 0.0041718 | 0.0010456 | 0 | 0 |  | 1 | TRUE | wye
46 | LV_4566-5_0_5_load_236 | 79 | 0.005436 | 0.0013624 | 0 | 0 |  | 1 | TRUE | wye
47 | LV_4566-5_0_5_load_30 | 80 | 0.00070544 | 0.0001768 | 0 | 0 |  | 1 | TRUE | wye
48 | LV_4566-5_0_5_load_31 | 81 | 0.0017951 | 0.00044991 | 0 | 0 |  | 1 | TRUE | wye
49 | LV_4566-5_0_5_load_32 | 82 | 0.00049251 | 0.00012344 | 0 | 0 |  | 1 | TRUE | wye
50 | LV_4566-5_0_5_load_43 | 84 | 0.0022378 | 0.00056084 | 0 | 0 |  | 1 | TRUE | wye
51 | LV_4566-5_0_5_load_44 | 85 | 0.0027924 | 0.00069983 | 0 | 0 |  | 1 | TRUE | wye
52 | LV_4566-5_0_5_load_78 | 86 | 0.0027964 | 0.00070085 | 0 | 0 |  | 1 | TRUE | wye
53 | LV_4566-5_0_5_load_231 | 87 | 0.0030942 | 0.00077549 | 0 | 0 |  | 1 | TRUE | wye
54 | LV_4566-5_0_5_load_79 | 88 | 0.0028354 | 0.00071063 | 0 | 0 |  | 1 | TRUE | wye
55 | LV_4566-5_0_5_load_55 | 91 | 0.0051014 | 0.0012785 | 0 | 0 |  | 1 | TRUE | wye
56 | LV_4566-5_0_5_load_240 | 92 | 0.0036898 | 0.00092476 | 0 | 0 |  | 1 | TRUE | wye
57 | LV_4566-5_0_5_load_60 | 93 | 0.005356 | 0.0013423 | 0 | 0 |  | 1 | TRUE | wye
58 | LV_4566-5_0_5_load_62 | 94 | 0.0071669 | 0.0017962 | 0 | 0 |  | 1 | TRUE | wye
59 | LV_4566-5_0_5_load_59 | 95 | 0.0053348 | 0.001337 | 0 | 0 |  | 1 | TRUE | wye
60 | LV_4566-5_0_5_load_101 | 96 | 0.0013858 | 0.00034732 | 0 | 0 |  | 1 | TRUE | wye
61 | LV_4566-5_0_5_load_69 | 97 | 0.001979 | 0.000496 | 0 | 0 |  | 1 | TRUE | wye
62 | LV_4566-5_0_5_load_68 | 98 | 0.0015443 | 0.00038703 | 0 | 0 |  | 1 | TRUE | wye
63 | LV_4566-5_0_5_load_70 | 99 | 0.0016507 | 0.00041371 | 0 | 0 |  | 1 | TRUE | wye
64 | LV_4566-5_0_5_load_72 | 100 | 0.003683 | 0.00092304 | 0 | 0 |  | 1 | TRUE | wye
65 | LV_4566-5_0_5_load_90 | 101 | 0.0013896 | 0.00034828 | 0 | 0 |  | 1 | TRUE | wye
66 | LV_4566-5_0_5_load_88 | 102 | 0.0013485 | 0.00033797 | 0 | 0 |  | 1 | TRUE | wye
67 | LV_4566-5_0_5_load_73 | 103 | 0.0025202 | 0.00063162 | 0 | 0 |  | 1 | TRUE | wye
68 | LV_4566-5_0_5_load_74 | 104 | 0.0021798 | 0.0005463 | 0 | 0 |  | 1 | TRUE | wye
69 | LV_4566-5_0_5_load_75 | 105 | 0.0025914 | 0.00064946 | 0 | 0 |  | 1 | TRUE | wye
70 | LV_4566-5_0_5_load_76 | 106 | 0.0027078 | 0.00067865 | 0 | 0 |  | 1 | TRUE | wye
71 | LV_4566-5_0_5_load_83 | 108 | 0.0037648 | 0.00094355 | 0 | 0 |  | 1 | TRUE | wye
72 | LV_4566-5_0_5_load_84 | 109 | 0.0025894 | 0.00064895 | 0 | 0 |  | 1 | TRUE | wye
73 | LV_4566-5_0_5_load_85 | 110 | 0.0025494 | 0.00063893 | 0 | 0 |  | 1 | TRUE | wye
74 | LV_4566-5_0_5_load_86 | 111 | 0.0035068 | 0.00087888 | 0 | 0 |  | 1 | TRUE | wye
75 | LV_4566-5_0_5_load_92 | 113 | 0.001862 | 0.00046666 | 0 | 0 |  | 1 | TRUE | wye
76 | LV_4566-5_0_5_load_184 | 114 | 0.0022929 | 0.00057465 | 0 | 0 |  | 1 | TRUE | wye
77 | LV_4566-5_0_5_load_87 | 116 | 0.0018799 | 0.00047115 | 0 | 0 |  | 1 | TRUE | wye
78 | LV_4566-5_0_5_load_204 | 117 | 0.0045953 | 0.0011517 | 0 | 0 |  | 1 | TRUE | wye
79 | LV_4566-5_0_5_load_134 | 121 | 0.0031119 | 0.00077992 | 0 | 0 |  | 1 | TRUE | wye
80 | LV_4566-5_0_5_load_185 | 122 | 0.0027741 | 0.00069526 | 0 | 0 |  | 1 | TRUE | wye
81 | LV_4566-5_0_5_load_91 | 123 | 0.0075563 | 0.0018938 | 0 | 0 |  | 1 | TRUE | wye
82 | LV_4566-5_0_5_load_211 | 124 | 0.008093 | 0.0020283 | 0 | 0 |  | 1 | TRUE | wye
83 | LV_4566-5_0_5_load_210 | 125 | 0.012262 | 0.0030731 | 0 | 0 |  | 1 | TRUE | wye
84 | LV_4566-5_0_5_load_233 | 127 | 0.0054894 | 0.0013758 | 0 | 0 |  | 1 | TRUE | wye
85 | LV_4566-5_0_5_load_94 | 128 | 0.0015664 | 0.00039257 | 0 | 0 |  | 1 | TRUE | wye
86 | LV_4566-5_0_5_load_95 | 129 | 0.0015877 | 0.00039792 | 0 | 0 |  | 1 | TRUE | wye
87 | LV_4566-5_0_5_load_96 | 130 | 0.0016822 | 0.00042159 | 0 | 0 |  | 1 | TRUE | wye
88 | LV_4566-5_0_5_load_97 | 131 | 0.0016594 | 0.00041589 | 0 | 0 |  | 1 | TRUE | wye
89 | LV_4566-5_0_5_load_98 | 132 | 0.0015902 | 0.00039854 | 0 | 0 |  | 1 | TRUE | wye
90 | LV_4566-5_0_5_load_99 | 133 | 0.0017838 | 0.00044707 | 0 | 0 |  | 1 | TRUE | wye
91 | LV_4566-5_0_5_load_151 | 135 | 0.0014668 | 0.00036762 | 0 | 0 |  | 1 | TRUE | wye
92 | LV_4566-5_0_5_load_146 | 136 | 0.0015823 | 0.00039656 | 0 | 0 |  | 1 | TRUE | wye
93 | LV_4566-5_0_5_load_104 | 137 | 0.0019627 | 0.00049189 | 0 | 0 |  | 1 | TRUE | wye
94 | LV_4566-5_0_5_load_105 | 138 | 0.0019618 | 0.00049167 | 0 | 0 |  | 1 | TRUE | wye
95 | LV_4566-5_0_5_load_106 | 139 | 0.0026691 | 0.00066894 | 0 | 0 |  | 1 | TRUE | wye
96 | LV_4566-5_0_5_load_107 | 140 | 0.0017488 | 0.0004383 | 0 | 0 |  | 1 | TRUE | wye
97 | LV_4566-5_0_5_load_113 | 144 | 0.0031958 | 0.00080094 | 0 | 0 |  | 1 | TRUE | wye
98 | LV_4566-5_0_5_load_109 | 145 | 0.0020865 | 0.00052292 | 0 | 0 |  | 1 | TRUE | wye
99 | LV_4566-5_0_5_load_130 | 147 | 0.00093623 | 0.00023464 | 0 | 0 |  | 1 | TRUE | wye
100 | LV_4566-5_0_5_load_116 | 150 | 0.0077254 | 0.0019362 | 0 | 0 |  | 1 | TRUE | wye
101 | LV_4566-5_0_5_load_110 | 151 | 0.0015441 | 0.00038698 | 0 | 0 |  | 1 | TRUE | wye
102 | LV_4566-5_0_5_load_112 | 152 | 0.001784 | 0.00044712 | 0 | 0 |  | 1 | TRUE | wye
103 | LV_4566-5_0_5_load_114 | 153 | 0.0013507 | 0.00033852 | 0 | 0 |  | 1 | TRUE | wye
104 | LV_4566-5_0_5_load_132 | 154 | 0.0028364 | 0.00071086 | 0 | 0 |  | 1 | TRUE | wye
105 | LV_4566-5_0_5_load_115 | 155 | 0.0031604 | 0.00079208 | 0 | 0 |  | 1 | TRUE | wye
106 | LV_4566-5_0_5_load_133 | 156 | 0.0042417 | 0.0010631 | 0 | 0 |  | 1 | TRUE | wye
107 | LV_4566-5_0_5_load_232 | 158 | 0.0040953 | 0.0010264 | 0 | 0 |  | 1 | TRUE | wye
108 | LV_4566-5_0_5_load_144 | 160 | 0.0071722 | 0.0017975 | 0 | 0 |  | 1 | TRUE | wye
109 | LV_4566-5_0_5_load_141 | 161 | 0.003341 | 0.00083732 | 0 | 0 |  | 1 | TRUE | wye
110 | LV_4566-5_0_5_load_131 | 164 | 0.0013718 | 0.00034382 | 0 | 0 |  | 1 | TRUE | wye
111 | LV_4566-5_0_5_load_187 | 167 | 0.0022472 | 0.0005632 | 0 | 0 |  | 1 | TRUE | wye
112 | LV_4566-5_0_5_load_127 | 168 | 0.0016698 | 0.00041849 | 0 | 0 |  | 1 | TRUE | wye
113 | LV_4566-5_0_5_load_124 | 169 | 0.0061837 | 0.0015498 | 0 | 0 |  | 1 | TRUE | wye
114 | LV_4566-5_0_5_load_142 | 170 | 0.0044117 | 0.0011057 | 0 | 0 |  | 1 | TRUE | wye
115 | LV_4566-5_0_5_load_202 | 171 | 0.0030522 | 0.00076495 | 0 | 0 |  | 1 | TRUE | wye
116 | LV_4566-5_0_5_load_145 | 172 | 0.0016904 | 0.00042365 | 0 | 0 |  | 1 | TRUE | wye
117 | LV_4566-5_0_5_load_140 | 173 | 0.0036485 | 0.0009144 | 0 | 0 |  | 1 | TRUE | wye
118 | LV_4566-5_0_5_load_201 | 174 | 0.0058919 | 0.0014766 | 0 | 0 |  | 1 | TRUE | wye
119 | LV_4566-5_0_5_load_174 | 175 | 0.0016704 | 0.00041865 | 0 | 0 |  | 1 | TRUE | wye
120 | LV_4566-5_0_5_load_186 | 176 | 0.0035771 | 0.00089649 | 0 | 0 |  | 1 | TRUE | wye
121 | LV_4566-5_0_5_load_137 | 178 | 0.0038896 | 0.00097483 | 0 | 0 |  | 1 | TRUE | wye
122 | LV_4566-5_0_5_load_197 | 180 | 0.0025903 | 0.0006492 | 0 | 0 |  | 1 | TRUE | wye
123 | LV_4566-5_0_5_load_195 | 181 | 0.0025912 | 0.00064942 | 0 | 0 |  | 1 | TRUE | wye
124 | LV_4566-5_0_5_load_207 | 182 | 0.002398 | 0.00060101 | 0 | 0 |  | 1 | TRUE | wye
125 | LV_4566-5_0_5_load_190 | 183 | 0.0047317 | 0.0011859 | 0 | 0 |  | 1 | TRUE | wye
126 | LV_4566-5_0_5_load_160 | 187 | 0.0038805 | 0.00097256 | 0 | 0 |  | 1 | TRUE | wye
127 | LV_4566-5_0_5_load_156 | 188 | 0.0036252 | 0.00090857 | 0 | 0 |  | 1 | TRUE | wye
128 | LV_4566-5_0_5_load_203 | 189 | 0.0032181 | 0.00080653 | 0 | 0 |  | 1 | TRUE | wye
129 | LV_4566-5_0_5_load_150 | 190 | 0.0014452 | 0.0003622 | 0 | 0 |  | 1 | TRUE | wye
130 | LV_4566-5_0_5_load_148 | 191 | 0.0014423 | 0.00036147 | 0 | 0 |  | 1 | TRUE | wye
131 | LV_4566-5_0_5_load_149 | 192 | 0.0014461 | 0.00036242 | 0 | 0 |  | 1 | TRUE | wye
132 | LV_4566-5_0_5_load_157 | 193 | 0.0033657 | 0.00084354 | 0 | 0 |  | 1 | TRUE | wye
133 | LV_4566-5_0_5_load_168 | 195 | 0.0040343 | 0.0010111 | 0 | 0 |  | 1 | TRUE | wye
134 | LV_4566-5_0_5_load_193 | 196 | 0.0016818 | 0.0004215 | 0 | 0 |  | 1 | TRUE | wye
135 | LV_4566-5_0_5_load_209 | 198 | 0.0028005 | 0.00070187 | 0 | 0 |  | 1 | TRUE | wye
136 | LV_4566-5_0_5_load_218 | 200 | 0.005535 | 0.0013872 | 0 | 0 |  | 1 | TRUE | wye
137 | LV_4566-5_0_5_load_191 | 201 | 0.0029457 | 0.00073826 | 0 | 0 |  | 1 | TRUE | wye
138 | LV_4566-5_0_5_load_163 | 202 | 0.0016469 | 0.00041274 | 0 | 0 |  | 1 | TRUE | wye
139 | LV_4566-5_0_5_load_196 | 203 | 0.0024432 | 0.00061232 | 0 | 0 |  | 1 | TRUE | wye
140 | LV_4566-5_0_5_load_206 | 204 | 0.0028813 | 0.00072211 | 0 | 0 |  | 1 | TRUE | wye
141 | LV_4566-5_0_5_load_205 | 205 | 0.00318 | 0.00079697 | 0 | 0 |  | 1 | TRUE | wye
142 | LV_4566-5_0_5_load_216 | 206 | 0.0018652 | 0.00046747 | 0 | 0 |  | 1 | TRUE | wye
143 | LV_4566-5_0_5_load_172 | 207 | 0.0013965 | 0.00035001 | 0 | 0 |  | 1 | TRUE | wye
144 | LV_4566-5_0_5_load_173 | 208 | 0.0038741 | 0.00097093 | 0 | 0 |  | 1 | TRUE | wye
145 | LV_4566-5_0_5_load_229 | 212 | 0.0013924 | 0.00034896 | 0 | 0 |  | 1 | TRUE | wye
146 | LV_4566-5_0_5_load_228 | 213 | 0.0013931 | 0.00034913 | 0 | 0 |  | 1 | TRUE | wye
147 | LV_4566-5_0_5_load_177 | 215 | 0.0012629 | 0.0003165 | 0 | 0 |  | 1 | TRUE | wye
148 | LV_4566-5_0_5_load_178 | 216 | 0.0006791 | 0.0001702 | 0 | 0 |  | 1 | TRUE | wye
149 | LV_4566-5_0_5_load_180 | 217 | 0.0033829 | 0.00084784 | 0 | 0 |  | 1 | TRUE | wye
150 | LV_4566-5_0_5_load_200 | 218 | 0.0016494 | 0.00041339 | 0 | 0 |  | 1 | TRUE | wye
151 | LV_4566-5_0_5_load_199 | 219 | 0.0011709 | 0.00029346 | 0 | 0 |  | 1 | TRUE | wye
152 | LV_4566-5_0_5_load_227 | 220 | 0.0037813 | 0.00094769 | 0 | 0 |  | 1 | TRUE | wye
153 | LV_4566-5_0_5_load_230 | 221 | 0.0045584 | 0.0011425 | 0 | 0 |  | 1 | TRUE | wye
154 | LV_4566-5_0_5_load_189 | 222 | 0.002946 | 0.00073834 | 0 | 0 |  | 1 | TRUE | wye
155 | LV_4566-5_0_5_load_194 | 223 | 0.0041311 | 0.0010353 | 0 | 0 |  | 1 | TRUE | wye
156 | LV_4566-5_0_5_load_212 | 224 | 0.0065112 | 0.0016319 | 0 | 0 |  | 1 | TRUE | wye
157 | LV_4566-5_0_5_load_214 | 226 | 0.0045296 | 0.0011352 | 0 | 0 |  | 1 | TRUE | wye
158 | LV_4566-5_0_5_load_215 | 227 | 0.0090639 | 0.0022716 | 0 | 0 |  | 1 | TRUE | wye
159 | LV_4566-5_0_5_load_225 | 228 | 0.0016677 | 0.00041796 | 0 | 0 |  | 1 | TRUE | wye

## ext_grid
| name | bus | vm_pu | va_degree | slack_weight | in_service
0 |  | 124 | 1 | 0 | 1 | TRUE

## line
| name | std_type | from_bus | to_bus | length_km | r_ohm_per_km | x_ohm_per_km | c_nf_per_km | g_us_per_km | max_i_ka | df | parallel | type | in_service
0 | LV_4566-5_0_5_line_0 |  | 0 | 1 | 0.057658 | 0.125 | 0.08 | 261 | 0 | 0.364 | 1 | 1 | cs | TRUE
1 | LV_4566-5_0_5_line_1 |  | 1 | 2 | 0.052897 | 0.125 | 0.08 | 261 | 0 | 0.364 | 1 | 1 | cs | TRUE
2 | LV_4566-5_0_5_line_2 |  | 2 | 6 | 0.015984 | 0.125 | 0.08 | 261 | 0 | 0.364 | 1 | 1 | cs | TRUE
3 | LV_4566-5_0_5_line_3 |  | 3 | 4 | 0.13139 | 0.125 | 0.08 | 261 | 0 | 0.364 | 1 | 1 | cs | TRUE
4 | LV_4566-5_0_5_line_4 |  | 3 | 5 | 0.13628 | 0.125 | 0.08 | 261 | 0 | 0.364 | 1 | 1 | cs | TRUE
5 | LV_4566-5_0_5_line_5 |  | 4 | 9 | 0.044657 | 0.125 | 0.08 | 261 | 0 | 0.364 | 1 | 1 | cs | TRUE
6 | LV_4566-5_0_5_line_6 |  | 4 | 10 | 0.1147 | 0.125 | 0.08 | 261 | 0 | 0.364 | 1 | 1 | cs | TRUE
7 | LV_4566-5_0_5_line_7 |  | 4 | 11 | 0.10874 | 0.125 | 0.08 | 261 | 0 | 0.364 | 1 | 1 | cs | TRUE
8 | LV_4566-5_0_5_line_8 |  | 5 | 14 | 0.0092197 | 0.125 | 0.08 | 261 | 0 | 0.364 | 1 | 1 | cs | TRUE
9 | LV_4566-5_0_5_line_9 |  | 6 | 26 | 0.05016 | 0.125 | 0.08 | 261 | 0 | 0.364 | 1 | 1 | cs | TRUE
10 | LV_4566-5_0_5_line_10 |  | 7 | 8 | 0.027139 | 0.125 | 0.08 | 261 | 0 | 0.364 | 1 | 1 | cs | TRUE
11 | LV_4566-5_0_5_line_11 |  | 8 | 66 | 0.003737 | 0.125 | 0.08 | 261 | 0 | 0.364 | 1 | 1 | cs | TRUE
12 | LV_4566-5_0_5_line_12 |  | 11 | 16 | 0.04242 | 0.125 | 0.08 | 261 | 0 | 0.364 | 1 | 1 | cs | TRUE
13 | LV_4566-5_0_5_line_13 |  | 12 | 13 | 0.01353 | 0.125 | 0.08 | 261 | 0 | 0.364 | 1 | 5 | cs | TRUE
14 | LV_4566-5_0_5_line_14 |  | 12 | 14 | 0.012749 | 0.125 | 0.08 | 261 | 0 | 0.364 | 1 | 3 | cs | TRUE
15 | LV_4566-5_0_5_line_15 |  | 12 | 15 | 0.008282 | 0.125 | 0.08 | 261 | 0 | 0.364 | 1 | 1 | cs | TRUE
16 | LV_4566-5_0_5_line_16 |  | 13 | 63 | 0.0070467 | 0.125 | 0.08 | 261 | 0 | 0.364 | 1 | 5 | cs | TRUE
17 | LV_4566-5_0_5_line_17 |  | 15 | 82 | 0.00070803 | 0.125 | 0.08 | 261 | 0 | 0.364 | 1 | 1 | cs | TRUE
18 | LV_4566-5_0_5_line_18 |  | 16 | 96 | 0.010309 | 0.125 | 0.08 | 261 | 0 | 0.364 | 1 | 1 | cs | TRUE
19 | LV_4566-5_0_5_line_19 |  | 17 | 18 | 0.00767 | 0.125 | 0.08 | 261 | 0 | 0.364 | 1 | 1 | cs | TRUE
20 | LV_4566-5_0_5_line_20 |  | 17 | 19 | 0.0028087 | 0.125 | 0.08 | 261 | 0 | 0.364 | 1 | 1 | cs | TRUE
21 | LV_4566-5_0_5_line_21 |  | 18 | 21 | 0.042092 | 0.125 | 0.08 | 261 | 0 | 0.364 | 1 | 1 | cs | TRUE
22 | LV_4566-5_0_5_line_22 |  | 19 | 198 | 0.016669 | 0.125 | 0.08 | 261 | 0 | 0.364 | 1 | 1 | cs | TRUE
23 | LV_4566-5_0_5_line_23 |  | 20 | 21 | 0.025335 | 0.125 | 0.08 | 261 | 0 | 0.364 | 1 | 1 | cs | TRUE
24 | LV_4566-5_0_5_line_24 |  | 20 | 22 | 0.012274 | 0.125 | 0.08 | 261 | 0 | 0.364 | 1 | 1 | cs | TRUE
25 | LV_4566-5_0_5_line_25 |  | 22 | 23 | 0.023203 | 0.125 | 0.08 | 261 | 0 | 0.364 | 1 | 1 | cs | TRUE
26 | LV_4566-5_0_5_line_26 |  | 22 | 24 | 0.01085 | 0.125 | 0.08 | 261 | 0 | 0.364 | 1 | 1 | cs | TRUE
27 | LV_4566-5_0_5_line_27 |  | 23 | 203 | 0.010312 | 0.125 | 0.08 | 261 | 0 | 0.364 | 1 | 1 | cs | TRUE
28 | LV_4566-5_0_5_line_28 |  | 24 | 202 | 0.0084376 | 0.125 | 0.08 | 261 | 0 | 0.364 | 1 | 1 | cs | TRUE
29 | LV_4566-5_0_5_line_29 |  | 25 | 26 | 0.0091269 | 0.125 | 0.08 | 261 | 0 | 0.364 | 1 | 1 | cs | TRUE
30 | LV_4566-5_0_5_line_30 |  | 25 | 27 | 0.0031499 | 0.125 | 0.08 | 261 | 0 | 0.364 | 1 | 1 | cs | TRUE
31 | LV_4566-5_0_5_line_31 |  | 27 | 70 | 0.016397 | 0.125 | 0.08 | 261 | 0 | 0.364 | 1 | 1 | cs | TRUE
32 | LV_4566-5_0_5_line_32 |  | 28 | 29 | 0.044668 | 0.125 | 0.08 | 261 | 0 | 0.364 | 1 | 1 | cs | TRUE
33 | LV_4566-5_0_5_line_33 |  | 29 | 66 | 0.013019 | 0.125 | 0.08 | 261 | 0 | 0.364 | 1 | 5 | cs | TRUE
34 | LV_4566-5_0_5_line_34 |  | 29 | 68 | 0.007135 | 0.125 | 0.08 | 261 | 0 | 0.364 | 1 | 5 | cs | TRUE
35 | LV_4566-5_0_5_line_35 |  | 30 | 31 | 0.027008 | 0.125 | 0.08 | 261 | 0 | 0.364 | 1 | 1 | cs | TRUE
36 | LV_4566-5_0_5_line_36 |  | 30 | 32 | 0.0069958 | 0.125 | 0.08 | 261 | 0 | 0.364 | 1 | 1 | cs | TRUE
37 | LV_4566-5_0_5_line_37 |  | 31 | 33 | 0.024924 | 0.125 | 0.08 | 261 | 0 | 0.364 | 1 | 1 | cs | TRUE
38 | LV_4566-5_0_5_line_38 |  | 32 | 34 | 0.003701 | 0.125 | 0.08 | 261 | 0 | 0.364 | 1 | 1 | cs | TRUE
39 | LV_4566-5_0_5_line_39 |  | 32 | 35 | 0.022237 | 0.125 | 0.08 | 261 | 0 | 0.364 | 1 | 1 | cs | TRUE
40 | LV_4566-5_0_5_line_40 |  | 34 | 36 | 0.032539 | 0.125 | 0.08 | 261 | 0 | 0.364 | 1 | 1 | cs | TRUE
41 | LV_4566-5_0_5_line_41 |  | 34 | 37 | 0.024581 | 0.125 | 0.08 | 261 | 0 | 0.364 | 1 | 1 | cs | TRUE
42 | LV_4566-5_0_5_line_42 |  | 36 | 45 | 0.020242 | 0.125 | 0.08 | 261 | 0 | 0.364 | 1 | 1 | cs | TRUE
43 | LV_4566-5_0_5_line_43 |  | 36 | 46 | 0.025433 | 0.125 | 0.08 | 261 | 0 | 0.364 | 1 | 1 | cs | TRUE
44 | LV_4566-5_0_5_line_44 |  | 37 | 47 | 0.017199 | 0.125 | 0.08 | 261 | 0 | 0.364 | 1 | 1 | cs | TRUE
45 | LV_4566-5_0_5_line_45 |  | 38 | 39 | 0.002712 | 0.125 | 0.08 | 261 | 0 | 0.364 | 1 | 1 | cs | TRUE
46 | LV_4566-5_0_5_line_46 |  | 38 | 40 | 0.017623 | 0.125 | 0.08 | 261 | 0 | 0.364 | 1 | 1 | cs | TRUE
47 | LV_4566-5_0_5_line_47 |  | 40 | 79 | 0.003191 | 0.125 | 0.08 | 261 | 0 | 0.364 | 1 | 1 | cs | TRUE
48 | LV_4566-5_0_5_line_48 |  | 40 | 78 | 0.019668 | 0.125 | 0.08 | 261 | 0 | 0.364 | 1 | 1 | cs | TRUE
49 | LV_4566-5_0_5_line_49 |  | 41 | 42 | 0.016783 | 0.125 | 0.08 | 261 | 0 | 0.364 | 1 | 1 | cs | TRUE
50 | LV_4566-5_0_5_line_50 |  | 41 | 43 | 0.020572 | 0.125 | 0.08 | 261 | 0 | 0.364 | 1 | 1 | cs | TRUE
51 | LV_4566-5_0_5_line_51 |  | 41 | 44 | 0.004172 | 0.125 | 0.08 | 261 | 0 | 0.364 | 1 | 1 | cs | TRUE
52 | LV_4566-5_0_5_line_52 |  | 42 | 78 | 0.009188 | 0.125 | 0.08 | 261 | 0 | 0.364 | 1 | 1 | cs | TRUE
53 | LV_4566-5_0_5_line_53 |  | 44 | 75 | 0.0086389 | 0.125 | 0.08 | 261 | 0 | 0.364 | 1 | 1 | cs | TRUE
54 | LV_4566-5_0_5_line_54 |  | 45 | 93 | 0.01597 | 0.125 | 0.08 | 261 | 0 | 0.364 | 1 | 1 | cs | TRUE
55 | LV_4566-5_0_5_line_55 |  | 46 | 56 | 0.015462 | 0.125 | 0.08 | 261 | 0 | 0.364 | 1 | 1 | cs | TRUE
56 | LV_4566-5_0_5_line_56 |  | 46 | 50 | 0.013969 | 0.125 | 0.08 | 261 | 0 | 0.364 | 1 | 1 | cs | TRUE
57 | LV_4566-5_0_5_line_57 |  | 46 | 53 | 0.0172 | 0.125 | 0.08 | 261 | 0 | 0.364 | 1 | 1 | cs | TRUE
58 | LV_4566-5_0_5_line_58 |  | 48 | 49 | 0.015796 | 0.125 | 0.08 | 261 | 0 | 0.364 | 1 | 1 | cs | TRUE
59 | LV_4566-5_0_5_line_59 |  | 48 | 50 | 0.016739 | 0.125 | 0.08 | 261 | 0 | 0.364 | 1 | 1 | cs | TRUE
60 | LV_4566-5_0_5_line_60 |  | 49 | 51 | 0.031729 | 0.125 | 0.08 | 261 | 0 | 0.364 | 1 | 1 | cs | TRUE
61 | LV_4566-5_0_5_line_61 |  | 51 | 52 | 0.0019278 | 0.125 | 0.08 | 261 | 0 | 0.364 | 1 | 1 | cs | TRUE
62 | LV_4566-5_0_5_line_62 |  | 53 | 54 | 0.002947 | 0.125 | 0.08 | 261 | 0 | 0.364 | 1 | 1 | cs | TRUE
63 | LV_4566-5_0_5_line_63 |  | 53 | 55 | 0.015559 | 0.125 | 0.08 | 261 | 0 | 0.364 | 1 | 1 | cs | TRUE
64 | LV_4566-5_0_5_line_64 |  | 55 | 57 | 0.003124 | 0.125 | 0.08 | 261 | 0 | 0.364 | 1 | 1 | cs | TRUE
65 | LV_4566-5_0_5_line_65 |  | 56 | 58 | 0.015449 | 0.125 | 0.08 | 261 | 0 | 0.364 | 1 | 1 | cs | TRUE
66 | LV_4566-5_0_5_line_66 |  | 58 | 89 | 0.019101 | 0.125 | 0.08 | 261 | 0 | 0.364 | 1 | 1 | cs | TRUE
67 | LV_4566-5_0_5_line_67 |  | 59 | 60 | 0.02692 | 0.125 | 0.08 | 261 | 0 | 0.364 | 1 | 5 | cs | TRUE
68 | LV_4566-5_0_5_line_68 |  | 59 | 61 | 0.021852 | 0.125 | 0.08 | 261 | 0 | 0.364 | 1 | 5 | cs | TRUE
69 | LV_4566-5_0_5_line_69 |  | 60 | 62 | 0.019904 | 0.125 | 0.08 | 261 | 0 | 0.364 | 1 | 5 | cs | TRUE
70 | LV_4566-5_0_5_line_70 |  | 61 | 63 | 0.012898 | 0.125 | 0.08 | 261 | 0 | 0.364 | 1 | 5 | cs | TRUE
71 | LV_4566-5_0_5_line_71 |  | 61 | 64 | 0.0097524 | 0.125 | 0.08 | 261 | 0 | 0.364 | 1 | 1 | cs | TRUE
72 | LV_4566-5_0_5_line_72 |  | 62 | 65 | 0.0095717 | 0.125 | 0.08 | 261 | 0 | 0.364 | 1 | 1 | cs | TRUE
73 | LV_4566-5_0_5_line_73 |  | 62 | 66 | 0.011195 | 0.125 | 0.08 | 261 | 0 | 0.364 | 1 | 5 | cs | TRUE
74 | LV_4566-5_0_5_line_74 |  | 64 | 67 | 0.012748 | 0.125 | 0.08 | 261 | 0 | 0.364 | 1 | 1 | cs | TRUE
75 | LV_4566-5_0_5_line_75 |  | 67 | 73 | 0.0063851 | 0.125 | 0.08 | 261 | 0 | 0.364 | 1 | 1 | cs | TRUE
76 | LV_4566-5_0_5_line_76 |  | 67 | 74 | 0.013839 | 0.125 | 0.08 | 261 | 0 | 0.364 | 1 | 1 | cs | TRUE
77 | LV_4566-5_0_5_line_77 |  | 68 | 69 | 0.011045 | 0.125 | 0.08 | 261 | 0 | 0.364 | 1 | 5 | cs | TRUE
78 | LV_4566-5_0_5_line_78 |  | 68 | 70 | 0.015429 | 0.125 | 0.08 | 261 | 0 | 0.364 | 1 | 1 | cs | TRUE
79 | LV_4566-5_0_5_line_79 |  | 69 | 97 | 0.029524 | 0.125 | 0.08 | 261 | 0 | 0.364 | 1 | 5 | cs | TRUE
80 | LV_4566-5_0_5_line_80 |  | 69 | 71 | 0.008892 | 0.125 | 0.08 | 261 | 0 | 0.364 | 1 | 1 | cs | TRUE
81 | LV_4566-5_0_5_line_81 |  | 71 | 72 | 0.016802 | 0.125 | 0.08 | 261 | 0 | 0.364 | 1 | 1 | cs | TRUE
82 | LV_4566-5_0_5_line_82 |  | 72 | 75 | 0.034695 | 0.125 | 0.08 | 261 | 0 | 0.364 | 1 | 1 | cs | TRUE
83 | LV_4566-5_0_5_line_83 |  | 73 | 228 | 0.012679 | 0.125 | 0.08 | 261 | 0 | 0.364 | 1 | 1 | cs | TRUE
84 | LV_4566-5_0_5_line_84 |  | 76 | 77 | 0.0024839 | 0.125 | 0.08 | 261 | 0 | 0.364 | 1 | 1 | cs | TRUE
85 | LV_4566-5_0_5_line_85 |  | 77 | 84 | 0.023756 | 0.125 | 0.08 | 261 | 0 | 0.364 | 1 | 1 | cs | TRUE
86 | LV_4566-5_0_5_line_86 |  | 77 | 85 | 0.018477 | 0.125 | 0.08 | 261 | 0 | 0.364 | 1 | 1 | cs | TRUE
87 | LV_4566-5_0_5_line_87 |  | 78 | 83 | 0.026647 | 0.125 | 0.08 | 261 | 0 | 0.364 | 1 | 1 | cs | TRUE
88 | LV_4566-5_0_5_line_88 |  | 80 | 81 | 0.0090641 | 0.125 | 0.08 | 261 | 0 | 0.364 | 1 | 1 | cs | TRUE
89 | LV_4566-5_0_5_line_89 |  | 80 | 82 | 0.012735 | 0.125 | 0.08 | 261 | 0 | 0.364 | 1 | 1 | cs | TRUE
90 | LV_4566-5_0_5_line_90 |  | 83 | 94 | 0.00049927 | 0.125 | 0.08 | 261 | 0 | 0.364 | 1 | 1 | cs | TRUE
91 | LV_4566-5_0_5_line_91 |  | 83 | 95 | 0.0077459 | 0.125 | 0.08 | 261 | 0 | 0.364 | 1 | 1 | cs | TRUE
92 | LV_4566-5_0_5_line_92 |  | 84 | 86 | 0.012221 | 0.125 | 0.08 | 261 | 0 | 0.364 | 1 | 1 | cs | TRUE
93 | LV_4566-5_0_5_line_93 |  | 85 | 87 | 0.015625 | 0.125 | 0.08 | 261 | 0 | 0.364 | 1 | 1 | cs | TRUE
94 | LV_4566-5_0_5_line_94 |  | 86 | 88 | 0.014074 | 0.125 | 0.08 | 261 | 0 | 0.364 | 1 | 1 | cs | TRUE
95 | LV_4566-5_0_5_line_95 |  | 88 | 115 | 0.014544 | 0.125 | 0.08 | 261 | 0 | 0.364 | 1 | 1 | cs | TRUE
96 | LV_4566-5_0_5_line_96 |  | 89 | 90 | 0.010143 | 0.125 | 0.08 | 261 | 0 | 0.364 | 1 | 1 | cs | TRUE
97 | LV_4566-5_0_5_line_97 |  | 89 | 91 | 0.0097184 | 0.125 | 0.08 | 261 | 0 | 0.364 | 1 | 1 | cs | TRUE
98 | LV_4566-5_0_5_line_98 |  | 90 | 92 | 0.001978 | 0.125 | 0.08 | 261 | 0 | 0.364 | 1 | 1 | cs | TRUE
99 | LV_4566-5_0_5_line_99 |  | 93 | 95 | 0.013855 | 0.125 | 0.08 | 261 | 0 | 0.364 | 1 | 1 | cs | TRUE
100 | LV_4566-5_0_5_line_100 |  | 97 | 98 | 0.0052275 | 0.125 | 0.08 | 261 | 0 | 0.364 | 1 | 5 | cs | TRUE
101 | LV_4566-5_0_5_line_101 |  | 98 | 99 | 0.020315 | 0.125 | 0.08 | 261 | 0 | 0.364 | 1 | 5 | cs | TRUE
102 | LV_4566-5_0_5_line_102 |  | 99 | 100 | 0.0055259 | 0.125 | 0.08 | 261 | 0 | 0.364 | 1 | 5 | cs | TRUE
103 | LV_4566-5_0_5_line_103 |  | 100 | 101 | 0.0058537 | 0.125 | 0.08 | 261 | 0 | 0.364 | 1 | 5 | cs | TRUE
104 | LV_4566-5_0_5_line_104 |  | 101 | 102 | 0.0096174 | 0.125 | 0.08 | 261 | 0 | 0.364 | 1 | 5 | cs | TRUE
105 | LV_4566-5_0_5_line_105 |  | 102 | 123 | 0.017722 | 0.125 | 0.08 | 261 | 0 | 0.364 | 1 | 5 | cs | TRUE
106 | LV_4566-5_0_5_line_106 |  | 102 | 116 | 0.01961 | 0.125 | 0.08 | 261 | 0 | 0.364 | 1 | 5 | cs | TRUE
107 | LV_4566-5_0_5_line_107 |  | 103 | 104 | 0.015378 | 0.125 | 0.08 | 261 | 0 | 0.364 | 1 | 5 | cs | TRUE
108 | LV_4566-5_0_5_line_108 |  | 103 | 105 | 0.018111 | 0.125 | 0.08 | 261 | 0 | 0.364 | 1 | 5 | cs | TRUE
109 | LV_4566-5_0_5_line_109 |  | 104 | 106 | 0.011097 | 0.125 | 0.08 | 261 | 0 | 0.364 | 1 | 5 | cs | TRUE
110 | LV_4566-5_0_5_line_110 |  | 105 | 107 | 0.0031272 | 0.125 | 0.08 | 261 | 0 | 0.364 | 1 | 5 | cs | TRUE
111 | LV_4566-5_0_5_line_111 |  | 106 | 108 | 0.0021408 | 0.125 | 0.08 | 261 | 0 | 0.364 | 1 | 5 | cs | TRUE
112 | LV_4566-5_0_5_line_112 |  | 107 | 109 | 0.0069526 | 0.125 | 0.08 | 261 | 0 | 0.364 | 1 | 1 | cs | TRUE
113 | LV_4566-5_0_5_line_113 |  | 107 | 110 | 0.042952 | 0.125 | 0.08 | 261 | 0 | 0.364 | 1 | 1 | cs | TRUE
114 | LV_4566-5_0_5_line_114 |  | 107 | 111 | 0.023067 | 0.125 | 0.08 | 261 | 0 | 0.364 | 1 | 5 | cs | TRUE
115 | LV_4566-5_0_5_line_115 |  | 108 | 112 | 0.016013 | 0.125 | 0.08 | 261 | 0 | 0.364 | 1 | 5 | cs | TRUE
116 | LV_4566-5_0_5_line_116 |  | 109 | 113 | 0.018501 | 0.125 | 0.08 | 261 | 0 | 0.364 | 1 | 1 | cs | TRUE
117 | LV_4566-5_0_5_line_117 |  | 111 | 114 | 0.029173 | 0.125 | 0.08 | 261 | 0 | 0.364 | 1 | 5 | cs | TRUE
118 | LV_4566-5_0_5_line_118 |  | 112 | 117 | 0.024043 | 0.125 | 0.08 | 261 | 0 | 0.364 | 1 | 1 | cs | TRUE
119 | LV_4566-5_0_5_line_119 |  | 112 | 115 | 0.0087 | 0.125 | 0.08 | 261 | 0 | 0.364 | 1 | 5 | cs | TRUE
120 | LV_4566-5_0_5_line_120 |  | 113 | 118 | 0.16367 | 0.125 | 0.08 | 261 | 0 | 0.364 | 1 | 1 | cs | TRUE
121 | LV_4566-5_0_5_line_121 |  | 114 | 122 | 0.027481 | 0.125 | 0.08 | 261 | 0 | 0.364 | 1 | 5 | cs | TRUE
122 | LV_4566-5_0_5_line_122 |  | 115 | 116 | 0.012321 | 0.125 | 0.08 | 261 | 0 | 0.364 | 1 | 5 | cs | TRUE
123 | LV_4566-5_0_5_line_123 |  | 117 | 125 | 0.0084669 | 0.125 | 0.08 | 261 | 0 | 0.364 | 1 | 1 | cs | TRUE
124 | LV_4566-5_0_5_line_124 |  | 118 | 126 | 0.023283 | 0.125 | 0.08 | 261 | 0 | 0.364 | 1 | 1 | cs | TRUE
125 | LV_4566-5_0_5_line_125 |  | 119 | 120 | 0.004913 | 0.125 | 0.08 | 261 | 0 | 0.364 | 1 | 5 | cs | TRUE
126 | LV_4566-5_0_5_line_126 |  | 119 | 121 | 0.027801 | 0.125 | 0.08 | 261 | 0 | 0.364 | 1 | 5 | cs | TRUE
127 | LV_4566-5_0_5_line_127 |  | 120 | 122 | 0.014126 | 0.125 | 0.08 | 261 | 0 | 0.364 | 1 | 5 | cs | TRUE
128 | LV_4566-5_0_5_line_128 |  | 120 | 177 | 0.008293 | 0.125 | 0.08 | 261 | 0 | 0.364 | 1 | 1 | cs | TRUE
129 | LV_4566-5_0_5_line_129 |  | 121 | 156 | 0.010058 | 0.125 | 0.08 | 261 | 0 | 0.364 | 1 | 5 | cs | TRUE
130 | LV_4566-5_0_5_line_130 |  | 123 | 124 | 0.005679 | 0.125 | 0.08 | 261 | 0 | 0.364 | 1 | 5 | cs | TRUE
131 | LV_4566-5_0_5_line_131 |  | 126 | 127 | 0.161 | 0.125 | 0.08 | 261 | 0 | 0.364 | 1 | 1 | cs | TRUE
132 | LV_4566-5_0_5_line_132 |  | 128 | 129 | 0.0056849 | 0.125 | 0.08 | 261 | 0 | 0.364 | 1 | 1 | cs | TRUE
133 | LV_4566-5_0_5_line_133 |  | 128 | 130 | 0.016763 | 0.125 | 0.08 | 261 | 0 | 0.364 | 1 | 1 | cs | TRUE
134 | LV_4566-5_0_5_line_134 |  | 129 | 131 | 0.0058383 | 0.125 | 0.08 | 261 | 0 | 0.364 | 1 | 1 | cs | TRUE
135 | LV_4566-5_0_5_line_135 |  | 130 | 132 | 0.0059644 | 0.125 | 0.08 | 261 | 0 | 0.364 | 1 | 1 | cs | TRUE
136 | LV_4566-5_0_5_line_136 |  | 131 | 133 | 0.0062283 | 0.125 | 0.08 | 261 | 0 | 0.364 | 1 | 1 | cs | TRUE
137 | LV_4566-5_0_5_line_137 |  | 132 | 134 | 0.012409 | 0.125 | 0.08 | 261 | 0 | 0.364 | 1 | 1 | cs | TRUE
138 | LV_4566-5_0_5_line_138 |  | 134 | 135 | 0.016384 | 0.125 | 0.08 | 261 | 0 | 0.364 | 1 | 1 | cs | TRUE
139 | LV_4566-5_0_5_line_139 |  | 134 | 136 | 0.0089167 | 0.125 | 0.08 | 261 | 0 | 0.364 | 1 | 1 | cs | TRUE
140 | LV_4566-5_0_5_line_140 |  | 135 | 190 | 0.0057508 | 0.125 | 0.08 | 261 | 0 | 0.364 | 1 | 1 | cs | TRUE
141 | LV_4566-5_0_5_line_141 |  | 136 | 168 | 0.002742 | 0.125 | 0.08 | 261 | 0 | 0.364 | 1 | 1 | cs | TRUE
142 | LV_4566-5_0_5_line_142 |  | 137 | 138 | 0.019081 | 0.125 | 0.08 | 261 | 0 | 0.364 | 1 | 2 | cs | TRUE
143 | LV_4566-5_0_5_line_143 |  | 137 | 139 | 0.010465 | 0.125 | 0.08 | 261 | 0 | 0.364 | 1 | 1 | cs | TRUE
144 | LV_4566-5_0_5_line_144 |  | 138 | 140 | 0.021008 | 0.125 | 0.08 | 261 | 0 | 0.364 | 1 | 2 | cs | TRUE
145 | LV_4566-5_0_5_line_145 |  | 139 | 141 | 0.017838 | 0.125 | 0.08 | 261 | 0 | 0.364 | 1 | 1 | cs | TRUE
146 | LV_4566-5_0_5_line_146 |  | 140 | 142 | 0.0028279 | 0.125 | 0.08 | 261 | 0 | 0.364 | 1 | 5 | cs | TRUE
147 | LV_4566-5_0_5_line_147 |  | 141 | 143 | 0.00968 | 0.125 | 0.08 | 261 | 0 | 0.364 | 1 | 1 | cs | TRUE
148 | LV_4566-5_0_5_line_148 |  | 142 | 144 | 0.036039 | 0.125 | 0.08 | 261 | 0 | 0.364 | 1 | 5 | cs | TRUE
149 | LV_4566-5_0_5_line_149 |  | 142 | 145 | 0.0077945 | 0.125 | 0.08 | 261 | 0 | 0.364 | 1 | 1 | cs | TRUE
150 | LV_4566-5_0_5_line_150 |  | 143 | 149 | 0.015562 | 0.125 | 0.08 | 261 | 0 | 0.364 | 1 | 1 | cs | TRUE
151 | LV_4566-5_0_5_line_151 |  | 143 | 150 | 0.028081 | 0.125 | 0.08 | 261 | 0 | 0.364 | 1 | 1 | cs | TRUE
152 | LV_4566-5_0_5_line_152 |  | 144 | 154 | 0.021868 | 0.125 | 0.08 | 261 | 0 | 0.364 | 1 | 5 | cs | TRUE
153 | LV_4566-5_0_5_line_153 |  | 145 | 151 | 0.02352 | 0.125 | 0.08 | 261 | 0 | 0.364 | 1 | 1 | cs | TRUE
154 | LV_4566-5_0_5_line_154 |  | 146 | 147 | 0.0043163 | 0.125 | 0.08 | 261 | 0 | 0.364 | 1 | 1 | cs | TRUE
155 | LV_4566-5_0_5_line_155 |  | 146 | 148 | 0.003777 | 0.125 | 0.08 | 261 | 0 | 0.364 | 1 | 1 | cs | TRUE
156 | LV_4566-5_0_5_line_156 |  | 147 | 164 | 0.026929 | 0.125 | 0.08 | 261 | 0 | 0.364 | 1 | 1 | cs | TRUE
157 | LV_4566-5_0_5_line_157 |  | 148 | 157 | 0.023153 | 0.125 | 0.08 | 261 | 0 | 0.364 | 1 | 1 | cs | TRUE
158 | LV_4566-5_0_5_line_158 |  | 148 | 150 | 0.025143 | 0.125 | 0.08 | 261 | 0 | 0.364 | 1 | 1 | cs | TRUE
159 | LV_4566-5_0_5_line_159 |  | 149 | 158 | 0.007964 | 0.125 | 0.08 | 261 | 0 | 0.364 | 1 | 1 | cs | TRUE
160 | LV_4566-5_0_5_line_160 |  | 149 | 159 | 0.009583 | 0.125 | 0.08 | 261 | 0 | 0.364 | 1 | 1 | cs | TRUE
161 | LV_4566-5_0_5_line_161 |  | 151 | 152 | 0.009893 | 0.125 | 0.08 | 261 | 0 | 0.364 | 1 | 1 | cs | TRUE
162 | LV_4566-5_0_5_line_162 |  | 152 | 153 | 0.00046682 | 0.125 | 0.08 | 261 | 0 | 0.364 | 1 | 1 | cs | TRUE
163 | LV_4566-5_0_5_line_163 |  | 153 | 155 | 0.017045 | 0.125 | 0.08 | 261 | 0 | 0.364 | 1 | 1 | cs | TRUE
164 | LV_4566-5_0_5_line_164 |  | 154 | 156 | 0.021597 | 0.125 | 0.08 | 261 | 0 | 0.364 | 1 | 5 | cs | TRUE
165 | LV_4566-5_0_5_line_165 |  | 157 | 160 | 0.025494 | 0.125 | 0.08 | 261 | 0 | 0.364 | 1 | 1 | cs | TRUE
166 | LV_4566-5_0_5_line_166 |  | 157 | 161 | 0.023099 | 0.125 | 0.08 | 261 | 0 | 0.364 | 1 | 1 | cs | TRUE
167 | LV_4566-5_0_5_line_167 |  | 159 | 168 | 0.026566 | 0.125 | 0.08 | 261 | 0 | 0.364 | 1 | 1 | cs | TRUE
168 | LV_4566-5_0_5_line_168 |  | 159 | 169 | 0.050544 | 0.125 | 0.08 | 261 | 0 | 0.364 | 1 | 1 | cs | TRUE
169 | LV_4566-5_0_5_line_169 |  | 160 | 165 | 0.010292 | 0.125 | 0.08 | 261 | 0 | 0.364 | 1 | 1 | cs | TRUE
170 | LV_4566-5_0_5_line_170 |  | 161 | 170 | 0.0030768 | 0.125 | 0.08 | 261 | 0 | 0.364 | 1 | 1 | cs | TRUE
171 | LV_4566-5_0_5_line_171 |  | 162 | 163 | 0.004405 | 0.125 | 0.08 | 261 | 0 | 0.364 | 1 | 1 | cs | TRUE
172 | LV_4566-5_0_5_line_172 |  | 162 | 164 | 0.0038988 | 0.125 | 0.08 | 261 | 0 | 0.364 | 1 | 1 | cs | TRUE
173 | LV_4566-5_0_5_line_173 |  | 163 | 171 | 0.018331 | 0.125 | 0.08 | 261 | 0 | 0.364 | 1 | 1 | cs | TRUE
174 | LV_4566-5_0_5_line_174 |  | 165 | 166 | 0.004167 | 0.125 | 0.08 | 261 | 0 | 0.364 | 1 | 1 | cs | TRUE
175 | LV_4566-5_0_5_line_175 |  | 165 | 167 | 0.017526 | 0.125 | 0.08 | 261 | 0 | 0.364 | 1 | 1 | cs | TRUE
176 | LV_4566-5_0_5_line_176 |  | 166 | 174 | 0.011096 | 0.125 | 0.08 | 261 | 0 | 0.364 | 1 | 1 | cs | TRUE
177 | LV_4566-5_0_5_line_177 |  | 166 | 175 | 0.024786 | 0.125 | 0.08 | 261 | 0 | 0.364 | 1 | 1 | cs | TRUE
178 | LV_4566-5_0_5_line_178 |  | 167 | 176 | 0.0011894 | 0.125 | 0.08 | 261 | 0 | 0.364 | 1 | 1 | cs | TRUE
179 | LV_4566-5_0_5_line_179 |  | 172 | 173 | 0.026896 | 0.125 | 0.08 | 261 | 0 | 0.364 | 1 | 1 | cs | TRUE
180 | LV_4566-5_0_5_line_180 |  | 173 | 179 | 0.0027793 | 0.125 | 0.08 | 261 | 0 | 0.364 | 1 | 1 | cs | TRUE
181 | LV_4566-5_0_5_line_181 |  | 175 | 207 | 0.023759 | 0.125 | 0.08 | 261 | 0 | 0.364 | 1 | 1 | cs | TRUE
182 | LV_4566-5_0_5_line_182 |  | 176 | 217 | 0.023017 | 0.125 | 0.08 | 261 | 0 | 0.364 | 1 | 1 | cs | TRUE
183 | LV_4566-5_0_5_line_183 |  | 177 | 182 | 0.038757 | 0.125 | 0.08 | 261 | 0 | 0.364 | 1 | 1 | cs | TRUE
184 | LV_4566-5_0_5_line_184 |  | 177 | 183 | 0.0070299 | 0.125 | 0.08 | 261 | 0 | 0.364 | 1 | 1 | cs | TRUE
185 | LV_4566-5_0_5_line_185 |  | 178 | 179 | 0.031584 | 0.125 | 0.08 | 261 | 0 | 0.364 | 1 | 1 | cs | TRUE
186 | LV_4566-5_0_5_line_186 |  | 179 | 184 | 0.003942 | 0.125 | 0.08 | 261 | 0 | 0.364 | 1 | 1 | cs | TRUE
187 | LV_4566-5_0_5_line_187 |  | 180 | 181 | 0.010991 | 0.125 | 0.08 | 261 | 0 | 0.364 | 1 | 1 | cs | TRUE
188 | LV_4566-5_0_5_line_188 |  | 181 | 223 | 0.022486 | 0.125 | 0.08 | 261 | 0 | 0.364 | 1 | 1 | cs | TRUE
189 | LV_4566-5_0_5_line_189 |  | 182 | 205 | 0.023974 | 0.125 | 0.08 | 261 | 0 | 0.364 | 1 | 1 | cs | TRUE
190 | LV_4566-5_0_5_line_190 |  | 183 | 222 | 0.015439 | 0.125 | 0.08 | 261 | 0 | 0.364 | 1 | 1 | cs | TRUE
191 | LV_4566-5_0_5_line_191 |  | 184 | 185 | 0.005582 | 0.125 | 0.08 | 261 | 0 | 0.364 | 1 | 1 | cs | TRUE
192 | LV_4566-5_0_5_line_192 |  | 184 | 186 | 0.02448 | 0.125 | 0.08 | 261 | 0 | 0.364 | 1 | 1 | cs | TRUE
193 | LV_4566-5_0_5_line_193 |  | 185 | 187 | 0.0061684 | 0.125 | 0.08 | 261 | 0 | 0.364 | 1 | 1 | cs | TRUE
194 | LV_4566-5_0_5_line_194 |  | 185 | 188 | 0.043319 | 0.125 | 0.08 | 261 | 0 | 0.364 | 1 | 1 | cs | TRUE
195 | LV_4566-5_0_5_line_195 |  | 186 | 189 | 0.01353 | 0.125 | 0.08 | 261 | 0 | 0.364 | 1 | 1 | cs | TRUE
196 | LV_4566-5_0_5_line_196 |  | 187 | 196 | 0.022217 | 0.125 | 0.08 | 261 | 0 | 0.364 | 1 | 1 | cs | TRUE
197 | LV_4566-5_0_5_line_197 |  | 188 | 193 | 0.019647 | 0.125 | 0.08 | 261 | 0 | 0.364 | 1 | 1 | cs | TRUE
198 | LV_4566-5_0_5_line_198 |  | 190 | 192 | 0.0056677 | 0.125 | 0.08 | 261 | 0 | 0.364 | 1 | 1 | cs | TRUE
199 | LV_4566-5_0_5_line_199 |  | 191 | 192 | 0.0054413 | 0.125 | 0.08 | 261 | 0 | 0.364 | 1 | 1 | cs | TRUE
200 | LV_4566-5_0_5_line_200 |  | 193 | 194 | 0.018909 | 0.125 | 0.08 | 261 | 0 | 0.364 | 1 | 1 | cs | TRUE
201 | LV_4566-5_0_5_line_201 |  | 194 | 195 | 0.0089813 | 0.125 | 0.08 | 261 | 0 | 0.364 | 1 | 1 | cs | TRUE
202 | LV_4566-5_0_5_line_202 |  | 195 | 197 | 0.022277 | 0.125 | 0.08 | 261 | 0 | 0.364 | 1 | 1 | cs | TRUE
203 | LV_4566-5_0_5_line_203 |  | 196 | 201 | 0.0086352 | 0.125 | 0.08 | 261 | 0 | 0.364 | 1 | 1 | cs | TRUE
204 | LV_4566-5_0_5_line_204 |  | 197 | 198 | 0.034523 | 0.125 | 0.08 | 261 | 0 | 0.364 | 1 | 1 | cs | TRUE
205 | LV_4566-5_0_5_line_205 |  | 197 | 199 | 0.051705 | 0.125 | 0.08 | 261 | 0 | 0.364 | 1 | 1 | cs | TRUE
206 | LV_4566-5_0_5_line_206 |  | 199 | 200 | 0.017966 | 0.125 | 0.08 | 261 | 0 | 0.364 | 1 | 1 | cs | TRUE
207 | LV_4566-5_0_5_line_207 |  | 200 | 206 | 0.0086684 | 0.125 | 0.08 | 261 | 0 | 0.364 | 1 | 1 | cs | TRUE
208 | LV_4566-5_0_5_line_208 |  | 201 | 222 | 0.0047104 | 0.125 | 0.08 | 261 | 0 | 0.364 | 1 | 1 | cs | TRUE
209 | LV_4566-5_0_5_line_209 |  | 203 | 223 | 0.028234 | 0.125 | 0.08 | 261 | 0 | 0.364 | 1 | 1 | cs | TRUE
210 | LV_4566-5_0_5_line_210 |  | 204 | 205 | 0.029654 | 0.125 | 0.08 | 261 | 0 | 0.364 | 1 | 1 | cs | TRUE
211 | LV_4566-5_0_5_line_211 |  | 206 | 225 | 0.056407 | 0.125 | 0.08 | 261 | 0 | 0.364 | 1 | 1 | cs | TRUE
212 | LV_4566-5_0_5_line_212 |  | 207 | 208 | 0.024804 | 0.125 | 0.08 | 261 | 0 | 0.364 | 1 | 1 | cs | TRUE
213 | LV_4566-5_0_5_line_213 |  | 208 | 209 | 0.025156 | 0.125 | 0.08 | 261 | 0 | 0.364 | 1 | 1 | cs | TRUE
214 | LV_4566-5_0_5_line_214 |  | 209 | 210 | 0.031306 | 0.125 | 0.08 | 261 | 0 | 0.364 | 1 | 1 | cs | TRUE
215 | LV_4566-5_0_5_line_215 |  | 209 | 211 | 0.003663 | 0.125 | 0.08 | 261 | 0 | 0.364 | 1 | 1 | cs | TRUE
216 | LV_4566-5_0_5_line_216 |  | 210 | 212 | 0.019103 | 0.125 | 0.08 | 261 | 0 | 0.364 | 1 | 1 | cs | TRUE
217 | LV_4566-5_0_5_line_217 |  | 210 | 213 | 0.0082045 | 0.125 | 0.08 | 261 | 0 | 0.364 | 1 | 1 | cs | TRUE
218 | LV_4566-5_0_5_line_218 |  | 211 | 214 | 0.00415 | 0.125 | 0.08 | 261 | 0 | 0.364 | 1 | 1 | cs | TRUE
219 | LV_4566-5_0_5_line_219 |  | 212 | 221 | 0.021282 | 0.125 | 0.08 | 261 | 0 | 0.364 | 1 | 1 | cs | TRUE
220 | LV_4566-5_0_5_line_220 |  | 214 | 218 | 0.013698 | 0.125 | 0.08 | 261 | 0 | 0.364 | 1 | 1 | cs | TRUE
221 | LV_4566-5_0_5_line_221 |  | 214 | 219 | 0.0048871 | 0.125 | 0.08 | 261 | 0 | 0.364 | 1 | 1 | cs | TRUE
222 | LV_4566-5_0_5_line_222 |  | 215 | 216 | 0.016488 | 0.125 | 0.08 | 261 | 0 | 0.364 | 1 | 1 | cs | TRUE
223 | LV_4566-5_0_5_line_223 |  | 216 | 217 | 0.0013349 | 0.125 | 0.08 | 261 | 0 | 0.364 | 1 | 1 | cs | TRUE
224 | LV_4566-5_0_5_line_224 |  | 218 | 220 | 0.0034759 | 0.125 | 0.08 | 261 | 0 | 0.364 | 1 | 1 | cs | TRUE
225 | LV_4566-5_0_5_line_225 |  | 224 | 225 | 0.0010269 | 0.125 | 0.08 | 261 | 0 | 0.364 | 1 | 1 | cs | TRUE
226 | LV_4566-5_0_5_line_226 |  | 224 | 226 | 0.011589 | 0.125 | 0.08 | 261 | 0 | 0.364 | 1 | 1 | cs | TRUE
227 | LV_4566-5_0_5_line_227 |  | 225 | 227 | 0.025041 | 0.125 | 0.08 | 261 | 0 | 0.364 | 1 | 1 | cs | TRUE

## trafo
| name | std_type | hv_bus | lv_bus | sn_mva | vn_hv_kv | vn_lv_kv | vk_percent | vkr_percent | pfe_kw | i0_percent | shift_degree | tap_side | tap_neutral | tap_min | tap_max | tap_step_percent | tap_step_degree | tap_pos | tap_phase_shifter | parallel | df | in_service
0 | LV_4566-5_0_5_trafo_211 | 0.63 MVA 20/0.4 kV | 229 | 124 | 0.63 | 20 | 0.4 | 6 | 1.206 | 1.65 | 0.2619 | 150 | hv | 0 | -2 | 2 | 2.5 | 0 | 0 | FALSE | 1 | 1 | TRUE

## line_geodata
| x0 | y0 | x1 | y1 | x2 | y2 | x3 | y3 | x4 | y4 | x5 | y5 | x6 | y6 | x7 | y7 | x8 | y8 | x9 | y9 | x10 | y10
0 | 2710335.877 | 1268201.2367 | 2710329.1275 | 1268143.9755
1 | 2710335.877 | 1268201.2367 | 2710371.9185 | 1268196.6057 | 2710379.2127 | 1268181.74
2 | 2710379.2127 | 1268181.74 | 2710383.05 | 1268183.8691 | 2710384.8835 | 1268180.4226 | 2710388.6377 | 1268173.7091
3 | 2710161.1303 | 1268030.6165 | 2710153.9825 | 1268027.9698 | 2710150.0673 | 1268024.7607 | 2710147.7635 | 1268021.1368 | 2710146.8397 | 1268017.383 | 2710147.1381 | 1268013.4963 | 2710148.0053 | 1268009.787 | 2710149.9353 | 1268005.6082 | 2710157.056 | 1267993.1634 | 2710181.4068 | 1267949.4014 | 2710214.5092 | 1267956.2914
4 | 2710161.1303 | 1268030.6165 | 2710166.3278 | 1268030.8691 | 2710178.4802 | 1268030.3842 | 2710197.9396 | 1268031.2811 | 2710221.9802 | 1268033.1756 | 2710242.9462 | 1268035.6355 | 2710262.9072 | 1268038.6994 | 2710282.0435 | 1268042.382 | 2710296.2136 | 1268045.5649
5 | 2710214.5092 | 1267956.2914 | 2710228.1668 | 1267953.021 | 2710229.2771 | 1267936.2938 | 2710231.0344 | 1267929.6764 | 2710237.3277 | 1267926.4799
6 | 2710214.5092 | 1267956.2914 | 2710224.692 | 1267962.5201 | 2710225.3497 | 1267971.6514 | 2710225.5905 | 1267980.9306 | 2710228.3491 | 1267984.7966 | 2710232.3025 | 1267986.3606 | 2710254.397 | 1267986.851 | 2710255.0031 | 1267972.5387 | 2710294.1136 | 1267973.7584
7 | 2710214.5092 | 1267956.2914 | 2710181.4068 | 1267949.4014 | 2710207.3003 | 1267902.8659 | 2710217.8922 | 1267883.958
8 | 2710296.2136 | 1268045.5649 | 2710305.2091 | 1268047.5855 | 2710305.2091 | 1268047.5855
9 | 2710388.6377 | 1268173.7091 | 2710410.8921 | 1268128.7557
10 | 2710410.8092 | 1268083.2953 | 2710384.4413 | 1268076.8737
11 | 2710414.4401 | 1268084.1796 | 2710410.8092 | 1268083.2953
12 | 2710217.8922 | 1267883.958 | 2710220.5098 | 1267881.2601 | 2710223.645 | 1267879.4725 | 2710226.2913 | 1267878.4655 | 2710238.6702 | 1267875.9497 | 2710257.8244 | 1267871.8461
13 | 2710317.5811 | 1268050.6636 | 2710330.7117 | 1268053.9283
14 | 2710317.5811 | 1268050.6636 | 2710305.2091 | 1268047.5855
15 | 2710317.5811 | 1268050.6636 | 2710318.1889 | 1268042.4039
16 | 2710330.7117 | 1268053.9283 | 2710337.5502 | 1268055.6286
17 | 2710318.1889 | 1268042.4039 | 2710318.2408 | 1268041.6978
18 | 2710257.8244 | 1267871.8461 | 2710267.9051 | 1267869.6865
19 | 2710509.1124 | 1268255.7881 | 2710507.7745 | 1268255.6741 | 2710504.5395 | 1268255.1576 | 2710501.7008 | 1268253.9813
20 | 2710509.1124 | 1268255.7881 | 2710511.9102 | 1268256.0345
21 | 2710501.7008 | 1268253.9813 | 2710499.3667 | 1268251.9914 | 2710497.6303 | 1268249.4345 | 2710496.4132 | 1268245.6862 | 2710493.4324 | 1268231.5848 | 2710489.5479 | 1268214.4393
22 | 2710511.9102 | 1268256.0345 | 2710516.6507 | 1268256.4519 | 2710528.5065 | 1268257.5847
23 | 2710488.6763 | 1268190.8603 | 2710488.034 | 1268191.3932 | 2710486.4364 | 1268192.6867 | 2710485.6605 | 1268193.9177 | 2710485.4494 | 1268196.3492 | 2710489.5479 | 1268214.4393
24 | 2710480.7268 | 1268186.4189 | 2710480.5662 | 1268190.5751 | 2710488.6763 | 1268190.8603
25 | 2710480.7268 | 1268186.4189 | 2710503.8381 | 1268188.4836
26 | 2710480.7268 | 1268186.4189 | 2710469.9282 | 1268185.368
27 | 2710503.8381 | 1268188.4836 | 2710514.109 | 1268189.4011
28 | 2710461.5303 | 1268184.5508 | 2710469.9282 | 1268185.368
29 | 2710414.9414 | 1268120.5763 | 2710410.8921 | 1268128.7557
30 | 2710414.9414 | 1268120.5763 | 2710416.5395 | 1268117.8619
31 | 2710424.8584 | 1268103.7325 | 2710416.5395 | 1268117.8619
32 | 2710423.4532 | 1268092.1438 | 2710423.3975 | 1268095.1232 | 2710412.4993 | 1268117.9172 | 2710399.8218 | 1268121.9283 | 2710398.3803 | 1268124.7017
33 | 2710414.4401 | 1268084.1796 | 2710420.1085 | 1268086.2206 | 2710422.3114 | 1268088.3859 | 2710423.4532 | 1268092.1438
34 | 2710429.975 | 1268089.2076 | 2710423.4532 | 1268092.1438
35 | 2710477.1975 | 1267943.7215 | 2710473.4179 | 1267934.4845 | 2710469.8179 | 1267917.8417
36 | 2710479.8469 | 1267950.1961 | 2710477.1975 | 1267943.7215
37 | 2710464.5485 | 1267893.4816 | 2710469.8179 | 1267917.8417
38 | 2710479.8469 | 1267950.1961 | 2710476.1842 | 1267949.5938
39 | 2710479.8469 | 1267950.1961 | 2710493.41 | 1267967.8185
40 | 2710443.9778 | 1267944.3205 | 2710476.1842 | 1267949.5938
41 | 2710476.1842 | 1267949.5938 | 2710472.979 | 1267942.2497 | 2710470.4703 | 1267935.0966 | 2710468.4554 | 1267926.3375
42 | 2710443.9778 | 1267944.3205 | 2710442.7382 | 1267953.839 | 2710443.5901 | 1267964.4476
43 | 2710418.8039 | 1267940.2021 | 2710443.9778 | 1267944.3205
44 | 2710468.4554 | 1267926.3375 | 2710465.6454 | 1267914.1214 | 2710464.6217 | 1267909.571
45 | 2710481.3648 | 1267985.3552 | 2710483.5788 | 1267986.9313
46 | 2710477.2757 | 1267998.6904 | 2710473.6802 | 1267996.1098 | 2710481.3648 | 1267985.3552
47 | 2710477.2757 | 1267998.6904 | 2710479.8759 | 1268000.5518
48 | 2710465.6629 | 1268014.5872 | 2710477.2757 | 1267998.6904
49 | 2710480.5408 | 1268035.8283 | 2710477.3485 | 1268032.2211 | 2710470.7384 | 1268022.2462
50 | 2710480.5408 | 1268035.8283 | 2710464.298 | 1268048.4526
51 | 2710480.5408 | 1268035.8283 | 2710483.3054 | 1268038.9605
52 | 2710465.6629 | 1268014.5872 | 2710470.7384 | 1268022.2462
53 | 2710483.3054 | 1268038.9605 | 2710476.4538 | 1268044.2223
54 | 2710443.5901 | 1267964.4476 | 2710443.8007 | 1267967.0704 | 2710441.5544 | 1267967.2175 | 2710442.3434 | 1267978.2769
55 | 2710418.8039 | 1267940.2021 | 2710418.0112 | 1267924.7604
56 | 2710404.9289 | 1267938.5859 | 2710414.6422 | 1267939.7128 | 2710418.8039 | 1267940.2021
57 | 2710413.9441 | 1267926.7217 | 2710414.6422 | 1267939.7128 | 2710418.8039 | 1267940.2021
58 | 2710400.5363 | 1267970.1758 | 2710400.5363 | 1267970.1758 | 2710400.4859 | 1267968.8404 | 2710400.2876 | 1267963.7434 | 2710400.2199 | 1267962.1296 | 2710403.2897 | 1267956.9936 | 2710403.3231 | 1267956.0155 | 2710403.3518 | 1267955.2342
59 | 2710404.9289 | 1267938.5859 | 2710404.381 | 1267942.9239 | 2710404.1777 | 1267944.5326 | 2710403.7451 | 1267947.9386 | 2710403.5603 | 1267949.3697 | 2710403.4998 | 1267950.9922 | 2710403.4611 | 1267952.2593 | 2710403.3518 | 1267955.2342
60 | 2710409.5656 | 1267993.7384 | 2710401.1634 | 1267993.4078 | 2710400.4116 | 1267984.8975 | 2710400.3439 | 1267983.684 | 2710399.966 | 1267976.5152 | 2710399.8931 | 1267975.1793 | 2710400.5363 | 1267970.1758
61 | 2710409.5656 | 1267993.7384 | 2710411.492 | 1267993.8142
62 | 2710413.9441 | 1267926.7217 | 2710410.9906 | 1267926.8444
63 | 2710413.9441 | 1267926.7217 | 2710413.1656 | 1267911.1825
64 | 2710413.1656 | 1267911.1825 | 2710410.0378 | 1267911.3687
65 | 2710418.0112 | 1267924.7604 | 2710417.3912 | 1267912.685 | 2710420.7446 | 1267912.5142
66 | 2710417.5783 | 1267894.6283 | 2710419.8015 | 1267896.1156 | 2710420.5124 | 1267908.4285 | 2710420.7446 | 1267912.5142 | 2710420.7446 | 1267912.5142
67 | 2710397.392 | 1268070.5266 | 2710380.1489 | 1268066.4235 | 2710371.2363 | 1268064.1587
68 | 2710350.0577 | 1268058.777 | 2710371.2363 | 1268064.1587
69 | 2710417.0153 | 1268073.2849 | 2710409.3398 | 1268073.0968 | 2710404.7478 | 1268072.277 | 2710397.392 | 1268070.5266
70 | 2710350.0577 | 1268058.777 | 2710342.7297 | 1268056.9164 | 2710337.5502 | 1268055.6286
71 | 2710350.0577 | 1268058.777 | 2710352.2259 | 1268049.2687
72 | 2710417.0153 | 1268073.2849 | 2710423.0779 | 1268072.7644 | 2710426.48 | 1268072.0005
73 | 2710414.4401 | 1268084.1796 | 2710415.5114 | 1268079.629 | 2710417.0153 | 1268073.2849
74 | 2710355.0601 | 1268036.8402 | 2710352.2259 | 1268049.2687
75 | 2710355.0601 | 1268036.8402 | 2710357.3262 | 1268036.8381 | 2710361.3447 | 1268037.7422
76 | 2710355.0601 | 1268036.8402 | 2710352.5757 | 1268036.8382 | 2710341.5216 | 1268034.243
77 | 2710438.7853 | 1268084.2679 | 2710437.4825 | 1268086.7013 | 2710435.3713 | 1268088.4856 | 2710432.7426 | 1268089.3594 | 2710429.975 | 1268089.2076
78 | 2710429.975 | 1268089.2076 | 2710427.8282 | 1268096.5183 | 2710425.2126 | 1268103.1308 | 2710424.8584 | 1268103.7325
79 | 2710438.7853 | 1268084.2679 | 2710454.8591 | 1268089.4618 | 2710463.5789 | 1268090.5702 | 2710467.3805 | 1268091.1255
80 | 2710436.1942 | 1268076.2903 | 2710437.7453 | 1268077.8874 | 2710438.747 | 1268079.8745 | 2710439.1051 | 1268082.0609 | 2710438.7853 | 1268084.2679
81 | 2710436.1942 | 1268076.2903 | 2710439.9586 | 1268072.6575 | 2710449.0578 | 1268065.5106
82 | 2710449.0578 | 1268065.5106 | 2710463.3162 | 1268054.3114 | 2710476.4538 | 1268044.2223
83 | 2710373.7145 | 1268040.5251 | 2710361.3447 | 1268037.7422
84 | 2710559.9236 | 1268033.6777 | 2710560.7776 | 1268031.3453
85 | 2710559.9236 | 1268033.6777 | 2710552.9415 | 1268056.3843
86 | 2710559.9236 | 1268033.6777 | 2710578.2333 | 1268031.1997
87 | 2710465.6629 | 1268014.5872 | 2710463.2614 | 1268010.9614 | 2710443.8806 | 1267999.8227
88 | 2710327.9996 | 1268031.0684 | 2710319.1754 | 1268028.9967 | 2710319.1754 | 1268028.9967
89 | 2710318.2408 | 1268041.6978 | 2710319.1754 | 1268028.9967
90 | 2710443.8806 | 1267999.8227 | 2710443.4476 | 1267999.5742
91 | 2710443.8806 | 1267999.8227 | 2710443.3294 | 1267992.0965
92 | 2710552.9415 | 1268056.3843 | 2710549.3497 | 1268068.0655
93 | 2710593.7175 | 1268029.1041 | 2710578.2333 | 1268031.1997
94 | 2710549.3497 | 1268068.0655 | 2710549.3497 | 1268068.0655 | 2710547.4816 | 1268082.0152
95 | 2710545.5513 | 1268096.4304 | 2710547.4816 | 1268082.0152
96 | 2710417.5783 | 1267894.6283 | 2710412.3192 | 1267896.0535 | 2710412.0606 | 1267891.3668
97 | 2710417.5783 | 1267894.6283 | 2710421.4907 | 1267893.9564 | 2710427.2324 | 1267893.6728
98 | 2710412.0606 | 1267891.3668 | 2710410.0789 | 1267891.4521
99 | 2710443.3294 | 1267992.0965 | 2710442.3434 | 1267978.2769
100 | 2710467.3805 | 1268091.1255 | 2710472.5531 | 1268091.8812
101 | 2710492.6546 | 1268094.8177 | 2710472.5531 | 1268091.8812
102 | 2710492.6546 | 1268094.8177 | 2710493.7004 | 1268094.9705 | 2710498.1676 | 1268095.0979
103 | 2710504.019 | 1268095.2648 | 2710498.1676 | 1268095.0979
104 | 2710513.6326 | 1268095.5326 | 2710507.3045 | 1268095.3585 | 2710504.019 | 1268095.2648
105 | 2710513.6326 | 1268095.5326 | 2710512.885 | 1268113.2383
106 | 2710513.6326 | 1268095.5326 | 2710533.2348 | 1268096.0839
107 | 2710598.8698 | 1268094.7501 | 2710584.4808 | 1268095.6136 | 2710583.5181 | 1268095.6384
108 | 2710598.8698 | 1268094.7501 | 2710616.9483 | 1268093.6651
109 | 2710583.5181 | 1268095.6384 | 2710572.4251 | 1268095.9249
110 | 2710620.0699 | 1268093.4778 | 2710616.9483 | 1268093.6651
111 | 2710570.285 | 1268095.9802 | 2710572.4251 | 1268095.9249
112 | 2710620.0699 | 1268093.4778 | 2710626.9927 | 1268092.8347
113 | 2710620.0699 | 1268093.4778 | 2710621.7206 | 1268114.6717 | 2710622.9958 | 1268130.9876 | 2710623.3413 | 1268135.4535 | 2710623.4459 | 1268136.2965
114 | 2710620.0699 | 1268093.4778 | 2710616.7112 | 1268103.9797 | 2710617.5175 | 1268112.7802 | 2710617.7621 | 1268115.9743
115 | 2710554.2774 | 1268096.3936 | 2710570.285 | 1268095.9802
116 | 2710626.9927 | 1268092.8347 | 2710637.2043 | 1268091.8861 | 2710645.3864 | 1268090.8682
117 | 2710617.7621 | 1268115.9743 | 2710619.2293 | 1268135.1318 | 2710620.478 | 1268145.013
118 | 2710554.2774 | 1268096.3936 | 2710554.4118 | 1268120.4364
119 | 2710554.2774 | 1268096.3936 | 2710545.5513 | 1268096.4304
120 | 2710807.2387 | 1268067.128 | 2710788.1514 | 1268070.8846 | 2710772.3411 | 1268073.724 | 2710757.242 | 1268075.9763 | 2710732.8824 | 1268078.6555 | 2710701.1889 | 1268082.2092 | 2710692.8809 | 1268083.2323 | 2710683.2999 | 1268084.6985 | 2710661.7244 | 1268088.6646 | 2710650.3343 | 1268090.2527 | 2710645.3864 | 1268090.8682
121 | 2710625.4637 | 1268172.0235 | 2710625.4156 | 1268171.8019 | 2710621.2945 | 1268151.4736 | 2710620.478 | 1268145.013
122 | 2710545.5513 | 1268096.4304 | 2710533.2348 | 1268096.0839
123 | 2710554.4591 | 1268128.9032 | 2710554.4118 | 1268120.4364
124 | 2710807.2387 | 1268067.128 | 2710808.918 | 1268066.7036 | 2710811.5806 | 1268066.0307 | 2710829.8715 | 1268061.3919
125 | 2710633.1749 | 1268184.3804 | 2710628.4652 | 1268185.8268
126 | 2710633.1749 | 1268184.3804 | 2710644.6162 | 1268180.8582 | 2710651.881 | 1268178.848 | 2710659.7024 | 1268177.6712 | 2710660.0854 | 1268177.6735
127 | 2710628.4652 | 1268185.8268 | 2710626.5314 | 1268176.9384 | 2710625.4637 | 1268172.0235
128 | 2710628.4652 | 1268185.8268 | 2710631.4217 | 1268193.5778
129 | 2710660.0854 | 1268177.6735 | 2710668.4342 | 1268177.7237 | 2710670.1196 | 1268178.005
130 | 2710512.6455 | 1268118.9123 | 2710512.885 | 1268113.2383
131 | 2710830.3922 | 1268180.8395 | 2710831.9381 | 1268167.0675 | 2710873.2288 | 1268156.7553 | 2710839.0981 | 1268082.0163 | 2710829.8715 | 1268061.3919
132 | 2710873.8481 | 1268270.645 | 2710878.7408 | 1268267.7502
133 | 2710873.8481 | 1268270.645 | 2710859.4207 | 1268279.1811
134 | 2710883.7655 | 1268264.7773 | 2710878.7408 | 1268267.7502
135 | 2710859.4207 | 1268279.1811 | 2710854.2875 | 1268282.2183
136 | 2710889.1258 | 1268261.6057 | 2710883.7655 | 1268264.7773
137 | 2710843.6076 | 1268288.5372 | 2710854.2875 | 1268282.2183
138 | 2710843.6076 | 1268288.5372 | 2710829.6169 | 1268297.0625
139 | 2710843.6076 | 1268288.5372 | 2710837.4648 | 1268282.0739
140 | 2710829.6169 | 1268297.0625 | 2710824.706 | 1268300.055
141 | 2710835.5758 | 1268280.0863 | 2710837.4648 | 1268282.0739
142 | 2710767.9832 | 1268247.7043 | 2710754.0928 | 1268234.6227 | 2710754.0928 | 1268234.6227
143 | 2710767.9832 | 1268247.7043 | 2710775.6017 | 1268254.8793
144 | 2710754.0928 | 1268234.6227 | 2710738.6278 | 1268220.4048
145 | 2710788.5873 | 1268267.1088 | 2710775.6017 | 1268254.8793
146 | 2710736.546 | 1268218.4908 | 2710738.6278 | 1268220.4048
147 | 2710795.6445 | 1268273.7581 | 2710788.5873 | 1268267.1088
148 | 2710736.546 | 1268218.4908 | 2710709.6591 | 1268194.4934
149 | 2710736.546 | 1268218.4908 | 2710736.7061 | 1268210.698
150 | 2710795.6445 | 1268273.7581 | 2710809.0584 | 1268265.8026
151 | 2710795.6445 | 1268273.7581 | 2710772.4458 | 1268289.5813
152 | 2710709.6591 | 1268194.4934 | 2710705.7588 | 1268191.0122 | 2710698.0665 | 1268186.5086 | 2710690.8971 | 1268183.6274
153 | 2710736.7061 | 1268210.698 | 2710737.1894 | 1268187.1832
154 | 2710749.5728 | 1268300.6068 | 2710748.1607 | 1268301.6368 | 2710745.9815 | 1268302.9962
155 | 2710751.6744 | 1268303.749 | 2710749.5728 | 1268300.6068
156 | 2710745.9815 | 1268302.9962 | 2710743.4533 | 1268304.5734 | 2710740.0629 | 1268305.9221 | 2710736.1942 | 1268305.8829 | 2710732.0944 | 1268305.3167 | 2710728.0536 | 1268303.6173 | 2710725.1944 | 1268301.1282 | 2710722.5969 | 1268297.9323
157 | 2710751.6744 | 1268303.749 | 2710749.3365 | 1268307.9866 | 2710745.4046 | 1268311.3159 | 2710735.3376 | 1268319.8458
158 | 2710751.6744 | 1268303.749 | 2710772.4458 | 1268289.5813
159 | 2710804.8568 | 1268259.029 | 2710809.0584 | 1268265.8026
160 | 2710817.2747 | 1268260.8301 | 2710809.0584 | 1268265.8026
161 | 2710737.3926 | 1268177.2923 | 2710737.1894 | 1268187.1832
162 | 2710737.3926 | 1268177.2923 | 2710737.4022 | 1268176.8256
163 | 2710737.7524 | 1268159.7843 | 2710737.4022 | 1268176.8256
164 | 2710690.8971 | 1268183.6274 | 2710686.2234 | 1268181.7492 | 2710677.44 | 1268179.227 | 2710670.1196 | 1268178.005
165 | 2710735.3376 | 1268319.8458 | 2710717.9684 | 1268336.0011 | 2710716.9956 | 1268337.4835
166 | 2710735.3376 | 1268319.8458 | 2710741.601 | 1268327.4698 | 2710747.3453 | 1268333.4716 | 2710751.1273 | 1268336.6254
167 | 2710817.2747 | 1268260.8301 | 2710835.5758 | 1268280.0863
168 | 2710817.2747 | 1268260.8301 | 2710860.6655 | 1268234.9082
169 | 2710710.2371 | 1268341.6167 | 2710713.2102 | 1268343.2516 | 2710716.9956 | 1268337.4835
170 | 2710751.1273 | 1268336.6254 | 2710753.4903 | 1268338.5959
171 | 2710719.7466 | 1268300.5923 | 2710716.4986 | 1268303.5785
172 | 2710719.7466 | 1268300.5923 | 2710722.5969 | 1268297.9323
173 | 2710716.4986 | 1268303.5785 | 2710709.1439 | 1268295.5337 | 2710704.0083 | 1268290.1633
174 | 2710710.2371 | 1268341.6167 | 2710706.5786 | 1268339.602
175 | 2710710.2371 | 1268341.6167 | 2710703.2777 | 1268352.6404 | 2710700.8573 | 1268356.4213
176 | 2710706.5786 | 1268339.602 | 2710712.3779 | 1268330.1416
177 | 2710706.5786 | 1268339.602 | 2710704.2325 | 1268343.4725 | 2710701.8999 | 1268347.4323 | 2710698.5076 | 1268348.4808 | 2710691.9686 | 1268358.6776
178 | 2710700.216 | 1268357.423 | 2710700.8573 | 1268356.4213
179 | 2710672.057 | 1268251.4152 | 2710690.7615 | 1268270.7421
180 | 2710670.1242 | 1268249.418 | 2710672.057 | 1268251.4152
181 | 2710691.9686 | 1268358.6776 | 2710679.1432 | 1268378.6772
182 | 2710700.216 | 1268357.423 | 2710687.8062 | 1268376.8076
183 | 2710631.4217 | 1268193.5778 | 2710628.7355 | 1268191.8927 | 2710624.5105 | 1268191.58 | 2710622.413 | 1268191.8299 | 2710609.6539 | 1268194.5712 | 2710601.8921 | 1268195.7825 | 2710593.6146 | 1268196.7229
184 | 2710631.4217 | 1268193.5778 | 2710633.5158 | 1268196.3194 | 2710635.0954 | 1268199.5321
185 | 2710670.1242 | 1268249.418 | 2710659.0408 | 1268235.4649 | 2710651.5887 | 1268223.8917
186 | 2710670.1242 | 1268249.418 | 2710667.9918 | 1268252.7365
187 | 2710564.6673 | 1268193.3304 | 2710575.6474 | 1268193.8235
188 | 2710564.6673 | 1268193.3304 | 2710551.4195 | 1268192.7354 | 2710542.2312 | 1268191.9164
189 | 2710569.658 | 1268197.1105 | 2710576.0574 | 1268197.267 | 2710585.2579 | 1268197.2169 | 2710593.4048 | 1268196.7468 | 2710593.6146 | 1268196.7229
190 | 2710635.0954 | 1268199.5321 | 2710635.5246 | 1268200.405 | 2710641.8595 | 1268213.4107
191 | 2710667.9918 | 1268252.7365 | 2710664.5206 | 1268248.3566
192 | 2710652.4474 | 1268271.1393 | 2710656.0282 | 1268269.2714 | 2710658.5822 | 1268266.7615 | 2710667.9918 | 1268252.7365
193 | 2710664.5206 | 1268248.3566 | 2710661.0861 | 1268244.0218 | 2710660.716 | 1268243.5021
194 | 2710664.5206 | 1268248.3566 | 2710664.6127 | 1268251.0718 | 2710663.6097 | 1268253.5774 | 2710658.7839 | 1268260.8156 | 2710655.0956 | 1268264.8056 | 2710651.7709 | 1268267.0675 | 2710647.9669 | 1268268.3975 | 2710644.547 | 1268268.9117 | 2710638.5303 | 1268268.5987 | 2710632.3256 | 1268267.9715
195 | 2710652.4474 | 1268271.1393 | 2710645.0362 | 1268282.4588
196 | 2710648.2891 | 1268225.0998 | 2710649.7029 | 1268227.5832 | 2710654.5358 | 1268234.8244 | 2710660.716 | 1268243.5021
197 | 2710632.3256 | 1268267.9715 | 2710612.7781 | 1268265.9956
198 | 2710824.706 | 1268300.055 | 2710819.866 | 1268303.0042
199 | 2710815.2194 | 1268305.8357 | 2710819.866 | 1268303.0042
200 | 2710593.9651 | 1268264.0939 | 2710612.7781 | 1268265.9956
201 | 2710593.9651 | 1268264.0939 | 2710585.0292 | 1268263.1916
202 | 2710562.8647 | 1268260.9536 | 2710585.0292 | 1268263.1916
203 | 2710648.2891 | 1268225.0998 | 2710644.0167 | 1268217.5956
204 | 2710562.8647 | 1268260.9536 | 2710545.8906 | 1268259.2457 | 2710528.5065 | 1268257.5847
205 | 2710547.9766 | 1268304.2352 | 2710550.2582 | 1268276.865 | 2710555.061 | 1268277.2775 | 2710555.4153 | 1268274.0368 | 2710562.0967 | 1268268.2012 | 2710562.2128 | 1268266.8243 | 2710562.5169 | 1268264.25 | 2710562.8647 | 1268260.9536
206 | 2710547.9766 | 1268304.2352 | 2710565.9005 | 1268305.4716 | 2710565.9005 | 1268305.4716
207 | 2710571.4843 | 1268312.1021 | 2710565.9005 | 1268305.4716
208 | 2710644.0167 | 1268217.5956 | 2710643.1944 | 1268216.1513 | 2710641.8595 | 1268213.4107
209 | 2710514.109 | 1268189.4011 | 2710524.1901 | 1268190.3017 | 2710529.466 | 1268190.7786 | 2710542.2312 | 1268191.9164
210 | 2710569.658 | 1268197.1105 | 2710566.3429 | 1268197.0295 | 2710548.6348 | 1268195.508 | 2710540.0978 | 1268194.8261
211 | 2710627.0506 | 1268317.5711 | 2710589.6372 | 1268314.6905 | 2710572.742 | 1268313.5956 | 2710571.4843 | 1268312.1021
212 | 2710679.1432 | 1268378.6772 | 2710678.1281 | 1268380.2602 | 2710665.7099 | 1268399.5289
213 | 2710653.315 | 1268420.8643 | 2710663.9846 | 1268406.2736 | 2710664.327 | 1268402.4656 | 2710665.2184 | 1268400.2915 | 2710665.7099 | 1268399.5289
214 | 2710631.2029 | 1268399.2981 | 2710646.5266 | 1268411.5291 | 2710650.3208 | 1268415.1366 | 2710652.306 | 1268418.0652 | 2710653.315 | 1268420.8643
215 | 2710654.5527 | 1268424.3128 | 2710653.315 | 1268420.8643
216 | 2710631.2029 | 1268399.2981 | 2710637.6257 | 1268381.3069
217 | 2710631.2029 | 1268399.2981 | 2710624.6018 | 1268394.4258
218 | 2710654.5527 | 1268424.3128 | 2710656.7374 | 1268427.8457
219 | 2710644.7811 | 1268361.2635 | 2710637.6257 | 1268381.3069
220 | 2710656.7374 | 1268427.8457 | 2710665.2486 | 1268417.1128
221 | 2710656.7374 | 1268427.8457 | 2710653.3556 | 1268431.3737
222 | 2710687.0864 | 1268377.9319 | 2710685.6269 | 1268380.2117 | 2710677.9741 | 1268391.6725
223 | 2710687.0864 | 1268377.9319 | 2710687.8062 | 1268376.8076
224 | 2710667.4083 | 1268414.3893 | 2710665.2486 | 1268417.1128
225 | 2710627.0506 | 1268317.5711 | 2710626.7632 | 1268318.5569
226 | 2710623.5189 | 1268329.6822 | 2710626.7632 | 1268318.5569
227 | 2710627.0506 | 1268317.5711 | 2710626.3425 | 1268299.5198 | 2710619.3555 | 1268299.1665

## bus_geodata
| x | y | coords
0 | 2710329.1275 | 1268143.9755
1 | 2710335.877 | 1268201.2367
2 | 2710379.2127 | 1268181.74
3 | 2710161.1303 | 1268030.6165
4 | 2710214.5092 | 1267956.2914
5 | 2710296.2136 | 1268045.5649
6 | 2710388.6377 | 1268173.7091
7 | 2710384.4413 | 1268076.8737
8 | 2710410.8092 | 1268083.2953
9 | 2710237.3277 | 1267926.4799
10 | 2710294.1136 | 1267973.7584
11 | 2710217.8922 | 1267883.958
12 | 2710317.5811 | 1268050.6636
13 | 2710330.7117 | 1268053.9283
14 | 2710305.2091 | 1268047.5855
15 | 2710318.1889 | 1268042.4039
16 | 2710257.8244 | 1267871.8461
17 | 2710509.1124 | 1268255.7881
18 | 2710501.7008 | 1268253.9813
19 | 2710511.9102 | 1268256.0345
20 | 2710488.6763 | 1268190.8603
21 | 2710489.5479 | 1268214.4393
22 | 2710480.7268 | 1268186.4189
23 | 2710503.8381 | 1268188.4836
24 | 2710469.9282 | 1268185.368
25 | 2710414.9414 | 1268120.5763
26 | 2710410.8921 | 1268128.7557
27 | 2710416.5395 | 1268117.8619
28 | 2710398.3803 | 1268124.7017
29 | 2710423.4532 | 1268092.1438
30 | 2710477.1975 | 1267943.7215
31 | 2710469.8179 | 1267917.8417
32 | 2710479.8469 | 1267950.1961
33 | 2710464.5485 | 1267893.4816
34 | 2710476.1842 | 1267949.5938
35 | 2710493.41 | 1267967.8185
36 | 2710443.9778 | 1267944.3205
37 | 2710468.4554 | 1267926.3375
38 | 2710481.3648 | 1267985.3552
39 | 2710483.5788 | 1267986.9313
40 | 2710477.2757 | 1267998.6904
41 | 2710480.5408 | 1268035.8283
42 | 2710470.7384 | 1268022.2462
43 | 2710464.298 | 1268048.4526
44 | 2710483.3054 | 1268038.9605
45 | 2710443.5901 | 1267964.4476
46 | 2710418.8039 | 1267940.2021
47 | 2710464.6217 | 1267909.571
48 | 2710403.3518 | 1267955.2342
49 | 2710400.5363 | 1267970.1758
50 | 2710404.9289 | 1267938.5859
51 | 2710409.5656 | 1267993.7384
52 | 2710411.492 | 1267993.8142
53 | 2710413.9441 | 1267926.7217
54 | 2710410.9906 | 1267926.8444
55 | 2710413.1656 | 1267911.1825
56 | 2710418.0111 | 1267924.7604
57 | 2710410.0378 | 1267911.3687
58 | 2710420.7446 | 1267912.5142
59 | 2710371.2363 | 1268064.1587
60 | 2710397.392 | 1268070.5266
61 | 2710350.0577 | 1268058.777
62 | 2710417.0153 | 1268073.2849
63 | 2710337.5502 | 1268055.6286
64 | 2710352.2259 | 1268049.2687
65 | 2710426.48 | 1268072.0005
66 | 2710414.4401 | 1268084.1796
67 | 2710355.0601 | 1268036.8402
68 | 2710429.975 | 1268089.2076
69 | 2710438.7853 | 1268084.2679
70 | 2710424.8584 | 1268103.7325
71 | 2710436.1942 | 1268076.2903
72 | 2710449.0578 | 1268065.5106
73 | 2710361.3447 | 1268037.7422
74 | 2710341.5216 | 1268034.243
75 | 2710476.4538 | 1268044.2223
76 | 2710560.7776 | 1268031.3453
77 | 2710559.9236 | 1268033.6777
78 | 2710465.6629 | 1268014.5872
79 | 2710479.8759 | 1268000.5518
80 | 2710319.1754 | 1268028.9967
81 | 2710327.9996 | 1268031.0684
82 | 2710318.2408 | 1268041.6978
83 | 2710443.8806 | 1267999.8227
84 | 2710552.9415 | 1268056.3843
85 | 2710578.2333 | 1268031.1997
86 | 2710549.3497 | 1268068.0655
87 | 2710593.7175 | 1268029.1041
88 | 2710547.4816 | 1268082.0152
89 | 2710417.5783 | 1267894.6283
90 | 2710412.0606 | 1267891.3668
91 | 2710427.2324 | 1267893.6728
92 | 2710410.0789 | 1267891.4521
93 | 2710442.3434 | 1267978.2769
94 | 2710443.4476 | 1267999.5742
95 | 2710443.3294 | 1267992.0965
96 | 2710267.9051 | 1267869.6865
97 | 2710467.3805 | 1268091.1255
98 | 2710472.5531 | 1268091.8812
99 | 2710492.6546 | 1268094.8177
100 | 2710498.1676 | 1268095.0979
101 | 2710504.019 | 1268095.2648
102 | 2710513.6326 | 1268095.5326
103 | 2710598.8698 | 1268094.7501
104 | 2710583.5181 | 1268095.6384
105 | 2710616.9483 | 1268093.6651
106 | 2710572.4251 | 1268095.9249
107 | 2710620.0699 | 1268093.4778
108 | 2710570.285 | 1268095.9802
109 | 2710626.9927 | 1268092.8347
110 | 2710623.4459 | 1268136.2965
111 | 2710617.7621 | 1268115.9743
112 | 2710554.2774 | 1268096.3936
113 | 2710645.3864 | 1268090.8682
114 | 2710620.478 | 1268145.013
115 | 2710545.5513 | 1268096.4304
116 | 2710533.2348 | 1268096.0839
117 | 2710554.4118 | 1268120.4364
118 | 2710807.2387 | 1268067.128
119 | 2710633.1749 | 1268184.3804
120 | 2710628.4652 | 1268185.8268
121 | 2710660.0854 | 1268177.6735
122 | 2710625.4637 | 1268172.0235
123 | 2710512.885 | 1268113.2383
124 | 2710512.6455 | 1268118.9123
125 | 2710554.4591 | 1268128.9032
126 | 2710829.8715 | 1268061.3919
127 | 2710830.3922 | 1268180.8395
128 | 2710873.8481 | 1268270.645
129 | 2710878.7408 | 1268267.7502
130 | 2710859.4207 | 1268279.1811
131 | 2710883.7655 | 1268264.7773
132 | 2710854.2875 | 1268282.2183
133 | 2710889.1258 | 1268261.6057
134 | 2710843.6076 | 1268288.5372
135 | 2710829.6169 | 1268297.0625
136 | 2710837.4648 | 1268282.0739
137 | 2710767.9832 | 1268247.7043
138 | 2710754.0928 | 1268234.6227
139 | 2710775.6017 | 1268254.8793
140 | 2710738.6278 | 1268220.4048
141 | 2710788.5873 | 1268267.1088
142 | 2710736.546 | 1268218.4908
143 | 2710795.6445 | 1268273.7581
144 | 2710709.6591 | 1268194.4934
145 | 2710736.7061 | 1268210.698
146 | 2710749.5728 | 1268300.6068
147 | 2710745.9815 | 1268302.9962
148 | 2710751.6744 | 1268303.749
149 | 2710809.0584 | 1268265.8026
150 | 2710772.4458 | 1268289.5813
151 | 2710737.1894 | 1268187.1832
152 | 2710737.3926 | 1268177.2923
153 | 2710737.4022 | 1268176.8256
154 | 2710690.8971 | 1268183.6274
155 | 2710737.7524 | 1268159.7843
156 | 2710670.1196 | 1268178.005
157 | 2710735.3376 | 1268319.8458
158 | 2710804.8568 | 1268259.029
159 | 2710817.2747 | 1268260.8301
160 | 2710716.9956 | 1268337.4835
161 | 2710751.1273 | 1268336.6254
162 | 2710719.7466 | 1268300.5923
163 | 2710716.4986 | 1268303.5785
164 | 2710722.5969 | 1268297.9323
165 | 2710710.2371 | 1268341.6167
166 | 2710706.5786 | 1268339.602
167 | 2710700.8573 | 1268356.4213
168 | 2710835.5758 | 1268280.0863
169 | 2710860.6655 | 1268234.9082
170 | 2710753.4903 | 1268338.5959
171 | 2710704.0083 | 1268290.1633
172 | 2710690.7615 | 1268270.7421
173 | 2710672.057 | 1268251.4152
174 | 2710712.3779 | 1268330.1416
175 | 2710691.9686 | 1268358.6776
176 | 2710700.216 | 1268357.423
177 | 2710631.4217 | 1268193.5778
178 | 2710651.5887 | 1268223.8917
179 | 2710670.1242 | 1268249.418
180 | 2710575.6474 | 1268193.8235
181 | 2710564.6673 | 1268193.3304
182 | 2710593.6146 | 1268196.7229
183 | 2710635.0954 | 1268199.5321
184 | 2710667.9918 | 1268252.7365
185 | 2710664.5206 | 1268248.3566
186 | 2710652.4474 | 1268271.1393
187 | 2710660.716 | 1268243.5021
188 | 2710632.3256 | 1268267.9715
189 | 2710645.0362 | 1268282.4588
190 | 2710824.706 | 1268300.055
191 | 2710815.2194 | 1268305.8357
192 | 2710819.866 | 1268303.0042
193 | 2710612.7781 | 1268265.9956
194 | 2710593.9651 | 1268264.0939
195 | 2710585.0292 | 1268263.1916
196 | 2710648.2891 | 1268225.0998
197 | 2710562.8647 | 1268260.9536
198 | 2710528.5065 | 1268257.5847
199 | 2710547.9766 | 1268304.2352
200 | 2710565.9005 | 1268305.4716
201 | 2710644.0167 | 1268217.5956
202 | 2710461.5303 | 1268184.5508
203 | 2710514.109 | 1268189.4011
204 | 2710540.0978 | 1268194.8261
205 | 2710569.658 | 1268197.1105
206 | 2710571.4843 | 1268312.1021
207 | 2710679.1432 | 1268378.6772
208 | 2710665.7099 | 1268399.5289
209 | 2710653.315 | 1268420.8643
210 | 2710631.2029 | 1268399.2981
211 | 2710654.5527 | 1268424.3128
212 | 2710637.6257 | 1268381.3069
213 | 2710624.6018 | 1268394.4258
214 | 2710656.7374 | 1268427.8457
215 | 2710677.9741 | 1268391.6725
216 | 2710687.0865 | 1268377.9319
217 | 2710687.8062 | 1268376.8076
218 | 2710665.2486 | 1268417.1128
219 | 2710653.3556 | 1268431.3737
220 | 2710667.4083 | 1268414.3893
221 | 2710644.7811 | 1268361.2635
222 | 2710641.8595 | 1268213.4107
223 | 2710542.2312 | 1268191.9164
224 | 2710626.7632 | 1268318.5569
225 | 2710627.0506 | 1268317.5711
226 | 2710623.5189 | 1268329.6822
227 | 2710619.3555 | 1268299.1665
228 | 2710373.7145 | 1268040.5251
229 | 2710513.6326 | 1268095.5326

## line_std_types
| c_nf_per_km | r_ohm_per_km | x_ohm_per_km | max_i_ka | type | q_mm2 | alpha | voltage_rating
NAYY 4x50 SE | 210 | 0.642 | 0.083 | 0.142 | cs | 50 | 0.00403 | LV
NAYY 4x120 SE | 264 | 0.225 | 0.08 | 0.242 | cs | 120 | 0.00403 | LV
NAYY 4x150 SE | 261 | 0.208 | 0.08 | 0.27 | cs | 150 | 0.00403 | LV
NA2XS2Y 1x95 RM/25 12/20 kV | 216 | 0.313 | 0.132 | 0.252 | cs | 95 | 0.00403 | MV
NA2XS2Y 1x185 RM/25 12/20 kV | 273 | 0.161 | 0.117 | 0.362 | cs | 185 | 0.00403 | MV
NA2XS2Y 1x240 RM/25 12/20 kV | 304 | 0.122 | 0.112 | 0.421 | cs | 240 | 0.00403 | MV
NA2XS2Y 1x95 RM/25 6/10 kV | 315 | 0.313 | 0.123 | 0.249 | cs | 95 | 0.00403 | MV
NA2XS2Y 1x185 RM/25 6/10 kV | 406 | 0.161 | 0.11 | 0.358 | cs | 185 | 0.00403 | MV
NA2XS2Y 1x240 RM/25 6/10 kV | 456 | 0.122 | 0.105 | 0.416 | cs | 240 | 0.00403 | MV
NA2XS2Y 1x150 RM/25 12/20 kV | 250 | 0.206 | 0.116 | 0.319 | cs | 150 | 0.00403 | MV
NA2XS2Y 1x120 RM/25 12/20 kV | 230 | 0.253 | 0.119 | 0.283 | cs | 120 | 0.00403 | MV
NA2XS2Y 1x70 RM/25 12/20 kV | 190 | 0.443 | 0.132 | 0.22 | cs | 70 | 0.00403 | MV
NA2XS2Y 1x150 RM/25 6/10 kV | 360 | 0.206 | 0.11 | 0.315 | cs | 150 | 0.00403 | MV
NA2XS2Y 1x120 RM/25 6/10 kV | 340 | 0.253 | 0.113 | 0.28 | cs | 120 | 0.00403 | MV
NA2XS2Y 1x70 RM/25 6/10 kV | 280 | 0.443 | 0.123 | 0.217 | cs | 70 | 0.00403 | MV
N2XS(FL)2Y 1x120 RM/35 64/110 kV | 112 | 0.153 | 0.166 | 0.366 | cs | 120 | 0.00393 | HV
N2XS(FL)2Y 1x185 RM/35 64/110 kV | 125 | 0.099 | 0.156 | 0.457 | cs | 185 | 0.00393 | HV
N2XS(FL)2Y 1x240 RM/35 64/110 kV | 135 | 0.075 | 0.149 | 0.526 | cs | 240 | 0.00393 | HV
N2XS(FL)2Y 1x300 RM/35 64/110 kV | 144 | 0.06 | 0.144 | 0.588 | cs | 300 | 0.00393 | HV
15-AL1/3-ST1A 0.4 | 11 | 1.8769 | 0.35 | 0.105 | ol | 16 | 0.00403 | LV
24-AL1/4-ST1A 0.4 | 11.25 | 1.2012 | 0.335 | 0.14 | ol | 24 | 0.00403 | LV
48-AL1/8-ST1A 0.4 | 12.2 | 0.5939 | 0.3 | 0.21 | ol | 48 | 0.00403 | LV
94-AL1/15-ST1A 0.4 | 13.2 | 0.306 | 0.29 | 0.35 | ol | 94 | 0.00403 | LV
34-AL1/6-ST1A 10.0 | 9.7 | 0.8342 | 0.36 | 0.17 | ol | 34 | 0.00403 | MV
48-AL1/8-ST1A 10.0 | 10.1 | 0.5939 | 0.35 | 0.21 | ol | 48 | 0.00403 | MV
70-AL1/11-ST1A 10.0 | 10.4 | 0.4132 | 0.339 | 0.29 | ol | 70 | 0.00403 | MV
94-AL1/15-ST1A 10.0 | 10.75 | 0.306 | 0.33 | 0.35 | ol | 94 | 0.00403 | MV
122-AL1/20-ST1A 10.0 | 11.1 | 0.2376 | 0.323 | 0.41 | ol | 122 | 0.00403 | MV
149-AL1/24-ST1A 10.0 | 11.25 | 0.194 | 0.315 | 0.47 | ol | 149 | 0.00403 | MV
34-AL1/6-ST1A 20.0 | 9.15 | 0.8342 | 0.382 | 0.17 | ol | 34 | 0.00403 | MV
48-AL1/8-ST1A 20.0 | 9.5 | 0.5939 | 0.372 | 0.21 | ol | 48 | 0.00403 | MV
70-AL1/11-ST1A 20.0 | 9.7 | 0.4132 | 0.36 | 0.29 | ol | 70 | 0.00403 | MV
94-AL1/15-ST1A 20.0 | 10 | 0.306 | 0.35 | 0.35 | ol | 94 | 0.00403 | MV
122-AL1/20-ST1A 20.0 | 10.3 | 0.2376 | 0.344 | 0.41 | ol | 122 | 0.00403 | MV
149-AL1/24-ST1A 20.0 | 10.5 | 0.194 | 0.337 | 0.47 | ol | 149 | 0.00403 | MV
184-AL1/30-ST1A 20.0 | 10.75 | 0.1571 | 0.33 | 0.535 | ol | 184 | 0.00403 | MV
243-AL1/39-ST1A 20.0 | 11 | 0.1188 | 0.32 | 0.645 | ol | 243 | 0.00403 | MV
48-AL1/8-ST1A 110.0 | 8 | 0.5939 | 0.46 | 0.21 | ol | 48 | 0.00403 | HV
70-AL1/11-ST1A 110.0 | 8.4 | 0.4132 | 0.45 | 0.29 | ol | 70 | 0.00403 | HV
94-AL1/15-ST1A 110.0 | 8.65 | 0.306 | 0.44 | 0.35 | ol | 94 | 0.00403 | HV
122-AL1/20-ST1A 110.0 | 8.5 | 0.2376 | 0.43 | 0.41 | ol | 122 | 0.00403 | HV
149-AL1/24-ST1A 110.0 | 8.75 | 0.194 | 0.41 | 0.47 | ol | 149 | 0.00403 | HV
184-AL1/30-ST1A 110.0 | 8.8 | 0.1571 | 0.4 | 0.535 | ol | 184 | 0.00403 | HV
243-AL1/39-ST1A 110.0 | 9 | 0.1188 | 0.39 | 0.645 | ol | 243 | 0.00403 | HV
305-AL1/39-ST1A 110.0 | 9.2 | 0.0949 | 0.38 | 0.74 | ol | 305 | 0.00403 | HV
490-AL1/64-ST1A 110.0 | 9.75 | 0.059 | 0.37 | 0.96 | ol | 490 | 0.00403 | HV
679-AL1/86-ST1A 110.0 | 9.95 | 0.042 | 0.36 | 1.15 | ol | 679 | 0.00403 | HV
490-AL1/64-ST1A 220.0 | 10 | 0.059 | 0.285 | 0.96 | ol | 490 | 0.00403 | HV
679-AL1/86-ST1A 220.0 | 11.7 | 0.042 | 0.275 | 1.15 | ol | 679 | 0.00403 | HV
490-AL1/64-ST1A 380.0 | 11 | 0.059 | 0.253 | 0.96 | ol | 490 | 0.00403 | HV
679-AL1/86-ST1A 380.0 | 14.6 | 0.042 | 0.25 | 1.15 | ol | 679 | 0.00403 | HV

## trafo_std_types
| i0_percent | pfe_kw | vkr_percent | sn_mva | vn_lv_kv | vn_hv_kv | vk_percent | shift_degree | vector_group | tap_side | tap_neutral | tap_min | tap_max | tap_step_degree | tap_step_percent | tap_phase_shifter
160 MVA 380/110 kV | 0.06 | 60 | 0.25 | 160 | 110 | 380 | 12.2 | 0 | Yy0 | hv | 0 | -9 | 9 | 0 | 1.5 | FALSE
100 MVA 220/110 kV | 0.06 | 55 | 0.26 | 100 | 110 | 220 | 12 | 0 | Yy0 | hv | 0 | -9 | 9 | 0 | 1.5 | FALSE
63 MVA 110/20 kV | 0.04 | 22 | 0.32 | 63 | 20 | 110 | 18 | 150 | YNd5 | hv | 0 | -9 | 9 | 0 | 1.5 | FALSE
40 MVA 110/20 kV | 0.05 | 18 | 0.34 | 40 | 20 | 110 | 16.2 | 150 | YNd5 | hv | 0 | -9 | 9 | 0 | 1.5 | FALSE
25 MVA 110/20 kV | 0.07 | 14 | 0.41 | 25 | 20 | 110 | 12 | 150 | YNd5 | hv | 0 | -9 | 9 | 0 | 1.5 | FALSE
63 MVA 110/10 kV | 0.04 | 22 | 0.32 | 63 | 10 | 110 | 18 | 150 | YNd5 | hv | 0 | -9 | 9 | 0 | 1.5 | FALSE
40 MVA 110/10 kV | 0.05 | 18 | 0.34 | 40 | 10 | 110 | 16.2 | 150 | YNd5 | hv | 0 | -9 | 9 | 0 | 1.5 | FALSE
25 MVA 110/10 kV | 0.07 | 14 | 0.41 | 25 | 10 | 110 | 12 | 150 | YNd5 | hv | 0 | -9 | 9 | 0 | 1.5 | FALSE
0.25 MVA 20/0.4 kV | 0.32 | 0.8 | 1.44 | 0.25 | 0.4 | 20 | 6 | 150 | Yzn5 | hv | 0 | -2 | 2 | 0 | 2.5 | FALSE
0.4 MVA 20/0.4 kV | 0.3375 | 1.35 | 1.425 | 0.4 | 0.4 | 20 | 6 | 150 | Dyn5 | hv | 0 | -2 | 2 | 0 | 2.5 | FALSE
0.63 MVA 20/0.4 kV | 0.2619 | 1.65 | 1.206 | 0.63 | 0.4 | 20 | 6 | 150 | Dyn5 | hv | 0 | -2 | 2 | 0 | 2.5 | FALSE
0.25 MVA 10/0.4 kV | 0.24 | 0.6 | 1.2 | 0.25 | 0.4 | 10 | 4 | 150 | Dyn5 | hv | 0 | -2 | 2 | 0 | 2.5 | FALSE
0.4 MVA 10/0.4 kV | 0.2375 | 0.95 | 1.325 | 0.4 | 0.4 | 10 | 4 | 150 | Dyn5 | hv | 0 | -2 | 2 | 0 | 2.5 | FALSE
0.63 MVA 10/0.4 kV | 0.1873 | 1.18 | 1.0794 | 0.63 | 0.4 | 10 | 4 | 150 | Dyn5 | hv | 0 | -2 | 2 | 0 | 2.5 | FALSE

## trafo3w_std_types
| sn_hv_mva | sn_mv_mva | sn_lv_mva | vn_hv_kv | vn_mv_kv | vn_lv_kv | vk_hv_percent | vk_mv_percent | vk_lv_percent | vkr_hv_percent | vkr_mv_percent | vkr_lv_percent | pfe_kw | i0_percent | shift_mv_degree | shift_lv_degree | vector_group | tap_side | tap_neutral | tap_min | tap_max | tap_step_percent
63/25/38 MVA 110/20/10 kV | 63 | 25 | 38 | 110 | 20 | 10 | 10.4 | 10.4 | 10.4 | 0.28 | 0.32 | 0.35 | 35 | 0.89 | 0 | 0 | YN0yn0yn0 | hv | 0 | -10 | 10 | 1.2
63/25/38 MVA 110/10/10 kV | 63 | 25 | 38 | 110 | 10 | 10 | 10.4 | 10.4 | 10.4 | 0.28 | 0.32 | 0.35 | 35 | 0.89 | 0 | 0 | YN0yn0yn0 | hv | 0 | -10 | 10 | 1.2

## fuse_std_types
| fuse_type | i_rated_a | t_avg | t_min | t_total | x_avg | x_min | x_total
HV 100A | HV 100A | 100 | 0 | [10.0, 3.64, 0.854, 0.281, 0.1, 0.0531, 0.022, 0.01] | [10.0, 4.267, 1.21, 0.403, 0.1, 0.058, 0.022, 0.01] | 0 | [300.0, 350.0, 450.0, 550.0, 700.0, 850.0, 1200.0, 1752.0] | [600.0, 700.0, 900.0, 1150.0, 1665.0, 2000.0, 3000.0, 4313.0]
HV 10A | HV 10A | 10 | 0 | [10.0, 1675.0, 0.344, 0.156, 0.1, 0.0417, 0.0171, 0.01] | [10.0, 1.3, 0.3, 0.155, 0.1, 0.0555, 0.023, 0.01] | 0 | [30.0, 32.0, 35.0, 37.0, 39.0, 50.0, 70.0, 88.0] | [60.0, 70.0, 80.0, 87.0, 94.0, 110.0, 150.0, 216.0]
HV 125A | HV 125A | 125 | 0 | [10.0, 1.82, 0.344, 0.1, 0.0467, 0.0269, 0.01] | [10.0, 2.478, 0.426, 0.1, 0.0427, 0.0211, 0.01] | 0 | [375.0, 500.0, 700.0, 925.0, 1200.0, 1500.0, 2341.0] | [750.0, 1000.0, 1500.0, 2200.0, 3000.0, 4000.0, 5765.0]
HV 160A | HV 160A | 160 | 0 | [10.0, 4.15, 1.03, 0.198, 0.1, 0.051, 0.0172, 0.01] | [10.0, 2.3, 0.734, 0.274, 0.1, 0.046, 0.0177, 0.01] | 0 | [480.0, 550.0, 700.0, 1000.0, 1260.0, 1600.0, 2500.0, 3227.0] | [960.0, 1300.0, 1700.0, 2200.0, 2996.0, 4000.0, 6000.0, 7946.0]
HV 16A | HV 16A | 16 | 0 | [10.0, 0.352, 0.164, 0.1, 0.0649, 0.0342, 0.01] | [10.0, 2.34, 0.722, 0.181, 0.1, 0.055, 0.0296, 0.01] | 0 | [48.0, 60.0, 65.0, 71.0, 80.0, 100.0, 162.0] | [96.0, 110.0, 125.0, 150.0, 168.0, 200.0, 250.0, 398.0]
HV 200A | HV 200A | 200 | 0 | [10.0, 4.267, 1.21, 0.403, 0.1, 0.058, 0.022, 0.01] | [10.0, 3.73, 1.654, 0.328, 0.1, 0.0531, 0.019, 0.01] | 0 | [600.0, 700.0, 900.0, 1150.0, 1665.0, 2000.0, 3000.0, 4313.0] | [1200.0, 1500.0, 1800.0, 2700.0, 3960.0, 5000.0, 7500.0, 10620.0]
HV 20A | HV 20A | 20 | 0 | [10.0, 1.3, 0.3, 0.155, 0.1, 0.0555, 0.023, 0.01] | [10.0, 1.3, 0.161, 0.1, 0.0611, 0.0399, 0.0141, 0.01] | 0 | [60.0, 70.0, 80.0, 87.0, 94.0, 110.0, 150.0, 216.0] | [120.0, 150.0, 200.0, 223.0, 260.0, 300.0, 450.0, 532.0]
HV 25A | HV 25A | 25 | 0 | [10.0, 2.512, 0.833, 0.299, 0.1, 0.0372, 0.0223, 0.01] | [10.0, 3.125, 0.597, 0.198, 0.1, 0.0378, 0.022, 0.01] | 0 | [75.0, 82.0, 90.0, 100.0, 124.0, 170.0, 200.0, 289.0] | [150.0, 170.0, 210.0, 250.0, 294.0, 400.0, 500.0, 711.0]
HV 31.5A | HV 31.5A | 31.5 | 0 | [10.0, 2.34, 0.722, 0.181, 0.1, 0.055, 0.0296, 0.01] | [10.0, 2.84, 0.368, 0.164, 0.1, 0.0621, 0.0378, 0.0195, 0.01] | 0 | [95.0, 110.0, 125.0, 150.0, 165.0, 200.0, 250.0, 390.0] | [189.0, 220.0, 300.0, 350.0, 393.0, 450.0, 530.0, 700.0, 960.0]
HV 40A | HV 40A | 40 | 0 | [10.0, 1.3, 0.161, 0.1, 0.0611, 0.0399, 0.0141, 0.01] | [10.0, 2.05, 0.369, 0.198, 0.1, 0.051, 0.0298, 0.01] | 0 | [120.0, 150.0, 200.0, 223.0, 260.0, 300.0, 450.0, 532.0] | [240.0, 300.0, 400.0, 450.0, 530.0, 650.0, 800.0, 1311.0]
HV 50A | HV 50A | 50 | 0 | [10.0, 3.215, 0.597, 0.198, 0.1, 0.0378, 0.022, 0.01] | [10.0, 3.64, 0.854, 0.281, 0.1, 0.0531, 0.022, 0.01] | 0 | [150.0, 170.0, 210.0, 250.0, 294.0, 400.0, 500.0, 711.0] | [300.0, 350.0, 450.0, 550.0, 700.0, 850.0, 1200.0, 1752.0]
HV 6.3A | HV 6.3A | 6.3 | 0 | [10.0, 1.39, 0.344, 0.168, 0.1, 0.056, 0.0263, 0.01] | [10.0, 1.711, 0.516, 0.198, 0.1, 0.0634, 0.0303, 0.01] | 0 | [19.0, 19.5, 20.4, 20.8, 22.0, 25.0, 32.0, 48.0] | [38.0, 40.0, 43.0, 48.0, 53.0, 60.0, 75.0, 118.0]
HV 63A | HV 63A | 63 | 0 | [10.0, 2.84, 0.368, 0.164, 0.1, 0.0621, 0.0378, 0.0195, 0.01] | [10.0, 1.82, 0.344, 0.1, 0.0467, 0.0269, 0.01] | 0 | [189.0, 220.0, 300.0, 350.0, 393.0, 450.0, 530.0, 700.0, 961.0] | [378.0, 500.0, 700.0, 934.0, 1200.0, 1500.0, 2366.0]
HV 80A | HV 80A | 80 | 0 | [10.0, 2.05, 0.369, 0.198, 0.1, 0.051, 0.0298, 0.01] | [10.0, 4.15, 1.03, 0.198, 0.1, 0.051, 0.0172, 0.01] | 0 | [240.0, 300.0, 400.0, 450.0, 530.0, 650.0, 800.0, 1311.0] | [480.0, 550.0, 700.0, 1000.0, 1260.0, 1600.0, 2500.0, 3227.0]
Siemens NH-1-100 | Siemens NH-1-100 | 100 | [5400.0, 2000.0, 400.0, 20.0, 1.0, 0.2, 0.012, 0.004] | 0 | 0 | [150.0, 190.0, 250.0, 430.0, 900.0, 1250.0, 2700.0, 3600.0] | 0 | 0
Siemens NH-1-125 | Siemens NH-1-125 | 125 | [4800.0, 120.0, 7.0, 0.1, 0.004] | 0 | 0 | [180.0, 400.0, 740.0, 2000.0, 4250.0] | 0 | 0
Siemens NH-1-16 | Siemens NH-1-16 | 16 | [4000.0, 400.0, 2.0, 0.1, 0.04, 0.01] | 0 | 0 | [26.0, 35.0, 75.0, 150.0, 200.0, 300.0] | 0 | 0
Siemens NH-1-160 | Siemens NH-1-160 | 160 | [4800.0, 120.0, 7.0, 0.1, 0.004] | 0 | 0 | [210.0, 500.0, 900.0, 2300.0, 5000.0] | 0 | 0
Siemens NH-1-25 | Siemens NH-1-25 | 25 | [4000.0, 1000.0, 10.0, 0.2, 0.02, 0.01] | 0 | 0 | [40.0, 50.0, 100.0, 210.0, 400.0, 500.0] | 0 | 0
Siemens NH-1-50 | Siemens NH-1-50 | 50 | [4000.0, 40.0, 4.0, 1.0, 0.02, 0.01] | 0 | 0 | [86.0, 200.0, 300.0, 400.0, 1000.0, 1280.0] | 0 | 0
Siemens NH-1-63 | Siemens NH-1-63 | 63 | [4000.0, 100.0, 10.0, 2.0, 0.04, 0.01] | 0 | 0 | [100.0, 200.0, 300.0, 400.0, 1000.0, 1500.0] | 0 | 0
Siemens NH-1-80 | Siemens NH-1-80 | 80 | [4800.0, 120.0, 7.0, 0.1, 0.01] | 0 | 0 | [150.58, 250.0, 450.0, 1150.0, 2470.0] | 0 | 0
Siemens NH-2-1000 | Siemens NH-2-1000 | 1000 | [4800.0, 120.0, 7.0, 0.1, 0.004] | 0 | 0 | [1900.0, 3500.0, 8400.0, 24000.0, 52000.0] | 0 | 0
Siemens NH-2-200 | Siemens NH-2-200 | 200 | [4800.0, 120.0, 7.0, 0.1, 0.004] | 0 | 0 | [280.0, 650.0, 1200.0, 3000.0, 7000.0] | 0 | 0
Siemens NH-2-224 | Siemens NH-2-224 | 224 | [4800.0, 120.0, 7.0, 0.2, 0.04, 0.004] | 0 | 0 | [400.0, 750.0, 1453.0, 3025.0, 4315.0, 7600.0] | 0 | 0
Siemens NH-2-250 | Siemens NH-2-250 | 250 | [4800.0, 120.0, 7.0, 0.1, 0.004] | 0 | 0 | [450.0, 800.0, 1650.0, 4000.0, 8500.0] | 0 | 0
Siemens NH-2-315 | Siemens NH-2-315 | 315 | [4800.0, 120.0, 7.0, 0.1, 0.004] | 0 | 0 | [550.0, 920.0, 1900.0, 5000.0, 11000.0] | 0 | 0
Siemens NH-2-355 | Siemens NH-2-355 | 355 | [4800.0, 120.0, 6.0, 0.1, 0.004] | 0 | 0 | [650.0, 1116.27, 2350.0, 5840.0, 12790.0] | 0 | 0
Siemens NH-2-400 | Siemens NH-2-400 | 400 | [4800.0, 120.0, 7.0, 0.1, 0.004] | 0 | 0 | [720.0, 1350.0, 2800.0, 6500.0, 15000.0] | 0 | 0
Siemens NH-2-425 | Siemens NH-2-425 | 425 | [4800.0, 120.0, 7.0, 0.1, 0.004] | 0 | 0 | [850.0, 1500.0, 3050.0, 7500.0, 16500.0] | 0 | 0
Siemens NH-2-630 | Siemens NH-2-630 | 630 | [4800.0, 120.0, 7.0, 0.1, 0.004] | 0 | 0 | [1200.0, 2000.0, 4800.0, 12000.0, 26000.0] | 0 | 0

## dtypes
| element | column | dtype
0 | bus | name | object
1 | bus | vn_kv | float64
2 | bus | type | object
3 | bus | zone | object
4 | bus | in_service | bool
5 | load | name | object
6 | load | bus | uint32
7 | load | p_mw | float64
8 | load | q_mvar | float64
9 | load | const_z_percent | float64
10 | load | const_i_percent | float64
11 | load | sn_mva | float64
12 | load | scaling | float64
13 | load | in_service | bool
14 | load | type | object
15 | ext_grid | name | object
16 | ext_grid | bus | uint32
17 | ext_grid | vm_pu | float64
18 | ext_grid | va_degree | float64
19 | ext_grid | slack_weight | float64
20 | ext_grid | in_service | bool
21 | line | name | object
22 | line | std_type | object
23 | line | from_bus | uint32
24 | line | to_bus | uint32
25 | line | length_km | float64
26 | line | r_ohm_per_km | float64
27 | line | x_ohm_per_km | float64
28 | line | c_nf_per_km | float64
29 | line | g_us_per_km | float64
30 | line | max_i_ka | float64
31 | line | df | float64
32 | line | parallel | uint32
33 | line | type | object
34 | line | in_service | bool
35 | trafo | name | object
36 | trafo | std_type | object
37 | trafo | hv_bus | uint32
38 | trafo | lv_bus | uint32
39 | trafo | sn_mva | float64
40 | trafo | vn_hv_kv | float64
41 | trafo | vn_lv_kv | float64
42 | trafo | vk_percent | float64
43 | trafo | vkr_percent | float64
44 | trafo | pfe_kw | float64
45 | trafo | i0_percent | float64
46 | trafo | shift_degree | float64
47 | trafo | tap_side | object
48 | trafo | tap_neutral | int32
49 | trafo | tap_min | int32
50 | trafo | tap_max | int32
51 | trafo | tap_step_percent | float64
52 | trafo | tap_step_degree | float64
53 | trafo | tap_pos | int32
54 | trafo | tap_phase_shifter | bool
55 | trafo | parallel | uint32
56 | trafo | df | float64
57 | trafo | in_service | bool
58 | line_geodata | coords | object
59 | bus_geodata | x | float64
60 | bus_geodata | y | float64
61 | bus_geodata | coords | object

## parameters
| version | format_version | converged | OPF_converged | name | f_hz | sn_mva
0 | 2.14.6 | 2.14.0 | FALSE | FALSE |  | 50 | 1