## bus
| name | vn_kv | type | zone | in_service
0 | bus_LV_4643-2_0_4_node_0 | 0.4 | n |  | TRUE
1 | bus_LV_4643-2_0_4_node_1 | 0.4 | n |  | TRUE
2 | bus_LV_4643-2_0_4_node_2 | 0.4 | n |  | TRUE
3 | bus_LV_4643-2_0_4_node_3 | 0.4 | n |  | TRUE
4 | bus_LV_4643-2_0_4_node_4 | 0.4 | n |  | TRUE
5 | bus_LV_4643-2_0_4_node_5 | 0.4 | n |  | TRUE
6 | bus_LV_4643-2_0_4_node_181 | 0.4 | n |  | TRUE
7 | bus_LV_4643-2_0_4_node_64 | 0.4 | n |  | TRUE
8 | bus_LV_4643-2_0_4_node_158 | 0.4 | n |  | TRUE
9 | bus_LV_4643-2_0_4_node_189 | 0.4 | n |  | TRUE
10 | bus_LV_4643-2_0_4_node_193 | 0.4 | n |  | TRUE
11 | bus_LV_4643-2_0_4_node_187 | 0.4 | n |  | TRUE
12 | bus_LV_4643-2_0_4_node_6 | 0.4 | n |  | TRUE
13 | bus_LV_4643-2_0_4_node_7 | 0.4 | n |  | TRUE
14 | bus_LV_4643-2_0_4_node_8 | 0.4 | n |  | TRUE
15 | bus_LV_4643-2_0_4_node_135 | 0.4 | n |  | TRUE
16 | bus_LV_4643-2_0_4_node_9 | 0.4 | n |  | TRUE
17 | bus_LV_4643-2_0_4_node_10 | 0.4 | n |  | TRUE
18 | bus_LV_4643-2_0_4_node_134 | 0.4 | n |  | TRUE
19 | bus_LV_4643-2_0_4_node_136 | 0.4 | n |  | TRUE
20 | bus_LV_4643-2_0_4_node_133 | 0.4 | n |  | TRUE
21 | bus_LV_4643-2_0_4_node_131 | 0.4 | n |  | TRUE
22 | bus_LV_4643-2_0_4_node_98 | 0.4 | n |  | TRUE
23 | bus_LV_4643-2_0_4_node_49 | 0.4 | n |  | TRUE
24 | bus_LV_4643-2_0_4_node_130 | 0.4 | n |  | TRUE
25 | bus_LV_4643-2_0_4_node_152 | 0.4 | n |  | TRUE
26 | bus_LV_4643-2_0_4_node_142 | 0.4 | n |  | TRUE
27 | bus_LV_4643-2_0_4_node_101 | 0.4 | n |  | TRUE
28 | bus_LV_4643-2_0_4_node_198 | 0.4 | n |  | TRUE
29 | bus_LV_4643-2_0_4_node_11 | 0.4 | n |  | TRUE
30 | bus_LV_4643-2_0_4_node_12 | 0.4 | n |  | TRUE
31 | bus_LV_4643-2_0_4_node_13 | 0.4 | n |  | TRUE
32 | bus_LV_4643-2_0_4_node_14 | 0.4 | n |  | TRUE
33 | bus_LV_4643-2_0_4_node_15 | 0.4 | n |  | TRUE
34 | bus_LV_4643-2_0_4_node_16 | 0.4 | n |  | TRUE
35 | bus_LV_4643-2_0_4_node_162 | 0.4 | n |  | TRUE
36 | bus_LV_4643-2_0_4_node_24 | 0.4 | n |  | TRUE
37 | bus_LV_4643-2_0_4_node_99 | 0.4 | n |  | TRUE
38 | bus_LV_4643-2_0_4_node_180 | 0.4 | n |  | TRUE
39 | bus_LV_4643-2_0_4_node_23 | 0.4 | n |  | TRUE
40 | bus_LV_4643-2_0_4_node_76 | 0.4 | n |  | TRUE
41 | bus_LV_4643-2_0_4_node_17 | 0.4 | n |  | TRUE
42 | bus_LV_4643-2_0_4_node_18 | 0.4 | n |  | TRUE
43 | bus_LV_4643-2_0_4_node_19 | 0.4 | n |  | TRUE
44 | bus_LV_4643-2_0_4_node_21 | 0.4 | n |  | TRUE
45 | bus_LV_4643-2_0_4_node_22 | 0.4 | n |  | TRUE
46 | bus_LV_4643-2_0_4_node_42 | 0.4 | n |  | TRUE
47 | bus_LV_4643-2_0_4_node_39 | 0.4 | n |  | TRUE
48 | bus_LV_4643-2_0_4_node_80 | 0.4 | n |  | TRUE
49 | bus_LV_4643-2_0_4_node_81 | 0.4 | n |  | TRUE
50 | bus_LV_4643-2_0_4_node_27 | 0.4 | n |  | TRUE
51 | bus_LV_4643-2_0_4_node_28 | 0.4 | n |  | TRUE
52 | bus_LV_4643-2_0_4_node_29 | 0.4 | n |  | TRUE
53 | bus_LV_4643-2_0_4_node_30 | 0.4 | n |  | TRUE
54 | bus_LV_4643-2_0_4_node_160 | 0.4 | n |  | TRUE
55 | bus_LV_4643-2_0_4_node_150 | 0.4 | n |  | TRUE
56 | bus_LV_4643-2_0_4_node_32 | 0.4 | n |  | TRUE
57 | bus_LV_4643-2_0_4_node_33 | 0.4 | n |  | TRUE
58 | bus_LV_4643-2_0_4_node_34 | 0.4 | n |  | TRUE
59 | bus_LV_4643-2_0_4_node_35 | 0.4 | n |  | TRUE
60 | bus_LV_4643-2_0_4_node_36 | 0.4 | n |  | TRUE
61 | bus_LV_4643-2_0_4_node_93 | 0.4 | n |  | TRUE
62 | bus_LV_4643-2_0_4_node_110 | 0.4 | n |  | TRUE
63 | bus_LV_4643-2_0_4_node_62 | 0.4 | n |  | TRUE
64 | bus_LV_4643-2_0_4_node_96 | 0.4 | n |  | TRUE
65 | bus_LV_4643-2_0_4_node_91 | 0.4 | n |  | TRUE
66 | bus_LV_4643-2_0_4_node_55 | 0.4 | n |  | TRUE
67 | bus_LV_4643-2_0_4_node_60 | 0.4 | n |  | TRUE
68 | bus_LV_4643-2_0_4_node_37 | 0.4 | n |  | TRUE
69 | bus_LV_4643-2_0_4_node_38 | 0.4 | n |  | TRUE
70 | bus_LV_4643-2_0_4_node_40 | 0.4 | n |  | TRUE
71 | bus_LV_4643-2_0_4_node_41 | 0.4 | n |  | TRUE
72 | bus_LV_4643-2_0_4_node_121 | 0.4 | n |  | TRUE
73 | bus_LV_4643-2_0_4_node_122 | 0.4 | n |  | TRUE
74 | bus_LV_4643-2_0_4_node_123 | 0.4 | n |  | TRUE
75 | bus_LV_4643-2_0_4_node_43 | 0.4 | n |  | TRUE
76 | bus_LV_4643-2_0_4_node_44 | 0.4 | n |  | TRUE
77 | bus_LV_4643-2_0_4_node_45 | 0.4 | n |  | TRUE
78 | bus_LV_4643-2_0_4_node_46 | 0.4 | n |  | TRUE
79 | bus_LV_4643-2_0_4_node_47 | 0.4 | n |  | TRUE
80 | bus_LV_4643-2_0_4_node_48 | 0.4 | n |  | TRUE
81 | bus_LV_4643-2_0_4_node_74 | 0.4 | n |  | TRUE
82 | bus_LV_4643-2_0_4_node_146 | 0.4 | n |  | TRUE
83 | bus_LV_4643-2_0_4_node_75 | 0.4 | n |  | TRUE
84 | bus_LV_4643-2_0_4_node_109 | 0.4 | n |  | TRUE
85 | bus_LV_4643-2_0_4_node_144 | 0.4 | n |  | TRUE
86 | bus_LV_4643-2_0_4_node_100 | 0.4 | n |  | TRUE
87 | bus_LV_4643-2_0_4_node_50 | 0.4 | n |  | TRUE
88 | bus_LV_4643-2_0_4_node_51 | 0.4 | n |  | TRUE
89 | bus_LV_4643-2_0_4_node_52 | 0.4 | n |  | TRUE
90 | bus_LV_4643-2_0_4_node_53 | 0.4 | n |  | TRUE
91 | bus_LV_4643-2_0_4_node_54 | 0.4 | n |  | TRUE
92 | bus_LV_4643-2_0_4_node_57 | 0.4 | n |  | TRUE
93 | bus_LV_4643-2_0_4_node_72 | 0.4 | n |  | TRUE
94 | bus_LV_4643-2_0_4_node_56 | 0.4 | n |  | TRUE
95 | bus_LV_4643-2_0_4_node_132 | 0.4 | n |  | TRUE
96 | bus_LV_4643-2_0_4_node_58 | 0.4 | n |  | TRUE
97 | bus_LV_4643-2_0_4_node_73 | 0.4 | n |  | TRUE
98 | bus_LV_4643-2_0_4_node_103 | 0.4 | n |  | TRUE
99 | bus_LV_4643-2_0_4_node_69 | 0.4 | n |  | TRUE
100 | bus_LV_4643-2_0_4_node_70 | 0.4 | n |  | TRUE
101 | bus_LV_4643-2_0_4_node_59 | 0.4 | n |  | TRUE
102 | bus_LV_4643-2_0_4_node_61 | 0.4 | n |  | TRUE
103 | bus_LV_4643-2_0_4_node_63 | 0.4 | n |  | TRUE
104 | bus_LV_4643-2_0_4_node_108 | 0.4 | n |  | TRUE
105 | bus_LV_4643-2_0_4_node_65 | 0.4 | n |  | TRUE
106 | bus_LV_4643-2_0_4_node_66 | 0.4 | n |  | TRUE
107 | bus_LV_4643-2_0_4_node_67 | 0.4 | n |  | TRUE
108 | bus_LV_4643-2_0_4_node_68 | 0.4 | n |  | TRUE
109 | bus_LV_4643-2_0_4_node_83 | 0.4 | n |  | TRUE
110 | bus_LV_4643-2_0_4_node_153 | 0.4 | n |  | TRUE
111 | bus_LV_4643-2_0_4_node_178 | 0.4 | n |  | TRUE
112 | bus_LV_4643-2_0_4_node_82 | 0.4 | n |  | TRUE
113 | bus_LV_4643-2_0_4_node_120 | 0.4 | n |  | TRUE
114 | bus_LV_4643-2_0_4_node_179 | 0.4 | n |  | TRUE
115 | bus_LV_4643-2_0_4_node_71 | 0.4 | n |  | TRUE
116 | bus_LV_4643-2_0_4_node_157 | 0.4 | n |  | TRUE
117 | bus_LV_4643-2_0_4_node_84 | 0.4 | n |  | TRUE
118 | bus_LV_4643-2_0_4_node_77 | 0.4 | n |  | TRUE
119 | bus_LV_4643-2_0_4_node_78 | 0.4 | n |  | TRUE
120 | bus_LV_4643-2_0_4_node_79 | 0.4 | n |  | TRUE
121 | bus_LV_4643-2_0_4_node_185 | 0.4 | n |  | TRUE
122 | bus_LV_4643-2_0_4_node_90 | 0.4 | n |  | TRUE
123 | bus_LV_4643-2_0_4_node_161 | 0.4 | n |  | TRUE
124 | bus_LV_4643-2_0_4_node_175 | 0.4 | n |  | TRUE
125 | bus_LV_4643-2_0_4_node_85 | 0.4 | n |  | TRUE
126 | bus_LV_4643-2_0_4_node_86 | 0.4 | n |  | TRUE
127 | bus_LV_4643-2_0_4_node_87 | 0.4 | n |  | TRUE
128 | bus_LV_4643-2_0_4_node_88 | 0.4 | n |  | TRUE
129 | bus_LV_4643-2_0_4_node_89 | 0.4 | n |  | TRUE
130 | bus_LV_4643-2_0_4_node_164 | 0.4 | n |  | TRUE
131 | bus_LV_4643-2_0_4_node_171 | 0.4 | n |  | TRUE
132 | bus_LV_4643-2_0_4_node_163 | 0.4 | n |  | TRUE
133 | bus_LV_4643-2_0_4_node_172 | 0.4 | n |  | TRUE
134 | bus_LV_4643-2_0_4_node_92 | 0.4 | n |  | TRUE
135 | bus_LV_4643-2_0_4_node_94 | 0.4 | n |  | TRUE
136 | bus_LV_4643-2_0_4_node_95 | 0.4 | n |  | TRUE
137 | bus_LV_4643-2_0_4_node_97 | 0.4 | n |  | TRUE
138 | bus_LV_4643-2_0_4_node_138 | 0.4 | n |  | TRUE
139 | bus_LV_4643-2_0_4_node_137 | 0.4 | n |  | TRUE
140 | bus_LV_4643-2_0_4_node_102 | 0.4 | n |  | TRUE
141 | bus_LV_4643-2_0_4_node_184 | 0.4 | n |  | TRUE
142 | bus_LV_4643-2_0_4_node_107 | 0.4 | n |  | TRUE
143 | bus_LV_4643-2_0_4_node_104 | 0.4 | n |  | TRUE
144 | bus_LV_4643-2_0_4_node_105 | 0.4 | n |  | TRUE
145 | bus_LV_4643-2_0_4_node_129 | 0.4 | n |  | TRUE
146 | bus_LV_4643-2_0_4_node_169 | 0.4 | n |  | TRUE
147 | bus_LV_4643-2_0_4_node_126 | 0.4 | n |  | TRUE
148 | bus_LV_4643-2_0_4_node_125 | 0.4 | n |  | TRUE
149 | bus_LV_4643-2_0_4_node_128 | 0.4 | n |  | TRUE
150 | bus_LV_4643-2_0_4_node_124 | 0.4 | n |  | TRUE
151 | bus_LV_4643-2_0_4_node_168 | 0.4 | n |  | TRUE
152 | bus_LV_4643-2_0_4_node_167 | 0.4 | n |  | TRUE
153 | bus_LV_4643-2_0_4_node_127 | 0.4 | n |  | TRUE
154 | bus_LV_4643-2_0_4_node_111 | 0.4 | n |  | TRUE
155 | bus_LV_4643-2_0_4_node_112 | 0.4 | n |  | TRUE
156 | bus_LV_4643-2_0_4_node_113 | 0.4 | n |  | TRUE
157 | bus_LV_4643-2_0_4_node_114 | 0.4 | n |  | TRUE
158 | bus_LV_4643-2_0_4_node_115 | 0.4 | n |  | TRUE
159 | bus_LV_4643-2_0_4_node_156 | 0.4 | n |  | TRUE
160 | bus_LV_4643-2_0_4_node_154 | 0.4 | n |  | TRUE
161 | bus_LV_4643-2_0_4_node_116 | 0.4 | n |  | TRUE
162 | bus_LV_4643-2_0_4_node_117 | 0.4 | n |  | TRUE
163 | bus_LV_4643-2_0_4_node_118 | 0.4 | n |  | TRUE
164 | bus_LV_4643-2_0_4_node_119 | 0.4 | n |  | TRUE
165 | bus_LV_4643-2_0_4_node_159 | 0.4 | n |  | TRUE
166 | bus_LV_4643-2_0_4_node_197 | 0.4 | n |  | TRUE
167 | bus_LV_4643-2_0_4_node_139 | 0.4 | n |  | TRUE
168 | bus_LV_4643-2_0_4_node_140 | 0.4 | n |  | TRUE
169 | bus_LV_4643-2_0_4_node_148 | 0.4 | n |  | TRUE
170 | bus_LV_4643-2_0_4_node_141 | 0.4 | n |  | TRUE
171 | bus_LV_4643-2_0_4_node_155 | 0.4 | n |  | TRUE
172 | bus_LV_4643-2_0_4_node_149 | 0.4 | n |  | TRUE
173 | bus_LV_4643-2_0_4_node_143 | 0.4 | n |  | TRUE
174 | bus_LV_4643-2_0_4_node_145 | 0.4 | n |  | TRUE
175 | bus_LV_4643-2_0_4_node_147 | 0.4 | n |  | TRUE
176 | bus_LV_4643-2_0_4_node_182 | 0.4 | n |  | TRUE
177 | bus_LV_4643-2_0_4_node_151 | 0.4 | n |  | TRUE
178 | bus_LV_4643-2_0_4_node_183 | 0.4 | n |  | TRUE
179 | bus_LV_4643-2_0_4_node_195 | 0.4 | n |  | TRUE
180 | bus_LV_4643-2_0_4_node_174 | 0.4 | n |  | TRUE
181 | bus_LV_4643-2_0_4_node_165 | 0.4 | n |  | TRUE
182 | bus_LV_4643-2_0_4_node_166 | 0.4 | n |  | TRUE
183 | bus_LV_4643-2_0_4_node_176 | 0.4 | n |  | TRUE
184 | bus_LV_4643-2_0_4_node_177 | 0.4 | n |  | TRUE
185 | bus_LV_4643-2_0_4_node_173 | 0.4 | n |  | TRUE
186 | bus_LV_4643-2_0_4_node_191 | 0.4 | n |  | TRUE
187 | bus_LV_4643-2_0_4_node_194 | 0.4 | n |  | TRUE
188 | bus_LV_4643-2_0_4_node_192 | 0.4 | n |  | TRUE
189 | bus_LV_4643-2_0_4_node_186 | 0.4 | n |  | TRUE
190 | bus_LV_4643-2_0_4_node_188 | 0.4 | n |  | TRUE
191 | bus_LV_4643-2_0_4_node_190 | 0.4 | n |  | TRUE
192 | bus_MV_442_0_node_100 | 20 | n |  | TRUE

## load
| name | bus | p_mw | q_mvar | const_z_percent | const_i_percent | sn_mva | scaling | in_service | type
0 | LV_4643-2_0_4_load_0 | 0 | 0.0018629 | 0.00046688 | 0 | 0 |  | 1 | TRUE | wye
1 | LV_4643-2_0_4_load_1 | 1 | 0.0023203 | 0.00058152 | 0 | 0 |  | 1 | TRUE | wye
2 | LV_4643-2_0_4_load_3 | 3 | 0.0022928 | 0.00057463 | 0 | 0 |  | 1 | TRUE | wye
3 | LV_4643-2_0_4_load_4 | 4 | 0.0020479 | 0.00051325 | 0 | 0 |  | 1 | TRUE | wye
4 | LV_4643-2_0_4_load_5 | 5 | 0.0037102 | 0.00092985 | 0 | 0 |  | 1 | TRUE | wye
5 | LV_4643-2_0_4_load_181 | 6 | 0.0018854 | 0.00047252 | 0 | 0 |  | 1 | TRUE | wye
6 | LV_4643-2_0_4_load_64 | 7 | 0.002127 | 0.00053309 | 0 | 0 |  | 1 | TRUE | wye
7 | LV_4643-2_0_4_load_193 | 10 | 0.0020398 | 0.00051122 | 0 | 0 |  | 1 | TRUE | wye
8 | LV_4643-2_0_4_load_187 | 11 | 0.0016959 | 0.00042503 | 0 | 0 |  | 1 | TRUE | wye
9 | LV_4643-2_0_4_load_6 | 12 | 0.0045062 | 0.0011294 | 0 | 0 |  | 1 | TRUE | wye
10 | LV_4643-2_0_4_load_7 | 13 | 0.00065267 | 0.00016358 | 0 | 0 |  | 1 | TRUE | wye
11 | LV_4643-2_0_4_load_135 | 15 | 0.0012359 | 0.00030974 | 0 | 0 |  | 1 | TRUE | wye
12 | LV_4643-2_0_4_load_9 | 16 | 0.0012238 | 0.00030672 | 0 | 0 |  | 1 | TRUE | wye
13 | LV_4643-2_0_4_load_134 | 18 | 0.0023406 | 0.0005866 | 0 | 0 |  | 1 | TRUE | wye
14 | LV_4643-2_0_4_load_136 | 19 | 0.00091719 | 0.00022987 | 0 | 0 |  | 1 | TRUE | wye
15 | LV_4643-2_0_4_load_133 | 20 | 0.0025358 | 0.00063552 | 0 | 0 |  | 1 | TRUE | wye
16 | LV_4643-2_0_4_load_98 | 22 | 0.0013293 | 0.00033317 | 0 | 0 |  | 1 | TRUE | wye
17 | LV_4643-2_0_4_load_130 | 24 | 0.001255 | 0.00031454 | 0 | 0 |  | 1 | TRUE | wye
18 | LV_4643-2_0_4_load_142 | 26 | 0.0014103 | 0.00035345 | 0 | 0 |  | 1 | TRUE | wye
19 | LV_4643-2_0_4_load_101 | 27 | 0.00059453 | 0.000149 | 0 | 0 |  | 1 | TRUE | wye
20 | LV_4643-2_0_4_load_198 | 28 | 0.0006036 | 0.00015128 | 0 | 0 |  | 1 | TRUE | wye
21 | LV_4643-2_0_4_load_11 | 29 | 0.0033498 | 0.00083953 | 0 | 0 |  | 1 | TRUE | wye
22 | LV_4643-2_0_4_load_12 | 30 | 0.001096 | 0.00027469 | 0 | 0 |  | 1 | TRUE | wye
23 | LV_4643-2_0_4_load_14 | 32 | 0.0040485 | 0.0010147 | 0 | 0 |  | 1 | TRUE | wye
24 | LV_4643-2_0_4_load_15 | 33 | 0.0024065 | 0.00060313 | 0 | 0 |  | 1 | TRUE | wye
25 | LV_4643-2_0_4_load_16 | 34 | 0.0017968 | 0.00045032 | 0 | 0 |  | 1 | TRUE | wye
26 | LV_4643-2_0_4_load_162 | 35 | 0.0024547 | 0.00061521 | 0 | 0 |  | 1 | TRUE | wye
27 | LV_4643-2_0_4_load_24 | 36 | 0.005083 | 0.0012739 | 0 | 0 |  | 1 | TRUE | wye
28 | LV_4643-2_0_4_load_99 | 37 | 0.0040041 | 0.0010035 | 0 | 0 |  | 1 | TRUE | wye
29 | LV_4643-2_0_4_load_180 | 38 | 0.0029912 | 0.00074966 | 0 | 0 |  | 1 | TRUE | wye
30 | LV_4643-2_0_4_load_23 | 39 | 0.0028224 | 0.00070736 | 0 | 0 |  | 1 | TRUE | wye
31 | LV_4643-2_0_4_load_76 | 40 | 0.0018728 | 0.00046937 | 0 | 0 |  | 1 | TRUE | wye
32 | LV_4643-2_0_4_load_17 | 41 | 0.0041129 | 0.0010308 | 0 | 0 |  | 1 | TRUE | wye
33 | LV_4643-2_0_4_load_18 | 42 | 0.0044036 | 0.0011036 | 0 | 0 |  | 1 | TRUE | wye
34 | LV_4643-2_0_4_load_21 | 44 | 0.0028123 | 0.00070483 | 0 | 0 |  | 1 | TRUE | wye
35 | LV_4643-2_0_4_load_22 | 45 | 0.0047324 | 0.0011861 | 0 | 0 |  | 1 | TRUE | wye
36 | LV_4643-2_0_4_load_42 | 46 | 0.0055934 | 0.0014018 | 0 | 0 |  | 1 | TRUE | wye
37 | LV_4643-2_0_4_load_80 | 48 | 0.0024261 | 0.00060803 | 0 | 0 |  | 1 | TRUE | wye
38 | LV_4643-2_0_4_load_81 | 49 | 0.0021265 | 0.00053295 | 0 | 0 |  | 1 | TRUE | wye
39 | LV_4643-2_0_4_load_27 | 50 | 0.0025611 | 0.00064186 | 0 | 0 |  | 1 | TRUE | wye
40 | LV_4643-2_0_4_load_28 | 51 | 0.002815 | 0.00070551 | 0 | 0 |  | 1 | TRUE | wye
41 | LV_4643-2_0_4_load_29 | 52 | 0.0064724 | 0.0016221 | 0 | 0 |  | 1 | TRUE | wye
42 | LV_4643-2_0_4_load_30 | 53 | 0.0024796 | 0.00062144 | 0 | 0 |  | 1 | TRUE | wye
43 | LV_4643-2_0_4_load_160 | 54 | 0.0055657 | 0.0013949 | 0 | 0 |  | 1 | TRUE | wye
44 | LV_4643-2_0_4_load_150 | 55 | 0.005796 | 0.0014526 | 0 | 0 |  | 1 | TRUE | wye
45 | LV_4643-2_0_4_load_32 | 56 | 0.0021142 | 0.00052986 | 0 | 0 |  | 1 | TRUE | wye
46 | LV_4643-2_0_4_load_33 | 57 | 0.0024243 | 0.00060758 | 0 | 0 |  | 1 | TRUE | wye
47 | LV_4643-2_0_4_load_34 | 58 | 0.0019409 | 0.00048643 | 0 | 0 |  | 1 | TRUE | wye
48 | LV_4643-2_0_4_load_36 | 60 | 0.0020935 | 0.00052468 | 0 | 0 |  | 1 | TRUE | wye
49 | LV_4643-2_0_4_load_110 | 62 | 0.0024918 | 0.00062451 | 0 | 0 |  | 1 | TRUE | wye
50 | LV_4643-2_0_4_load_62 | 63 | 0.0019735 | 0.00049461 | 0 | 0 |  | 1 | TRUE | wye
51 | LV_4643-2_0_4_load_96 | 64 | 0.0040424 | 0.0010131 | 0 | 0 |  | 1 | TRUE | wye
52 | LV_4643-2_0_4_load_91 | 65 | 0.0040424 | 0.0010131 | 0 | 0 |  | 1 | TRUE | wye
53 | LV_4643-2_0_4_load_55 | 66 | 0.0029209 | 0.00073204 | 0 | 0 |  | 1 | TRUE | wye
54 | LV_4643-2_0_4_load_60 | 67 | 0.0020514 | 0.00051413 | 0 | 0 |  | 1 | TRUE | wye
55 | LV_4643-2_0_4_load_37 | 68 | 0.0032492 | 0.00081434 | 0 | 0 |  | 1 | TRUE | wye
56 | LV_4643-2_0_4_load_38 | 69 | 0.0016269 | 0.00040773 | 0 | 0 |  | 1 | TRUE | wye
57 | LV_4643-2_0_4_load_40 | 70 | 0.0026561 | 0.00066567 | 0 | 0 |  | 1 | TRUE | wye
58 | LV_4643-2_0_4_load_41 | 71 | 0.006292 | 0.0015769 | 0 | 0 |  | 1 | TRUE | wye
59 | LV_4643-2_0_4_load_122 | 73 | 0.0050828 | 0.0012739 | 0 | 0 |  | 1 | TRUE | wye
60 | LV_4643-2_0_4_load_123 | 74 | 0.0067297 | 0.0016866 | 0 | 0 |  | 1 | TRUE | wye
61 | LV_4643-2_0_4_load_43 | 75 | 0.003974 | 0.00099597 | 0 | 0 |  | 1 | TRUE | wye
62 | LV_4643-2_0_4_load_44 | 76 | 0.0011991 | 0.00030052 | 0 | 0 |  | 1 | TRUE | wye
63 | LV_4643-2_0_4_load_46 | 78 | 0.0019515 | 0.00048908 | 0 | 0 |  | 1 | TRUE | wye
64 | LV_4643-2_0_4_load_47 | 79 | 0.0028893 | 0.00072413 | 0 | 0 |  | 1 | TRUE | wye
65 | LV_4643-2_0_4_load_48 | 80 | 0.0051437 | 0.0012891 | 0 | 0 |  | 1 | TRUE | wye
66 | LV_4643-2_0_4_load_74 | 81 | 0.0014651 | 0.00036719 | 0 | 0 |  | 1 | TRUE | wye
67 | LV_4643-2_0_4_load_75 | 83 | 0.0024978 | 0.00062601 | 0 | 0 |  | 1 | TRUE | wye
68 | LV_4643-2_0_4_load_109 | 84 | 0.0032982 | 0.00082661 | 0 | 0 |  | 1 | TRUE | wye
69 | LV_4643-2_0_4_load_144 | 85 | 0.005181 | 0.0012985 | 0 | 0 |  | 1 | TRUE | wye
70 | LV_4643-2_0_4_load_100 | 86 | 0.00041437 | 0.00010385 | 0 | 0 |  | 1 | TRUE | wye
71 | LV_4643-2_0_4_load_50 | 87 | 0.0032375 | 0.0008114 | 0 | 0 |  | 1 | TRUE | wye
72 | LV_4643-2_0_4_load_51 | 88 | 0.0018166 | 0.00045527 | 0 | 0 |  | 1 | TRUE | wye
73 | LV_4643-2_0_4_load_53 | 90 | 0.0020044 | 0.00050236 | 0 | 0 |  | 1 | TRUE | wye
74 | LV_4643-2_0_4_load_54 | 91 | 0.0027418 | 0.00068716 | 0 | 0 |  | 1 | TRUE | wye
75 | LV_4643-2_0_4_load_57 | 92 | 0.00254 | 0.00063658 | 0 | 0 |  | 1 | TRUE | wye
76 | LV_4643-2_0_4_load_72 | 93 | 0.0033471 | 0.00083886 | 0 | 0 |  | 1 | TRUE | wye
77 | LV_4643-2_0_4_load_56 | 94 | 0.0025468 | 0.00063828 | 0 | 0 |  | 1 | TRUE | wye
78 | LV_4643-2_0_4_load_58 | 96 | 0.0021109 | 0.00052905 | 0 | 0 |  | 1 | TRUE | wye
79 | LV_4643-2_0_4_load_73 | 97 | 0.0019548 | 0.00048992 | 0 | 0 |  | 1 | TRUE | wye
80 | LV_4643-2_0_4_load_103 | 98 | 0.0036019 | 0.00090271 | 0 | 0 |  | 1 | TRUE | wye
81 | LV_4643-2_0_4_load_69 | 99 | 0.0038849 | 0.00097366 | 0 | 0 |  | 1 | TRUE | wye
82 | LV_4643-2_0_4_load_70 | 100 | 0.0025934 | 0.00064996 | 0 | 0 |  | 1 | TRUE | wye
83 | LV_4643-2_0_4_load_59 | 101 | 0.0029564 | 0.00074093 | 0 | 0 |  | 1 | TRUE | wye
84 | LV_4643-2_0_4_load_61 | 102 | 0.0029333 | 0.00073515 | 0 | 0 |  | 1 | TRUE | wye
85 | LV_4643-2_0_4_load_63 | 103 | 0.003065 | 0.00076816 | 0 | 0 |  | 1 | TRUE | wye
86 | LV_4643-2_0_4_load_108 | 104 | 0.0042379 | 0.0010621 | 0 | 0 |  | 1 | TRUE | wye
87 | LV_4643-2_0_4_load_66 | 106 | 0.0018013 | 0.00045145 | 0 | 0 |  | 1 | TRUE | wye
88 | LV_4643-2_0_4_load_67 | 107 | 0.0022163 | 0.00055546 | 0 | 0 |  | 1 | TRUE | wye
89 | LV_4643-2_0_4_load_68 | 108 | 0.0020346 | 0.00050991 | 0 | 0 |  | 1 | TRUE | wye
90 | LV_4643-2_0_4_load_83 | 109 | 0.0019987 | 0.00050091 | 0 | 0 |  | 1 | TRUE | wye
91 | LV_4643-2_0_4_load_153 | 110 | 0.0018595 | 0.00046603 | 0 | 0 |  | 1 | TRUE | wye
92 | LV_4643-2_0_4_load_82 | 112 | 0.0019405 | 0.00048634 | 0 | 0 |  | 1 | TRUE | wye
93 | LV_4643-2_0_4_load_120 | 113 | 0.0033419 | 0.00083755 | 0 | 0 |  | 1 | TRUE | wye
94 | LV_4643-2_0_4_load_179 | 114 | 0.0028807 | 0.00072196 | 0 | 0 |  | 1 | TRUE | wye
95 | LV_4643-2_0_4_load_71 | 115 | 0.0026939 | 0.00067514 | 0 | 0 |  | 1 | TRUE | wye
96 | LV_4643-2_0_4_load_157 | 116 | 0.0025676 | 0.00064351 | 0 | 0 |  | 1 | TRUE | wye
97 | LV_4643-2_0_4_load_84 | 117 | 0.0018487 | 0.00046332 | 0 | 0 |  | 1 | TRUE | wye
98 | LV_4643-2_0_4_load_77 | 118 | 0.0012832 | 0.00032159 | 0 | 0 |  | 1 | TRUE | wye
99 | LV_4643-2_0_4_load_78 | 119 | 0.0014734 | 0.00036926 | 0 | 0 |  | 1 | TRUE | wye
100 | LV_4643-2_0_4_load_79 | 120 | 0.0014723 | 0.00036899 | 0 | 0 |  | 1 | TRUE | wye
101 | LV_4643-2_0_4_load_185 | 121 | 0.0018071 | 0.0004529 | 0 | 0 |  | 1 | TRUE | wye
102 | LV_4643-2_0_4_load_90 | 122 | 0.0012179 | 0.00030522 | 0 | 0 |  | 1 | TRUE | wye
103 | LV_4643-2_0_4_load_161 | 123 | 0.0021202 | 0.00053138 | 0 | 0 |  | 1 | TRUE | wye
104 | LV_4643-2_0_4_load_175 | 124 | 0.0019528 | 0.00048941 | 0 | 0 |  | 1 | TRUE | wye
105 | LV_4643-2_0_4_load_85 | 125 | 0.0011804 | 0.00029583 | 0 | 0 |  | 1 | TRUE | wye
106 | LV_4643-2_0_4_load_86 | 126 | 0.00096106 | 0.00024086 | 0 | 0 |  | 1 | TRUE | wye
107 | LV_4643-2_0_4_load_88 | 128 | 0.0043179 | 0.0010822 | 0 | 0 |  | 1 | TRUE | wye
108 | LV_4643-2_0_4_load_164 | 130 | 0.0053149 | 0.001332 | 0 | 0 |  | 1 | TRUE | wye
109 | LV_4643-2_0_4_load_171 | 131 | 0.0011576 | 0.00029013 | 0 | 0 |  | 1 | TRUE | wye
110 | LV_4643-2_0_4_load_163 | 132 | 0.0017886 | 0.00044826 | 0 | 0 |  | 1 | TRUE | wye
111 | LV_4643-2_0_4_load_172 | 133 | 0.0023451 | 0.00058775 | 0 | 0 |  | 1 | TRUE | wye
112 | LV_4643-2_0_4_load_94 | 135 | 0.0028403 | 0.00071184 | 0 | 0 |  | 1 | TRUE | wye
113 | LV_4643-2_0_4_load_95 | 136 | 0.0032035 | 0.00080286 | 0 | 0 |  | 1 | TRUE | wye
114 | LV_4643-2_0_4_load_97 | 137 | 0.0029349 | 0.00073555 | 0 | 0 |  | 1 | TRUE | wye
115 | LV_4643-2_0_4_load_138 | 138 | 0.0059787 | 0.0014984 | 0 | 0 |  | 1 | TRUE | wye
116 | LV_4643-2_0_4_load_137 | 139 | 0.0017129 | 0.0004293 | 0 | 0 |  | 1 | TRUE | wye
117 | LV_4643-2_0_4_load_102 | 140 | 0.0004144 | 0.00010386 | 0 | 0 |  | 1 | TRUE | wye
118 | LV_4643-2_0_4_load_184 | 141 | 0.0016859 | 0.00042252 | 0 | 0 |  | 1 | TRUE | wye
119 | LV_4643-2_0_4_load_104 | 143 | 0.0014641 | 0.00036694 | 0 | 0 |  | 1 | TRUE | wye
120 | LV_4643-2_0_4_load_105 | 144 | 0.001465 | 0.00036715 | 0 | 0 |  | 1 | TRUE | wye
121 | LV_4643-2_0_4_load_129 | 145 | 0.0024344 | 0.00061013 | 0 | 0 |  | 1 | TRUE | wye
122 | LV_4643-2_0_4_load_169 | 146 | 0.0027365 | 0.00068584 | 0 | 0 |  | 1 | TRUE | wye
123 | LV_4643-2_0_4_load_125 | 148 | 0.001937 | 0.00048546 | 0 | 0 |  | 1 | TRUE | wye
124 | LV_4643-2_0_4_load_128 | 149 | 0.0018995 | 0.00047605 | 0 | 0 |  | 1 | TRUE | wye
125 | LV_4643-2_0_4_load_124 | 150 | 0.0021536 | 0.00053973 | 0 | 0 |  | 1 | TRUE | wye
126 | LV_4643-2_0_4_load_168 | 151 | 0.0017428 | 0.0004368 | 0 | 0 |  | 1 | TRUE | wye
127 | LV_4643-2_0_4_load_167 | 152 | 0.0013306 | 0.00033349 | 0 | 0 |  | 1 | TRUE | wye
128 | LV_4643-2_0_4_load_127 | 153 | 0.0031539 | 0.00079044 | 0 | 0 |  | 1 | TRUE | wye
129 | LV_4643-2_0_4_load_111 | 154 | 0.0051121 | 0.0012812 | 0 | 0 |  | 1 | TRUE | wye
130 | LV_4643-2_0_4_load_112 | 155 | 0.0010192 | 0.00025543 | 0 | 0 |  | 1 | TRUE | wye
131 | LV_4643-2_0_4_load_113 | 156 | 0.0036403 | 0.00091235 | 0 | 0 |  | 1 | TRUE | wye
132 | LV_4643-2_0_4_load_114 | 157 | 0.0019287 | 0.00048339 | 0 | 0 |  | 1 | TRUE | wye
133 | LV_4643-2_0_4_load_115 | 158 | 0.0041743 | 0.0010462 | 0 | 0 |  | 1 | TRUE | wye
134 | LV_4643-2_0_4_load_156 | 159 | 0.0010254 | 0.00025699 | 0 | 0 |  | 1 | TRUE | wye
135 | LV_4643-2_0_4_load_154 | 160 | 0.0022181 | 0.00055592 | 0 | 0 |  | 1 | TRUE | wye
136 | LV_4643-2_0_4_load_116 | 161 | 0.0025275 | 0.00063345 | 0 | 0 |  | 1 | TRUE | wye
137 | LV_4643-2_0_4_load_117 | 162 | 0.0022817 | 0.00057185 | 0 | 0 |  | 1 | TRUE | wye
138 | LV_4643-2_0_4_load_118 | 163 | 0.0014375 | 0.00036028 | 0 | 0 |  | 1 | TRUE | wye
139 | LV_4643-2_0_4_load_119 | 164 | 0.0022023 | 0.00055195 | 0 | 0 |  | 1 | TRUE | wye
140 | LV_4643-2_0_4_load_159 | 165 | 0.0018922 | 0.00047422 | 0 | 0 |  | 1 | TRUE | wye
141 | LV_4643-2_0_4_load_197 | 166 | 0.0013838 | 0.00034682 | 0 | 0 |  | 1 | TRUE | wye
142 | LV_4643-2_0_4_load_140 | 168 | 0.002475 | 0.00062028 | 0 | 0 |  | 1 | TRUE | wye
143 | LV_4643-2_0_4_load_148 | 169 | 0.0023032 | 0.00057723 | 0 | 0 |  | 1 | TRUE | wye
144 | LV_4643-2_0_4_load_141 | 170 | 0.0023834 | 0.00059734 | 0 | 0 |  | 1 | TRUE | wye
145 | LV_4643-2_0_4_load_155 | 171 | 0.0027598 | 0.00069168 | 0 | 0 |  | 1 | TRUE | wye
146 | LV_4643-2_0_4_load_143 | 173 | 0.0026004 | 0.00065172 | 0 | 0 |  | 1 | TRUE | wye
147 | LV_4643-2_0_4_load_145 | 174 | 0.0042382 | 0.0010622 | 0 | 0 |  | 1 | TRUE | wye
148 | LV_4643-2_0_4_load_147 | 175 | 0.0029433 | 0.00073765 | 0 | 0 |  | 1 | TRUE | wye
149 | LV_4643-2_0_4_load_182 | 176 | 0.0042931 | 0.001076 | 0 | 0 |  | 1 | TRUE | wye
150 | LV_4643-2_0_4_load_151 | 177 | 0.0014683 | 0.00036798 | 0 | 0 |  | 1 | TRUE | wye
151 | LV_4643-2_0_4_load_183 | 178 | 0.0034501 | 0.00086467 | 0 | 0 |  | 1 | TRUE | wye
152 | LV_4643-2_0_4_load_195 | 179 | 0.0042382 | 0.0010622 | 0 | 0 |  | 1 | TRUE | wye
153 | LV_4643-2_0_4_load_174 | 180 | 0.0019528 | 0.00048941 | 0 | 0 |  | 1 | TRUE | wye
154 | LV_4643-2_0_4_load_165 | 181 | 0.0017898 | 0.00044856 | 0 | 0 |  | 1 | TRUE | wye
155 | LV_4643-2_0_4_load_166 | 182 | 0.0013358 | 0.0003348 | 0 | 0 |  | 1 | TRUE | wye
156 | LV_4643-2_0_4_load_173 | 185 | 0.0030954 | 0.00077577 | 0 | 0 |  | 1 | TRUE | wye
157 | LV_4643-2_0_4_load_191 | 186 | 0.0023231 | 0.00058223 | 0 | 0 |  | 1 | TRUE | wye
158 | LV_4643-2_0_4_load_194 | 187 | 0.0012458 | 0.00031222 | 0 | 0 |  | 1 | TRUE | wye
159 | LV_4643-2_0_4_load_192 | 188 | 0.0012469 | 0.00031251 | 0 | 0 |  | 1 | TRUE | wye
160 | LV_4643-2_0_4_load_186 | 189 | 0.002542 | 0.00063709 | 0 | 0 |  | 1 | TRUE | wye
161 | LV_4643-2_0_4_load_188 | 190 | 0.002027 | 0.00050801 | 0 | 0 |  | 1 | TRUE | wye
162 | LV_4643-2_0_4_load_190 | 191 | 0.0020267 | 0.00050795 | 0 | 0 |  | 1 | TRUE | wye

## ext_grid
| name | bus | vm_pu | va_degree | slack_weight | in_service
0 |  | 102 | 1 | 0 | 1 | TRUE

## line
| name | std_type | from_bus | to_bus | length_km | r_ohm_per_km | x_ohm_per_km | c_nf_per_km | g_us_per_km | max_i_ka | df | parallel | type | in_service
0 | LV_4643-2_0_4_line_0 |  | 0 | 1 | 0.03201 | 0.125 | 0.08 | 261 | 0 | 0.364 | 1 | 1 | cs | TRUE
1 | LV_4643-2_0_4_line_1 |  | 0 | 2 | 0.016999 | 0.125 | 0.08 | 261 | 0 | 0.364 | 1 | 1 | cs | TRUE
2 | LV_4643-2_0_4_line_2 |  | 1 | 3 | 0.0022965 | 0.125 | 0.08 | 261 | 0 | 0.364 | 1 | 1 | cs | TRUE
3 | LV_4643-2_0_4_line_3 |  | 2 | 4 | 0.030617 | 0.125 | 0.08 | 261 | 0 | 0.364 | 1 | 1 | cs | TRUE
4 | LV_4643-2_0_4_line_4 |  | 2 | 5 | 0.025883 | 0.125 | 0.08 | 261 | 0 | 0.364 | 1 | 1 | cs | TRUE
5 | LV_4643-2_0_4_line_5 |  | 3 | 6 | 0.023616 | 0.125 | 0.08 | 261 | 0 | 0.364 | 1 | 1 | cs | TRUE
6 | LV_4643-2_0_4_line_6 |  | 4 | 7 | 0.019699 | 0.125 | 0.08 | 261 | 0 | 0.364 | 1 | 1 | cs | TRUE
7 | LV_4643-2_0_4_line_7 |  | 6 | 8 | 0.017764 | 0.125 | 0.08 | 261 | 0 | 0.364 | 1 | 1 | cs | TRUE
8 | LV_4643-2_0_4_line_8 |  | 8 | 176 | 0.020668 | 0.125 | 0.08 | 261 | 0 | 0.364 | 1 | 1 | cs | TRUE
9 | LV_4643-2_0_4_line_9 |  | 8 | 175 | 0.01495 | 0.125 | 0.08 | 261 | 0 | 0.364 | 1 | 1 | cs | TRUE
10 | LV_4643-2_0_4_line_10 |  | 9 | 10 | 0.019273 | 0.125 | 0.08 | 261 | 0 | 0.364 | 1 | 1 | cs | TRUE
11 | LV_4643-2_0_4_line_11 |  | 9 | 11 | 0.013537 | 0.125 | 0.08 | 261 | 0 | 0.364 | 1 | 1 | cs | TRUE
12 | LV_4643-2_0_4_line_12 |  | 10 | 188 | 0.020607 | 0.125 | 0.08 | 261 | 0 | 0.364 | 1 | 1 | cs | TRUE
13 | LV_4643-2_0_4_line_13 |  | 11 | 189 | 0.014701 | 0.125 | 0.08 | 261 | 0 | 0.364 | 1 | 1 | cs | TRUE
14 | LV_4643-2_0_4_line_14 |  | 12 | 13 | 0.016634 | 0.125 | 0.08 | 261 | 0 | 0.364 | 1 | 1 | cs | TRUE
15 | LV_4643-2_0_4_line_15 |  | 12 | 14 | 0.0063984 | 0.125 | 0.08 | 261 | 0 | 0.364 | 1 | 1 | cs | TRUE
16 | LV_4643-2_0_4_line_16 |  | 12 | 15 | 0.050532 | 0.125 | 0.08 | 261 | 0 | 0.364 | 1 | 1 | cs | TRUE
17 | LV_4643-2_0_4_line_17 |  | 13 | 16 | 0.011412 | 0.125 | 0.08 | 261 | 0 | 0.364 | 1 | 1 | cs | TRUE
18 | LV_4643-2_0_4_line_18 |  | 14 | 17 | 0.004427 | 0.125 | 0.08 | 261 | 0 | 0.364 | 1 | 1 | cs | TRUE
19 | LV_4643-2_0_4_line_19 |  | 15 | 18 | 0.02177 | 0.125 | 0.08 | 261 | 0 | 0.364 | 1 | 1 | cs | TRUE
20 | LV_4643-2_0_4_line_20 |  | 16 | 23 | 0.016168 | 0.125 | 0.08 | 261 | 0 | 0.364 | 1 | 1 | cs | TRUE
21 | LV_4643-2_0_4_line_21 |  | 17 | 25 | 0.022808 | 0.125 | 0.08 | 261 | 0 | 0.364 | 1 | 1 | cs | TRUE
22 | LV_4643-2_0_4_line_22 |  | 18 | 19 | 0.016838 | 0.125 | 0.08 | 261 | 0 | 0.364 | 1 | 1 | cs | TRUE
23 | LV_4643-2_0_4_line_23 |  | 20 | 21 | 0.003487 | 0.125 | 0.08 | 261 | 0 | 0.364 | 1 | 1 | cs | TRUE
24 | LV_4643-2_0_4_line_24 |  | 20 | 22 | 0.011598 | 0.125 | 0.08 | 261 | 0 | 0.364 | 1 | 1 | cs | TRUE
25 | LV_4643-2_0_4_line_25 |  | 21 | 24 | 0.026828 | 0.125 | 0.08 | 261 | 0 | 0.364 | 1 | 1 | cs | TRUE
26 | LV_4643-2_0_4_line_26 |  | 22 | 137 | 0.027706 | 0.125 | 0.08 | 261 | 0 | 0.364 | 1 | 1 | cs | TRUE
27 | LV_4643-2_0_4_line_27 |  | 23 | 26 | 0.012024 | 0.125 | 0.08 | 261 | 0 | 0.364 | 1 | 1 | cs | TRUE
28 | LV_4643-2_0_4_line_28 |  | 23 | 27 | 0.028733 | 0.125 | 0.08 | 261 | 0 | 0.364 | 1 | 1 | cs | TRUE
29 | LV_4643-2_0_4_line_29 |  | 24 | 64 | 0.0022437 | 0.125 | 0.08 | 261 | 0 | 0.364 | 1 | 1 | cs | TRUE
30 | LV_4643-2_0_4_line_30 |  | 25 | 28 | 0.024686 | 0.125 | 0.08 | 261 | 0 | 0.364 | 1 | 1 | cs | TRUE
31 | LV_4643-2_0_4_line_31 |  | 27 | 86 | 0.0045592 | 0.125 | 0.08 | 261 | 0 | 0.364 | 1 | 1 | cs | TRUE
32 | LV_4643-2_0_4_line_32 |  | 28 | 166 | 0.063418 | 0.125 | 0.08 | 261 | 0 | 0.364 | 1 | 1 | cs | TRUE
33 | LV_4643-2_0_4_line_33 |  | 29 | 30 | 0.020166 | 0.125 | 0.08 | 261 | 0 | 0.364 | 1 | 1 | cs | TRUE
34 | LV_4643-2_0_4_line_34 |  | 29 | 31 | 0.015373 | 0.125 | 0.08 | 261 | 0 | 0.364 | 1 | 1 | cs | TRUE
35 | LV_4643-2_0_4_line_35 |  | 30 | 32 | 0.0039054 | 0.125 | 0.08 | 261 | 0 | 0.364 | 1 | 1 | cs | TRUE
36 | LV_4643-2_0_4_line_36 |  | 31 | 33 | 0.025348 | 0.125 | 0.08 | 261 | 0 | 0.364 | 1 | 1 | cs | TRUE
37 | LV_4643-2_0_4_line_37 |  | 31 | 34 | 0.021245 | 0.125 | 0.08 | 261 | 0 | 0.364 | 1 | 1 | cs | TRUE
38 | LV_4643-2_0_4_line_38 |  | 32 | 35 | 0.00076894 | 0.125 | 0.08 | 261 | 0 | 0.364 | 1 | 1 | cs | TRUE
39 | LV_4643-2_0_4_line_39 |  | 33 | 36 | 0.0048874 | 0.125 | 0.08 | 261 | 0 | 0.364 | 1 | 1 | cs | TRUE
40 | LV_4643-2_0_4_line_40 |  | 34 | 37 | 0.02871 | 0.125 | 0.08 | 261 | 0 | 0.364 | 1 | 2 | cs | TRUE
41 | LV_4643-2_0_4_line_41 |  | 35 | 38 | 0.029614 | 0.125 | 0.08 | 261 | 0 | 0.364 | 1 | 1 | cs | TRUE
42 | LV_4643-2_0_4_line_42 |  | 36 | 39 | 0.02682 | 0.125 | 0.08 | 261 | 0 | 0.364 | 1 | 1 | cs | TRUE
43 | LV_4643-2_0_4_line_43 |  | 37 | 40 | 0.0015355 | 0.125 | 0.08 | 261 | 0 | 0.364 | 1 | 2 | cs | TRUE
44 | LV_4643-2_0_4_line_44 |  | 38 | 44 | 0.0055351 | 0.125 | 0.08 | 261 | 0 | 0.364 | 1 | 1 | cs | TRUE
45 | LV_4643-2_0_4_line_45 |  | 40 | 83 | 0.0085562 | 0.125 | 0.08 | 261 | 0 | 0.364 | 1 | 2 | cs | TRUE
46 | LV_4643-2_0_4_line_46 |  | 41 | 42 | 0.0030979 | 0.125 | 0.08 | 261 | 0 | 0.364 | 1 | 1 | cs | TRUE
47 | LV_4643-2_0_4_line_47 |  | 41 | 43 | 0.016059 | 0.125 | 0.08 | 261 | 0 | 0.364 | 1 | 1 | cs | TRUE
48 | LV_4643-2_0_4_line_48 |  | 43 | 44 | 0.022481 | 0.125 | 0.08 | 261 | 0 | 0.364 | 1 | 1 | cs | TRUE
49 | LV_4643-2_0_4_line_49 |  | 43 | 45 | 0.028574 | 0.125 | 0.08 | 261 | 0 | 0.364 | 1 | 1 | cs | TRUE
50 | LV_4643-2_0_4_line_50 |  | 45 | 46 | 0.0071088 | 0.125 | 0.08 | 261 | 0 | 0.364 | 1 | 1 | cs | TRUE
51 | LV_4643-2_0_4_line_51 |  | 46 | 47 | 0.012187 | 0.125 | 0.08 | 261 | 0 | 0.364 | 1 | 1 | cs | TRUE
52 | LV_4643-2_0_4_line_52 |  | 47 | 71 | 0.036419 | 0.125 | 0.08 | 261 | 0 | 0.364 | 1 | 1 | cs | TRUE
53 | LV_4643-2_0_4_line_53 |  | 47 | 68 | 0.020773 | 0.125 | 0.08 | 261 | 0 | 0.364 | 1 | 1 | cs | TRUE
54 | LV_4643-2_0_4_line_54 |  | 48 | 49 | 0.0071736 | 0.125 | 0.08 | 261 | 0 | 0.364 | 1 | 1 | cs | TRUE
55 | LV_4643-2_0_4_line_55 |  | 49 | 78 | 0.025181 | 0.125 | 0.08 | 261 | 0 | 0.364 | 1 | 1 | cs | TRUE
56 | LV_4643-2_0_4_line_56 |  | 50 | 51 | 0.050693 | 0.125 | 0.08 | 261 | 0 | 0.364 | 1 | 1 | cs | TRUE
57 | LV_4643-2_0_4_line_57 |  | 50 | 52 | 0.0088492 | 0.125 | 0.08 | 261 | 0 | 0.364 | 1 | 1 | cs | TRUE
58 | LV_4643-2_0_4_line_58 |  | 52 | 53 | 0.027758 | 0.125 | 0.08 | 261 | 0 | 0.364 | 1 | 1 | cs | TRUE
59 | LV_4643-2_0_4_line_59 |  | 53 | 54 | 0.0025127 | 0.125 | 0.08 | 261 | 0 | 0.364 | 1 | 1 | cs | TRUE
60 | LV_4643-2_0_4_line_60 |  | 54 | 55 | 0.031239 | 0.125 | 0.08 | 261 | 0 | 0.364 | 1 | 1 | cs | TRUE
61 | LV_4643-2_0_4_line_61 |  | 55 | 172 | 0.021151 | 0.125 | 0.08 | 261 | 0 | 0.364 | 1 | 1 | cs | TRUE
62 | LV_4643-2_0_4_line_62 |  | 56 | 57 | 0.022352 | 0.125 | 0.08 | 261 | 0 | 0.364 | 1 | 2 | cs | TRUE
63 | LV_4643-2_0_4_line_63 |  | 56 | 58 | 0.0060295 | 0.125 | 0.08 | 261 | 0 | 0.364 | 1 | 2 | cs | TRUE
64 | LV_4643-2_0_4_line_64 |  | 57 | 59 | 0.00078349 | 0.125 | 0.08 | 261 | 0 | 0.364 | 1 | 2 | cs | TRUE
65 | LV_4643-2_0_4_line_65 |  | 58 | 60 | 0.029114 | 0.125 | 0.08 | 261 | 0 | 0.364 | 1 | 2 | cs | TRUE
66 | LV_4643-2_0_4_line_66 |  | 59 | 61 | 0.016945 | 0.125 | 0.08 | 261 | 0 | 0.364 | 1 | 1 | cs | TRUE
67 | LV_4643-2_0_4_line_67 |  | 59 | 62 | 0.019095 | 0.125 | 0.08 | 261 | 0 | 0.364 | 1 | 2 | cs | TRUE
68 | LV_4643-2_0_4_line_68 |  | 60 | 63 | 0.023761 | 0.125 | 0.08 | 261 | 0 | 0.364 | 1 | 2 | cs | TRUE
69 | LV_4643-2_0_4_line_69 |  | 61 | 64 | 0.027623 | 0.125 | 0.08 | 261 | 0 | 0.364 | 1 | 1 | cs | TRUE
70 | LV_4643-2_0_4_line_70 |  | 61 | 65 | 0.017413 | 0.125 | 0.08 | 261 | 0 | 0.364 | 1 | 1 | cs | TRUE
71 | LV_4643-2_0_4_line_71 |  | 62 | 66 | 0.024886 | 0.125 | 0.08 | 261 | 0 | 0.364 | 1 | 2 | cs | TRUE
72 | LV_4643-2_0_4_line_72 |  | 63 | 67 | 0.0014009 | 0.125 | 0.08 | 261 | 0 | 0.364 | 1 | 2 | cs | TRUE
73 | LV_4643-2_0_4_line_73 |  | 66 | 89 | 0.014811 | 0.125 | 0.08 | 261 | 0 | 0.364 | 1 | 2 | cs | TRUE
74 | LV_4643-2_0_4_line_74 |  | 67 | 101 | 0.02642 | 0.125 | 0.08 | 261 | 0 | 0.364 | 1 | 2 | cs | TRUE
75 | LV_4643-2_0_4_line_75 |  | 68 | 69 | 0.033642 | 0.125 | 0.08 | 261 | 0 | 0.364 | 1 | 1 | cs | TRUE
76 | LV_4643-2_0_4_line_76 |  | 69 | 70 | 0.0044119 | 0.125 | 0.08 | 261 | 0 | 0.364 | 1 | 1 | cs | TRUE
77 | LV_4643-2_0_4_line_77 |  | 71 | 72 | 0.024171 | 0.125 | 0.08 | 261 | 0 | 0.364 | 1 | 1 | cs | TRUE
78 | LV_4643-2_0_4_line_78 |  | 72 | 73 | 0.012385 | 0.125 | 0.08 | 261 | 0 | 0.364 | 1 | 1 | cs | TRUE
79 | LV_4643-2_0_4_line_79 |  | 72 | 74 | 0.012039 | 0.125 | 0.08 | 261 | 0 | 0.364 | 1 | 1 | cs | TRUE
80 | LV_4643-2_0_4_line_80 |  | 73 | 158 | 0.0041027 | 0.125 | 0.08 | 261 | 0 | 0.364 | 1 | 1 | cs | TRUE
81 | LV_4643-2_0_4_line_81 |  | 75 | 76 | 0.013785 | 0.125 | 0.08 | 261 | 0 | 0.364 | 1 | 1 | cs | TRUE
82 | LV_4643-2_0_4_line_82 |  | 75 | 77 | 0.034235 | 0.125 | 0.08 | 261 | 0 | 0.364 | 1 | 1 | cs | TRUE
83 | LV_4643-2_0_4_line_83 |  | 76 | 78 | 0.029277 | 0.125 | 0.08 | 261 | 0 | 0.364 | 1 | 1 | cs | TRUE
84 | LV_4643-2_0_4_line_84 |  | 77 | 79 | 0.023952 | 0.125 | 0.08 | 261 | 0 | 0.364 | 1 | 2 | cs | TRUE
85 | LV_4643-2_0_4_line_85 |  | 77 | 80 | 0.024244 | 0.125 | 0.08 | 261 | 0 | 0.364 | 1 | 2 | cs | TRUE
86 | LV_4643-2_0_4_line_86 |  | 79 | 81 | 0.012433 | 0.125 | 0.08 | 261 | 0 | 0.364 | 1 | 2 | cs | TRUE
87 | LV_4643-2_0_4_line_87 |  | 80 | 82 | 0.024534 | 0.125 | 0.08 | 261 | 0 | 0.364 | 1 | 2 | cs | TRUE
88 | LV_4643-2_0_4_line_88 |  | 81 | 83 | 0.019453 | 0.125 | 0.08 | 261 | 0 | 0.364 | 1 | 2 | cs | TRUE
89 | LV_4643-2_0_4_line_89 |  | 82 | 84 | 0.016736 | 0.125 | 0.08 | 261 | 0 | 0.364 | 1 | 2 | cs | TRUE
90 | LV_4643-2_0_4_line_90 |  | 82 | 85 | 0.017145 | 0.125 | 0.08 | 261 | 0 | 0.364 | 1 | 1 | cs | TRUE
91 | LV_4643-2_0_4_line_91 |  | 84 | 104 | 0.025244 | 0.125 | 0.08 | 261 | 0 | 0.364 | 1 | 2 | cs | TRUE
92 | LV_4643-2_0_4_line_92 |  | 85 | 173 | 0.0054031 | 0.125 | 0.08 | 261 | 0 | 0.364 | 1 | 1 | cs | TRUE
93 | LV_4643-2_0_4_line_93 |  | 86 | 140 | 0.0031074 | 0.125 | 0.08 | 261 | 0 | 0.364 | 1 | 1 | cs | TRUE
94 | LV_4643-2_0_4_line_94 |  | 87 | 88 | 0.032691 | 0.125 | 0.08 | 261 | 0 | 0.364 | 1 | 1 | cs | TRUE
95 | LV_4643-2_0_4_line_95 |  | 87 | 89 | 0.018774 | 0.125 | 0.08 | 261 | 0 | 0.364 | 1 | 1 | cs | TRUE
96 | LV_4643-2_0_4_line_96 |  | 88 | 90 | 0.01373 | 0.125 | 0.08 | 261 | 0 | 0.364 | 1 | 1 | cs | TRUE
97 | LV_4643-2_0_4_line_97 |  | 89 | 91 | 0.025423 | 0.125 | 0.08 | 261 | 0 | 0.364 | 1 | 2 | cs | TRUE
98 | LV_4643-2_0_4_line_98 |  | 90 | 92 | 0.015636 | 0.125 | 0.08 | 261 | 0 | 0.364 | 1 | 1 | cs | TRUE
99 | LV_4643-2_0_4_line_99 |  | 91 | 93 | 0.024574 | 0.125 | 0.08 | 261 | 0 | 0.364 | 1 | 2 | cs | TRUE
100 | LV_4643-2_0_4_line_100 |  | 92 | 96 | 0.0071525 | 0.125 | 0.08 | 261 | 0 | 0.364 | 1 | 1 | cs | TRUE
101 | LV_4643-2_0_4_line_101 |  | 93 | 97 | 0.023173 | 0.125 | 0.08 | 261 | 0 | 0.364 | 1 | 2 | cs | TRUE
102 | LV_4643-2_0_4_line_102 |  | 94 | 95 | 0.0268 | 0.125 | 0.08 | 261 | 0 | 0.364 | 1 | 1 | cs | TRUE
103 | LV_4643-2_0_4_line_103 |  | 95 | 98 | 0.027364 | 0.125 | 0.08 | 261 | 0 | 0.364 | 1 | 1 | cs | TRUE
104 | LV_4643-2_0_4_line_104 |  | 96 | 99 | 0.02229 | 0.125 | 0.08 | 261 | 0 | 0.364 | 1 | 1 | cs | TRUE
105 | LV_4643-2_0_4_line_105 |  | 97 | 117 | 0.02734 | 0.125 | 0.08 | 261 | 0 | 0.364 | 1 | 2 | cs | TRUE
106 | LV_4643-2_0_4_line_106 |  | 98 | 141 | 0.02737 | 0.125 | 0.08 | 261 | 0 | 0.364 | 1 | 1 | cs | TRUE
107 | LV_4643-2_0_4_line_107 |  | 98 | 140 | 0.0025412 | 0.125 | 0.08 | 261 | 0 | 0.364 | 1 | 1 | cs | TRUE
108 | LV_4643-2_0_4_line_108 |  | 99 | 100 | 0.0052922 | 0.125 | 0.08 | 261 | 0 | 0.364 | 1 | 1 | cs | TRUE
109 | LV_4643-2_0_4_line_109 |  | 100 | 115 | 0.017485 | 0.125 | 0.08 | 261 | 0 | 0.364 | 1 | 1 | cs | TRUE
110 | LV_4643-2_0_4_line_110 |  | 101 | 102 | 0.0030486 | 0.125 | 0.08 | 261 | 0 | 0.364 | 1 | 2 | cs | TRUE
111 | LV_4643-2_0_4_line_111 |  | 102 | 103 | 0.025193 | 0.125 | 0.08 | 261 | 0 | 0.364 | 1 | 2 | cs | TRUE
112 | LV_4643-2_0_4_line_112 |  | 103 | 104 | 0.0035387 | 0.125 | 0.08 | 261 | 0 | 0.364 | 1 | 2 | cs | TRUE
113 | LV_4643-2_0_4_line_113 |  | 105 | 106 | 0.015726 | 0.125 | 0.08 | 261 | 0 | 0.364 | 1 | 1 | cs | TRUE
114 | LV_4643-2_0_4_line_114 |  | 105 | 107 | 0.033057 | 0.125 | 0.08 | 261 | 0 | 0.364 | 1 | 1 | cs | TRUE
115 | LV_4643-2_0_4_line_115 |  | 105 | 108 | 0.017357 | 0.125 | 0.08 | 261 | 0 | 0.364 | 1 | 1 | cs | TRUE
116 | LV_4643-2_0_4_line_116 |  | 106 | 109 | 0.00033023 | 0.125 | 0.08 | 261 | 0 | 0.364 | 1 | 1 | cs | TRUE
117 | LV_4643-2_0_4_line_117 |  | 107 | 110 | 0.0024572 | 0.125 | 0.08 | 261 | 0 | 0.364 | 1 | 1 | cs | TRUE
118 | LV_4643-2_0_4_line_118 |  | 108 | 111 | 0.043664 | 0.125 | 0.08 | 261 | 0 | 0.364 | 1 | 1 | cs | TRUE
119 | LV_4643-2_0_4_line_119 |  | 109 | 112 | 0.02227 | 0.125 | 0.08 | 261 | 0 | 0.364 | 1 | 2 | cs | TRUE
120 | LV_4643-2_0_4_line_120 |  | 110 | 113 | 0.018848 | 0.125 | 0.08 | 261 | 0 | 0.364 | 1 | 1 | cs | TRUE
121 | LV_4643-2_0_4_line_121 |  | 111 | 114 | 0.052093 | 0.125 | 0.08 | 261 | 0 | 0.364 | 1 | 1 | cs | TRUE
122 | LV_4643-2_0_4_line_122 |  | 112 | 117 | 0.019243 | 0.125 | 0.08 | 261 | 0 | 0.364 | 1 | 2 | cs | TRUE
123 | LV_4643-2_0_4_line_123 |  | 113 | 163 | 0.0018145 | 0.125 | 0.08 | 261 | 0 | 0.364 | 1 | 1 | cs | TRUE
124 | LV_4643-2_0_4_line_124 |  | 115 | 116 | 0.0045379 | 0.125 | 0.08 | 261 | 0 | 0.364 | 1 | 1 | cs | TRUE
125 | LV_4643-2_0_4_line_125 |  | 118 | 119 | 0.018285 | 0.125 | 0.08 | 261 | 0 | 0.364 | 1 | 1 | cs | TRUE
126 | LV_4643-2_0_4_line_126 |  | 119 | 120 | 0.009351 | 0.125 | 0.08 | 261 | 0 | 0.364 | 1 | 1 | cs | TRUE
127 | LV_4643-2_0_4_line_127 |  | 119 | 121 | 0.031634 | 0.125 | 0.08 | 261 | 0 | 0.364 | 1 | 1 | cs | TRUE
128 | LV_4643-2_0_4_line_128 |  | 121 | 122 | 0.0057514 | 0.125 | 0.08 | 261 | 0 | 0.364 | 1 | 1 | cs | TRUE
129 | LV_4643-2_0_4_line_129 |  | 122 | 127 | 0.021981 | 0.125 | 0.08 | 261 | 0 | 0.364 | 1 | 1 | cs | TRUE
130 | LV_4643-2_0_4_line_130 |  | 123 | 124 | 0.039325 | 0.125 | 0.08 | 261 | 0 | 0.364 | 1 | 1 | cs | TRUE
131 | LV_4643-2_0_4_line_131 |  | 124 | 180 | 0.0096281 | 0.125 | 0.08 | 261 | 0 | 0.364 | 1 | 1 | cs | TRUE
132 | LV_4643-2_0_4_line_132 |  | 125 | 126 | 0.011629 | 0.125 | 0.08 | 261 | 0 | 0.364 | 1 | 1 | cs | TRUE
133 | LV_4643-2_0_4_line_133 |  | 125 | 127 | 0.0021543 | 0.125 | 0.08 | 261 | 0 | 0.364 | 1 | 1 | cs | TRUE
134 | LV_4643-2_0_4_line_134 |  | 126 | 128 | 0.011006 | 0.125 | 0.08 | 261 | 0 | 0.364 | 1 | 1 | cs | TRUE
135 | LV_4643-2_0_4_line_135 |  | 127 | 129 | 0.019531 | 0.125 | 0.08 | 261 | 0 | 0.364 | 1 | 1 | cs | TRUE
136 | LV_4643-2_0_4_line_136 |  | 129 | 130 | 0.029876 | 0.125 | 0.08 | 261 | 0 | 0.364 | 1 | 1 | cs | TRUE
137 | LV_4643-2_0_4_line_137 |  | 129 | 131 | 0.025545 | 0.125 | 0.08 | 261 | 0 | 0.364 | 1 | 1 | cs | TRUE
138 | LV_4643-2_0_4_line_138 |  | 130 | 132 | 0.012077 | 0.125 | 0.08 | 261 | 0 | 0.364 | 1 | 1 | cs | TRUE
139 | LV_4643-2_0_4_line_139 |  | 131 | 133 | 0.025098 | 0.125 | 0.08 | 261 | 0 | 0.364 | 1 | 1 | cs | TRUE
140 | LV_4643-2_0_4_line_140 |  | 132 | 181 | 9.6156e-05 | 0.125 | 0.08 | 261 | 0 | 0.364 | 1 | 1 | cs | TRUE
141 | LV_4643-2_0_4_line_141 |  | 133 | 185 | 0.021419 | 0.125 | 0.08 | 261 | 0 | 0.364 | 1 | 1 | cs | TRUE
142 | LV_4643-2_0_4_line_142 |  | 134 | 135 | 0.012875 | 0.125 | 0.08 | 261 | 0 | 0.364 | 1 | 1 | cs | TRUE
143 | LV_4643-2_0_4_line_143 |  | 134 | 136 | 0.014363 | 0.125 | 0.08 | 261 | 0 | 0.364 | 1 | 1 | cs | TRUE
144 | LV_4643-2_0_4_line_144 |  | 135 | 137 | 0.02981 | 0.125 | 0.08 | 261 | 0 | 0.364 | 1 | 1 | cs | TRUE
145 | LV_4643-2_0_4_line_145 |  | 136 | 138 | 0.0096708 | 0.125 | 0.08 | 261 | 0 | 0.364 | 1 | 1 | cs | TRUE
146 | LV_4643-2_0_4_line_146 |  | 138 | 139 | 0.012644 | 0.125 | 0.08 | 261 | 0 | 0.364 | 1 | 1 | cs | TRUE
147 | LV_4643-2_0_4_line_147 |  | 139 | 167 | 0.0035864 | 0.125 | 0.08 | 261 | 0 | 0.364 | 1 | 1 | cs | TRUE
148 | LV_4643-2_0_4_line_148 |  | 141 | 142 | 0.037236 | 0.125 | 0.08 | 261 | 0 | 0.364 | 1 | 1 | cs | TRUE
149 | LV_4643-2_0_4_line_149 |  | 142 | 148 | 0.038288 | 0.125 | 0.08 | 261 | 0 | 0.364 | 1 | 1 | cs | TRUE
150 | LV_4643-2_0_4_line_150 |  | 142 | 144 | 0.019379 | 0.125 | 0.08 | 261 | 0 | 0.364 | 1 | 1 | cs | TRUE
151 | LV_4643-2_0_4_line_151 |  | 143 | 144 | 0.01129 | 0.125 | 0.08 | 261 | 0 | 0.364 | 1 | 1 | cs | TRUE
152 | LV_4643-2_0_4_line_152 |  | 145 | 146 | 0.0079923 | 0.125 | 0.08 | 261 | 0 | 0.364 | 1 | 1 | cs | TRUE
153 | LV_4643-2_0_4_line_153 |  | 145 | 147 | 0.019948 | 0.125 | 0.08 | 261 | 0 | 0.364 | 1 | 1 | cs | TRUE
154 | LV_4643-2_0_4_line_154 |  | 146 | 152 | 0.014791 | 0.125 | 0.08 | 261 | 0 | 0.364 | 1 | 1 | cs | TRUE
155 | LV_4643-2_0_4_line_155 |  | 147 | 149 | 0.019043 | 0.125 | 0.08 | 261 | 0 | 0.364 | 1 | 1 | cs | TRUE
156 | LV_4643-2_0_4_line_156 |  | 147 | 150 | 0.0016887 | 0.125 | 0.08 | 261 | 0 | 0.364 | 1 | 1 | cs | TRUE
157 | LV_4643-2_0_4_line_157 |  | 148 | 153 | 0.010565 | 0.125 | 0.08 | 261 | 0 | 0.364 | 1 | 1 | cs | TRUE
158 | LV_4643-2_0_4_line_158 |  | 148 | 150 | 0.022423 | 0.125 | 0.08 | 261 | 0 | 0.364 | 1 | 1 | cs | TRUE
159 | LV_4643-2_0_4_line_159 |  | 149 | 165 | 0.020711 | 0.125 | 0.08 | 261 | 0 | 0.364 | 1 | 1 | cs | TRUE
160 | LV_4643-2_0_4_line_160 |  | 151 | 152 | 0.012431 | 0.125 | 0.08 | 261 | 0 | 0.364 | 1 | 1 | cs | TRUE
161 | LV_4643-2_0_4_line_161 |  | 154 | 155 | 0.0243 | 0.125 | 0.08 | 261 | 0 | 0.364 | 1 | 1 | cs | TRUE
162 | LV_4643-2_0_4_line_162 |  | 154 | 156 | 0.00038536 | 0.125 | 0.08 | 261 | 0 | 0.364 | 1 | 1 | cs | TRUE
163 | LV_4643-2_0_4_line_163 |  | 155 | 157 | 0.00025458 | 0.125 | 0.08 | 261 | 0 | 0.364 | 1 | 1 | cs | TRUE
164 | LV_4643-2_0_4_line_164 |  | 156 | 158 | 0.025901 | 0.125 | 0.08 | 261 | 0 | 0.364 | 1 | 1 | cs | TRUE
165 | LV_4643-2_0_4_line_165 |  | 157 | 159 | 0.0094422 | 0.125 | 0.08 | 261 | 0 | 0.364 | 1 | 1 | cs | TRUE
166 | LV_4643-2_0_4_line_166 |  | 159 | 160 | 0.017055 | 0.125 | 0.08 | 261 | 0 | 0.364 | 1 | 1 | cs | TRUE
167 | LV_4643-2_0_4_line_167 |  | 160 | 171 | 0.012423 | 0.125 | 0.08 | 261 | 0 | 0.364 | 1 | 1 | cs | TRUE
168 | LV_4643-2_0_4_line_168 |  | 161 | 162 | 0.00016693 | 0.125 | 0.08 | 261 | 0 | 0.364 | 1 | 1 | cs | TRUE
169 | LV_4643-2_0_4_line_169 |  | 161 | 163 | 0.021515 | 0.125 | 0.08 | 261 | 0 | 0.364 | 1 | 1 | cs | TRUE
170 | LV_4643-2_0_4_line_170 |  | 162 | 164 | 0.02301 | 0.125 | 0.08 | 261 | 0 | 0.364 | 1 | 1 | cs | TRUE
171 | LV_4643-2_0_4_line_171 |  | 164 | 165 | 0.0011368 | 0.125 | 0.08 | 261 | 0 | 0.364 | 1 | 1 | cs | TRUE
172 | LV_4643-2_0_4_line_172 |  | 167 | 168 | 0.0070046 | 0.125 | 0.08 | 261 | 0 | 0.364 | 1 | 1 | cs | TRUE
173 | LV_4643-2_0_4_line_173 |  | 168 | 169 | 0.028191 | 0.125 | 0.08 | 261 | 0 | 0.364 | 1 | 1 | cs | TRUE
174 | LV_4643-2_0_4_line_174 |  | 169 | 172 | 0.015892 | 0.125 | 0.08 | 261 | 0 | 0.364 | 1 | 1 | cs | TRUE
175 | LV_4643-2_0_4_line_175 |  | 170 | 171 | 0.020992 | 0.125 | 0.08 | 261 | 0 | 0.364 | 1 | 1 | cs | TRUE
176 | LV_4643-2_0_4_line_176 |  | 172 | 177 | 0.031436 | 0.125 | 0.08 | 261 | 0 | 0.364 | 1 | 1 | cs | TRUE
177 | LV_4643-2_0_4_line_177 |  | 173 | 174 | 0.023777 | 0.125 | 0.08 | 261 | 0 | 0.364 | 1 | 1 | cs | TRUE
178 | LV_4643-2_0_4_line_178 |  | 174 | 175 | 0.0034022 | 0.125 | 0.08 | 261 | 0 | 0.364 | 1 | 1 | cs | TRUE
179 | LV_4643-2_0_4_line_179 |  | 176 | 179 | 0.0077841 | 0.125 | 0.08 | 261 | 0 | 0.364 | 1 | 1 | cs | TRUE
180 | LV_4643-2_0_4_line_180 |  | 177 | 178 | 0.027105 | 0.125 | 0.08 | 261 | 0 | 0.364 | 1 | 1 | cs | TRUE
181 | LV_4643-2_0_4_line_181 |  | 179 | 186 | 0.019246 | 0.125 | 0.08 | 261 | 0 | 0.364 | 1 | 1 | cs | TRUE
182 | LV_4643-2_0_4_line_182 |  | 180 | 183 | 0.01418 | 0.125 | 0.08 | 261 | 0 | 0.364 | 1 | 1 | cs | TRUE
183 | LV_4643-2_0_4_line_183 |  | 181 | 182 | 0.01167 | 0.125 | 0.08 | 261 | 0 | 0.364 | 1 | 1 | cs | TRUE
184 | LV_4643-2_0_4_line_184 |  | 182 | 183 | 0.02815 | 0.125 | 0.08 | 261 | 0 | 0.364 | 1 | 1 | cs | TRUE
185 | LV_4643-2_0_4_line_185 |  | 183 | 184 | 0.010392 | 0.125 | 0.08 | 261 | 0 | 0.364 | 1 | 1 | cs | TRUE
186 | LV_4643-2_0_4_line_186 |  | 184 | 187 | 0.0076586 | 0.125 | 0.08 | 261 | 0 | 0.364 | 1 | 1 | cs | TRUE
187 | LV_4643-2_0_4_line_187 |  | 185 | 186 | 0.00081399 | 0.125 | 0.08 | 261 | 0 | 0.364 | 1 | 1 | cs | TRUE
188 | LV_4643-2_0_4_line_188 |  | 187 | 188 | 0.0086212 | 0.125 | 0.08 | 261 | 0 | 0.364 | 1 | 1 | cs | TRUE
189 | LV_4643-2_0_4_line_189 |  | 189 | 190 | 0.0041301 | 0.125 | 0.08 | 261 | 0 | 0.364 | 1 | 1 | cs | TRUE
190 | LV_4643-2_0_4_line_190 |  | 190 | 191 | 0.0085314 | 0.125 | 0.08 | 261 | 0 | 0.364 | 1 | 1 | cs | TRUE

## trafo
| name | std_type | hv_bus | lv_bus | sn_mva | vn_hv_kv | vn_lv_kv | vk_percent | vkr_percent | pfe_kw | i0_percent | shift_degree | tap_side | tap_neutral | tap_min | tap_max | tap_step_percent | tap_step_degree | tap_pos | tap_phase_shifter | parallel | df | in_service
0 | LV_4643-2_0_4_trafo_61 | 0.63 MVA 20/0.4 kV | 192 | 102 | 0.63 | 20 | 0.4 | 6 | 1.206 | 1.65 | 0.2619 | 150 | hv | 0 | -2 | 2 | 2.5 | 0 | 0 | FALSE | 1 | 1 | TRUE

## line_geodata
| x0 | y0 | x1 | y1 | x2 | y2 | x3 | y3 | x4 | y4
0 | 2733032.6755 | 1277510.5133 | 2733018.8896 | 1277481.6245
1 | 2733039.9968 | 1277525.8553 | 2733032.6755 | 1277510.5133
2 | 2733017.9006 | 1277479.5519 | 2733018.8896 | 1277481.6245
3 | 2733039.9968 | 1277525.8553 | 2733013.3106 | 1277540.8639
4 | 2733039.9968 | 1277525.8553 | 2733062.0626 | 1277512.3269
5 | 2733017.9006 | 1277479.5519 | 2733007.7296 | 1277458.2384
6 | 2732996.1412 | 1277550.5202 | 2733013.3106 | 1277540.8639
7 | 2733000.0791 | 1277442.2064 | 2733007.7296 | 1277458.2384
8 | 2733000.0791 | 1277442.2064 | 2733017.7392 | 1277431.4702
9 | 2733000.0791 | 1277442.2064 | 2732993.5605 | 1277428.7529
10 | 2733095.531 | 1277491.8076 | 2733111.9633 | 1277481.7356
11 | 2733095.531 | 1277491.8076 | 2733088.6732 | 1277480.1359
12 | 2733129.5322 | 1277470.9667 | 2733111.9633 | 1277481.7356
13 | 2733081.2259 | 1277467.461 | 2733088.6732 | 1277480.1359
14 | 2732683.5668 | 1277572.0504 | 2732691.347 | 1277569.9695 | 2732698.8859 | 1277565.8719
15 | 2732677.3857 | 1277573.7036 | 2732683.5668 | 1277572.0504
16 | 2732683.5668 | 1277572.0504 | 2732694.3184 | 1277621.4254
17 | 2732698.8859 | 1277565.8719 | 2732705.7691 | 1277562.1306 | 2732708.9014 | 1277560.4015
18 | 2732673.0974 | 1277574.8528 | 2732677.3857 | 1277573.7036
19 | 2732714.7636 | 1277628.9041 | 2732694.3184 | 1277621.4254
20 | 2732723.0562 | 1277552.5878 | 2732708.9014 | 1277560.4015
21 | 2732673.0974 | 1277574.8528 | 2732668.1394 | 1277566.6777 | 2732663.5185 | 1277565.239 | 2732655.6015 | 1277562.2803
22 | 2732714.7636 | 1277628.9041 | 2732723.7222 | 1277632.1811 | 2732729.8576 | 1277636.1341
23 | 2732755.0513 | 1277522.5226 | 2732752.9966 | 1277519.7053
24 | 2732752.9966 | 1277519.7053 | 2732746.162 | 1277510.3346
25 | 2732755.0513 | 1277522.5226 | 2732777.6595 | 1277508.08
26 | 2732746.162 | 1277510.3346 | 2732739.8103 | 1277501.6258 | 2732743.9841 | 1277485.221
27 | 2732723.0562 | 1277552.5878 | 2732718.9779 | 1277542.4083 | 2732718.7341 | 1277541.3789
28 | 2732723.0562 | 1277552.5878 | 2732735.117 | 1277552.1365 | 2732745.4774 | 1277555.4173 | 2732749.8331 | 1277559.2416
29 | 2732779.5503 | 1277506.8721 | 2732777.6595 | 1277508.08
30 | 2732655.6015 | 1277562.2803 | 2732653.9076 | 1277570.7394 | 2732652.5815 | 1277580.5637 | 2732651.9402 | 1277586.6775
31 | 2732749.8331 | 1277559.2416 | 2732753.2592 | 1277562.2497
32 | 2732651.9402 | 1277586.6775 | 2732620.4068 | 1277641.7005
33 | 2733005.6015 | 1277233.3058 | 2732999.6281 | 1277231.9673 | 2732985.6297 | 1277230.8313
34 | 2733020.6023 | 1277236.667 | 2733005.6015 | 1277233.3058
35 | 2732981.7371 | 1277230.5154 | 2732985.6297 | 1277230.8313
36 | 2733020.6023 | 1277236.667 | 2733045.9345 | 1277237.5533
37 | 2733020.6023 | 1277236.667 | 2733021.4506 | 1277252.713 | 2733021.0676 | 1277257.8753
38 | 2732981.7371 | 1277230.5154 | 2732980.9707 | 1277230.4532
39 | 2733050.8189 | 1277237.7242 | 2733045.9345 | 1277237.5533
40 | 2733018.9433 | 1277286.5067 | 2733021.0676 | 1277257.8753
41 | 2732980.9707 | 1277230.4532 | 2732951.4532 | 1277228.0578
42 | 2733050.8189 | 1277237.7242 | 2733077.622 | 1277238.6619
43 | 2733018.9433 | 1277286.5067 | 2733018.8297 | 1277288.038
44 | 2732951.4532 | 1277228.0578 | 2732945.9363 | 1277227.61
45 | 2733018.8297 | 1277288.038 | 2733018.5335 | 1277292.0303 | 2733018.2455 | 1277296.5741
46 | 2732916.1965 | 1277218.8803 | 2732914.4693 | 1277216.3085
47 | 2732925.1499 | 1277232.2114 | 2732916.1965 | 1277218.8803
48 | 2732925.1499 | 1277232.2114 | 2732933.7637 | 1277226.6222 | 2732945.9363 | 1277227.61
49 | 2732925.1499 | 1277232.2114 | 2732923.9774 | 1277248.868 | 2732922.9859 | 1277260.7027
50 | 2732922.9859 | 1277260.7027 | 2732922.3924 | 1277267.7867
51 | 2732917.6726 | 1277278.7554 | 2732922.1052 | 1277271.2145 | 2732922.3924 | 1277267.7867
52 | 2732917.6726 | 1277278.7554 | 2732917.3471 | 1277285.1877 | 2732916.7713 | 1277296.7194 | 2732923.3886 | 1277310.3152 | 2732925.0374 | 1277313.1877
53 | 2732917.6726 | 1277278.7554 | 2732905.9196 | 1277278.5348 | 2732896.9478 | 1277277.6207
54 | 2733096.2945 | 1277299.3285 | 2733102.4893 | 1277295.7113
55 | 2733096.2945 | 1277299.3285 | 2733074.5493 | 1277312.0256
56 | 2732798.2105 | 1277278.2483 | 2732809.8164 | 1277244.6042 | 2732823.8908 | 1277239.1244
57 | 2732796.6297 | 1277286.8702 | 2732796.899 | 1277282.0502 | 2732798.2105 | 1277278.2483
58 | 2732795.0814 | 1277314.5846 | 2732796.6297 | 1277286.8702
59 | 2732795.0814 | 1277314.5846 | 2732794.9413 | 1277317.0934
60 | 2732794.9413 | 1277317.0934 | 2732794.6439 | 1277322.4169 | 2732796.5865 | 1277348.2508
61 | 2732798.1725 | 1277369.3424 | 2732796.5865 | 1277348.2508
62 | 2732836.6344 | 1277470.4033 | 2732817.7982 | 1277482.4369
63 | 2732841.7155 | 1277467.1572 | 2732836.6344 | 1277470.4033
64 | 2732817.7982 | 1277482.4369 | 2732817.1379 | 1277482.8587
65 | 2732841.7155 | 1277467.1572 | 2732866.2506 | 1277451.4829
66 | 2732802.8289 | 1277492.0011 | 2732817.1379 | 1277482.8587
67 | 2732817.1379 | 1277482.8587 | 2732827.5676 | 1277498.8543
68 | 2732866.2506 | 1277451.4829 | 2732886.2743 | 1277438.6906
69 | 2732802.8289 | 1277492.0011 | 2732779.5503 | 1277506.8721
70 | 2732802.8289 | 1277492.0011 | 2732796.9374 | 1277482.8929 | 2732793.2515 | 1277477.4596
71 | 2732827.5676 | 1277498.8543 | 2732841.1596 | 1277519.7001
72 | 2732887.4549 | 1277437.9363 | 2732886.2743 | 1277438.6906
73 | 2732849.2482 | 1277532.1078 | 2732847.9839 | 1277530.1663 | 2732841.1596 | 1277519.7001
74 | 2732887.4549 | 1277437.9363 | 2732909.7192 | 1277423.7127
75 | 2732863.479 | 1277274.2104 | 2732896.9478 | 1277277.6207
76 | 2732863.479 | 1277274.2104 | 2732859.0898 | 1277273.7632
77 | 2732937.2958 | 1277334.0184 | 2732934.8393 | 1277329.9369 | 2732930.4703 | 1277322.6535 | 2732925.0374 | 1277313.1877
78 | 2732937.2958 | 1277334.0184 | 2732926.8017 | 1277340.5967
79 | 2732937.2958 | 1277334.0184 | 2732948.2335 | 1277339.0476
80 | 2732926.8017 | 1277340.5967 | 2732923.3255 | 1277342.7757
81 | 2733037.3625 | 1277333.739 | 2733049.2666 | 1277326.7882
82 | 2733007.7979 | 1277351.0018 | 2733037.3625 | 1277333.739
83 | 2733049.2666 | 1277326.7882 | 2733074.5493 | 1277312.0256
84 | 2733007.7979 | 1277351.0018 | 2733015.0583 | 1277328.1765
85 | 2733007.7979 | 1277351.0018 | 2732989.9444 | 1277367.4042
86 | 2733017.015 | 1277315.9883 | 2733016.5371 | 1277323.5274 | 2733015.0583 | 1277328.1765
87 | 2732971.8778 | 1277384.0024 | 2732989.9444 | 1277367.4042
88 | 2733017.015 | 1277315.9883 | 2733018.2455 | 1277296.5741
89 | 2732971.8778 | 1277384.0024 | 2732957.774 | 1277393.0127
90 | 2732971.8778 | 1277384.0024 | 2732979.3536 | 1277399.4315
91 | 2732957.774 | 1277393.0127 | 2732936.501 | 1277406.603
92 | 2732979.3536 | 1277399.4315 | 2732981.7095 | 1277404.2939
93 | 2732755.3297 | 1277564.5193 | 2732754.7731 | 1277563.5789 | 2732753.2592 | 1277562.2497
94 | 2732865.375 | 1277522.4956 | 2732893.4559 | 1277505.7582
95 | 2732849.2482 | 1277532.1078 | 2732865.375 | 1277522.4956
96 | 2732905.2499 | 1277498.7285 | 2732893.4559 | 1277505.7582
97 | 2732849.2482 | 1277532.1078 | 2732852.0475 | 1277536.3194 | 2732863.3167 | 1277553.2833
98 | 2732905.2499 | 1277498.7285 | 2732918.681 | 1277490.723
99 | 2732863.3167 | 1277553.2833 | 2732870.3118 | 1277563.8133 | 2732881.4508 | 1277559.535
100 | 2732918.681 | 1277490.723 | 2732924.8249 | 1277487.061
101 | 2732903.0831 | 1277551.2265 | 2732881.4508 | 1277559.535
102 | 2732783.8862 | 1277564.3459 | 2732808.4273 | 1277553.5781
103 | 2732783.8862 | 1277564.3459 | 2732756.624 | 1277566.7061
104 | 2732943.9718 | 1277475.6487 | 2732924.8249 | 1277487.061
105 | 2732928.6049 | 1277541.424 | 2732903.0831 | 1277551.2265
106 | 2732770.5644 | 1277590.2604 | 2732756.624 | 1277566.7061
107 | 2732756.624 | 1277566.7061 | 2732755.3297 | 1277564.5193
108 | 2732948.5177 | 1277472.9391 | 2732943.9718 | 1277475.6487
109 | 2732948.5177 | 1277472.9391 | 2732963.5376 | 1277463.9866
110 | 2732912.2883 | 1277422.0714 | 2732909.7192 | 1277423.7127
111 | 2732912.2883 | 1277422.0714 | 2732933.5189 | 1277408.5082
112 | 2732933.5189 | 1277408.5082 | 2732936.501 | 1277406.603
113 | 2732963.109 | 1277569.0979 | 2732956.3221 | 1277554.9118
114 | 2732963.109 | 1277569.0979 | 2732932.245 | 1277580.9368
115 | 2732963.109 | 1277569.0979 | 2732970.3873 | 1277584.8557
116 | 2732956.3221 | 1277554.9118 | 2732956.1796 | 1277554.6139
117 | 2732932.245 | 1277580.9368 | 2732929.9508 | 1277581.8168
118 | 2732988.6965 | 1277624.4958 | 2732970.3873 | 1277584.8557
119 | 2732946.5685 | 1277534.5245 | 2732956.1796 | 1277554.6139
120 | 2732912.3532 | 1277588.5669 | 2732929.9508 | 1277581.8168
121 | 2732988.6965 | 1277624.4958 | 2732939.8095 | 1277642.8788
122 | 2732928.6049 | 1277541.424 | 2732946.5685 | 1277534.5245 | 2732946.5685 | 1277534.5245
123 | 2732910.6591 | 1277589.2167 | 2732912.3532 | 1277588.5669
124 | 2732967.4356 | 1277461.6633 | 2732963.5376 | 1277463.9866
125 | 2733154.5685 | 1277344.7872 | 2733163.8908 | 1277360.5174
126 | 2733168.6582 | 1277368.5619 | 2733163.8908 | 1277360.5174
127 | 2733134.7466 | 1277372.8198 | 2733163.8908 | 1277360.5174
128 | 2733134.7466 | 1277372.8198 | 2733129.2701 | 1277371.063
129 | 2733108.3401 | 1277364.349 | 2733129.2701 | 1277371.063
130 | 2733168.424 | 1277441.7594 | 2733194.6961 | 1277412.4976
131 | 2733168.424 | 1277441.7594 | 2733159.9019 | 1277446.2398
132 | 2733108.7537 | 1277362.2348 | 2733110.9863 | 1277350.8226
133 | 2733108.3401 | 1277364.349 | 2733108.7537 | 1277362.2348
134 | 2733113.0994 | 1277340.0213 | 2733110.9863 | 1277350.8226
135 | 2733104.5844 | 1277383.5164 | 2733108.3401 | 1277364.349
136 | 2733104.5844 | 1277383.5164 | 2733110.4049 | 1277388.4304 | 2733121.4799 | 1277407.7375
137 | 2733104.5844 | 1277383.5164 | 2733093.4827 | 1277385.4234 | 2733081.2803 | 1277392.8417
138 | 2733121.4799 | 1277407.7375 | 2733127.4892 | 1277418.2137
139 | 2733059.8342 | 1277405.8794 | 2733081.2803 | 1277392.8417
140 | 2733127.4892 | 1277418.2137 | 2733127.5371 | 1277418.2971
141 | 2733059.8342 | 1277405.8794 | 2733041.5317 | 1277417.006
142 | 2732773.4016 | 1277455.1137 | 2732763.9371 | 1277463.8427
143 | 2732773.4016 | 1277455.1137 | 2732781.2077 | 1277443.0571
144 | 2732763.9371 | 1277463.8427 | 2732744.9733 | 1277481.3331 | 2732743.9841 | 1277485.221
145 | 2732781.2077 | 1277443.0571 | 2732783.7994 | 1277439.0541 | 2732785.9235 | 1277434.6361
146 | 2732785.9235 | 1277434.6361 | 2732791.4025 | 1277423.2403
147 | 2732792.9565 | 1277420.0082 | 2732791.4025 | 1277423.2403
148 | 2732790.5859 | 1277621.3305 | 2732782.7963 | 1277613.0581 | 2732771.4584 | 1277591.7709 | 2732770.5644 | 1277590.2604
149 | 2732820.8532 | 1277597.8815 | 2732790.5859 | 1277621.3305
150 | 2732790.5859 | 1277621.3305 | 2732793.5217 | 1277640.4855
151 | 2732793.5217 | 1277640.4855 | 2732795.2322 | 1277651.6456
152 | 2732841.776 | 1277645.5407 | 2732838.6233 | 1277638.1966
153 | 2732830.7544 | 1277619.8666 | 2732838.6233 | 1277638.1966
154 | 2732841.776 | 1277645.5407 | 2732845.7821 | 1277654.8727 | 2732847.6504 | 1277659.115
155 | 2732830.7544 | 1277619.8666 | 2732848.5342 | 1277613.0466
156 | 2732830.7544 | 1277619.8666 | 2732830.061 | 1277618.3268
157 | 2732816.5148 | 1277588.2483 | 2732820.8532 | 1277597.8815
158 | 2732830.061 | 1277618.3268 | 2732820.8532 | 1277597.8815
159 | 2732867.871 | 1277605.6294 | 2732848.5342 | 1277613.0466
160 | 2732847.6504 | 1277659.115 | 2732852.6605 | 1277670.4915
161 | 2732901.0531 | 1277356.737 | 2732880.4642 | 1277369.6431
162 | 2732901.0531 | 1277356.737 | 2732901.3797 | 1277356.5323
163 | 2732880.2485 | 1277369.7783 | 2732880.4642 | 1277369.6431
164 | 2732901.3797 | 1277356.5323 | 2732923.3255 | 1277342.7757
165 | 2732880.2485 | 1277369.7783 | 2732872.2481 | 1277374.7933
166 | 2732857.7977 | 1277383.8515 | 2732872.2481 | 1277374.7933
167 | 2732857.7977 | 1277383.8515 | 2732847.2716 | 1277390.4497
168 | 2732890.4157 | 1277596.9817 | 2732890.5716 | 1277596.9219
169 | 2732910.6591 | 1277589.2167 | 2732890.5716 | 1277596.9219
170 | 2732890.4157 | 1277596.9817 | 2732868.9324 | 1277605.2223
171 | 2732867.871 | 1277605.6294 | 2732868.9324 | 1277605.2223
172 | 2732792.9565 | 1277420.0082 | 2732794.2071 | 1277413.1161
173 | 2732797.7863 | 1277385.2294 | 2732797.5572 | 1277394.6535 | 2732794.2071 | 1277413.1161
174 | 2732798.1725 | 1277369.3424 | 2732797.7863 | 1277385.2294
175 | 2732847.2716 | 1277390.4497 | 2732829.4851 | 1277401.5991
176 | 2732798.1725 | 1277369.3424 | 2732826.2685 | 1277355.2417
177 | 2732992.0771 | 1277425.6912 | 2732981.7095 | 1277404.2939
178 | 2732992.0771 | 1277425.6912 | 2732993.5605 | 1277428.7529
179 | 2733017.7392 | 1277431.4702 | 2733024.3907 | 1277427.4266
180 | 2732850.494 | 1277343.0834 | 2732826.2685 | 1277355.2417
181 | 2733040.8362 | 1277417.4289 | 2733024.3907 | 1277427.4266
182 | 2733147.3506 | 1277452.8385 | 2733159.9019 | 1277446.2398
183 | 2733133.3438 | 1277428.4202 | 2733127.5371 | 1277418.2971
184 | 2733147.3506 | 1277452.8385 | 2733133.3438 | 1277428.4202
185 | 2733147.3506 | 1277452.8385 | 2733143.4121 | 1277462.4591
186 | 2733143.4121 | 1277462.4591 | 2733136.8825 | 1277466.4614
187 | 2733041.5317 | 1277417.006 | 2733040.8362 | 1277417.4289
188 | 2733129.5322 | 1277470.9667 | 2733136.8825 | 1277466.4614
189 | 2733081.2259 | 1277467.461 | 2733081.2259 | 1277467.461 | 2733084.7927 | 1277465.3786
190 | 2733084.7927 | 1277465.3786 | 2733092.1603 | 1277461.0771

## bus_geodata
| x | y | coords
0 | 2733032.6755 | 1277510.5133
1 | 2733018.8896 | 1277481.6245
2 | 2733039.9968 | 1277525.8553
3 | 2733017.9006 | 1277479.5519
4 | 2733013.3106 | 1277540.8639
5 | 2733062.0626 | 1277512.3269
6 | 2733007.7296 | 1277458.2384
7 | 2732996.1412 | 1277550.5202
8 | 2733000.0791 | 1277442.2064
9 | 2733095.531 | 1277491.8076
10 | 2733111.9633 | 1277481.7356
11 | 2733088.6732 | 1277480.1359
12 | 2732683.5668 | 1277572.0504
13 | 2732698.8859 | 1277565.8719
14 | 2732677.3857 | 1277573.7036
15 | 2732694.3184 | 1277621.4254
16 | 2732708.9014 | 1277560.4015
17 | 2732673.0974 | 1277574.8528
18 | 2732714.7636 | 1277628.9041
19 | 2732729.8576 | 1277636.1341
20 | 2732752.9966 | 1277519.7053
21 | 2732755.0513 | 1277522.5226
22 | 2732746.162 | 1277510.3346
23 | 2732723.0562 | 1277552.5878
24 | 2732777.6595 | 1277508.08
25 | 2732655.6015 | 1277562.2803
26 | 2732718.7341 | 1277541.3789
27 | 2732749.8331 | 1277559.2416
28 | 2732651.9402 | 1277586.6775
29 | 2733005.6015 | 1277233.3058
30 | 2732985.6297 | 1277230.8313
31 | 2733020.6023 | 1277236.667
32 | 2732981.7371 | 1277230.5154
33 | 2733045.9345 | 1277237.5533
34 | 2733021.0676 | 1277257.8753
35 | 2732980.9707 | 1277230.4532
36 | 2733050.8189 | 1277237.7242
37 | 2733018.9433 | 1277286.5067
38 | 2732951.4532 | 1277228.0578
39 | 2733077.622 | 1277238.6619
40 | 2733018.8297 | 1277288.038
41 | 2732916.1965 | 1277218.8803
42 | 2732914.4693 | 1277216.3085
43 | 2732925.1499 | 1277232.2114
44 | 2732945.9363 | 1277227.61
45 | 2732922.9859 | 1277260.7027
46 | 2732922.3924 | 1277267.7867
47 | 2732917.6726 | 1277278.7554
48 | 2733102.4893 | 1277295.7113
49 | 2733096.2945 | 1277299.3285
50 | 2732798.2105 | 1277278.2483
51 | 2732823.8908 | 1277239.1244
52 | 2732796.6297 | 1277286.8702
53 | 2732795.0814 | 1277314.5846
54 | 2732794.9413 | 1277317.0934
55 | 2732796.5865 | 1277348.2508
56 | 2732836.6344 | 1277470.4033
57 | 2732817.7982 | 1277482.4369
58 | 2732841.7155 | 1277467.1572
59 | 2732817.1379 | 1277482.8587
60 | 2732866.2506 | 1277451.4829
61 | 2732802.8289 | 1277492.0011
62 | 2732827.5676 | 1277498.8543
63 | 2732886.2743 | 1277438.6906
64 | 2732779.5503 | 1277506.8721
65 | 2732793.2515 | 1277477.4596
66 | 2732841.1596 | 1277519.7001
67 | 2732887.4549 | 1277437.9363
68 | 2732896.9478 | 1277277.6207
69 | 2732863.479 | 1277274.2104
70 | 2732859.0898 | 1277273.7632
71 | 2732925.0374 | 1277313.1877
72 | 2732937.2958 | 1277334.0184
73 | 2732926.8017 | 1277340.5967
74 | 2732948.2335 | 1277339.0476
75 | 2733037.3625 | 1277333.739
76 | 2733049.2666 | 1277326.7882
77 | 2733007.7979 | 1277351.0018
78 | 2733074.5493 | 1277312.0256
79 | 2733015.0583 | 1277328.1765
80 | 2732989.9444 | 1277367.4042
81 | 2733017.015 | 1277315.9883
82 | 2732971.8778 | 1277384.0024
83 | 2733018.2455 | 1277296.5741
84 | 2732957.774 | 1277393.0127
85 | 2732979.3536 | 1277399.4315
86 | 2732753.2592 | 1277562.2497
87 | 2732865.375 | 1277522.4956
88 | 2732893.4559 | 1277505.7582
89 | 2732849.2482 | 1277532.1078
90 | 2732905.2499 | 1277498.7285
91 | 2732863.3167 | 1277553.2833
92 | 2732918.681 | 1277490.723
93 | 2732881.4508 | 1277559.535
94 | 2732808.4273 | 1277553.5781
95 | 2732783.8862 | 1277564.3459
96 | 2732924.8249 | 1277487.061
97 | 2732903.0831 | 1277551.2265
98 | 2732756.624 | 1277566.7062
99 | 2732943.9718 | 1277475.6487
100 | 2732948.5177 | 1277472.9391
101 | 2732909.7192 | 1277423.7127
102 | 2732912.2883 | 1277422.0714
103 | 2732933.5189 | 1277408.5082
104 | 2732936.501 | 1277406.603
105 | 2732963.109 | 1277569.0979
106 | 2732956.3221 | 1277554.9118
107 | 2732932.245 | 1277580.9368
108 | 2732970.3873 | 1277584.8557
109 | 2732956.1796 | 1277554.6139
110 | 2732929.9508 | 1277581.8168
111 | 2732988.6965 | 1277624.4958
112 | 2732946.5685 | 1277534.5245
113 | 2732912.3532 | 1277588.5669
114 | 2732939.8095 | 1277642.8788
115 | 2732963.5376 | 1277463.9866
116 | 2732967.4356 | 1277461.6633
117 | 2732928.6049 | 1277541.424
118 | 2733154.5685 | 1277344.7872
119 | 2733163.8908 | 1277360.5174
120 | 2733168.6582 | 1277368.5619
121 | 2733134.7466 | 1277372.8198
122 | 2733129.2701 | 1277371.063
123 | 2733194.6961 | 1277412.4976
124 | 2733168.424 | 1277441.7594
125 | 2733108.7537 | 1277362.2348
126 | 2733110.9863 | 1277350.8226
127 | 2733108.3401 | 1277364.349
128 | 2733113.0994 | 1277340.0213
129 | 2733104.5844 | 1277383.5164
130 | 2733121.4799 | 1277407.7375
131 | 2733081.2803 | 1277392.8417
132 | 2733127.4892 | 1277418.2137
133 | 2733059.8342 | 1277405.8794
134 | 2732773.4016 | 1277455.1137
135 | 2732763.9371 | 1277463.8427
136 | 2732781.2077 | 1277443.0571
137 | 2732743.9841 | 1277485.221
138 | 2732785.9235 | 1277434.6361
139 | 2732791.4025 | 1277423.2403
140 | 2732755.3297 | 1277564.5193
141 | 2732770.5644 | 1277590.2604
142 | 2732790.5859 | 1277621.3305
143 | 2732795.2322 | 1277651.6456
144 | 2732793.5217 | 1277640.4855
145 | 2732838.6233 | 1277638.1966
146 | 2732841.776 | 1277645.5407
147 | 2732830.7544 | 1277619.8666
148 | 2732820.8532 | 1277597.8815
149 | 2732848.5342 | 1277613.0466
150 | 2732830.061 | 1277618.3268
151 | 2732852.6605 | 1277670.4915
152 | 2732847.6504 | 1277659.115
153 | 2732816.5148 | 1277588.2483
154 | 2732901.0531 | 1277356.737
155 | 2732880.4642 | 1277369.6431
156 | 2732901.3797 | 1277356.5323
157 | 2732880.2485 | 1277369.7783
158 | 2732923.3255 | 1277342.7757
159 | 2732872.2481 | 1277374.7933
160 | 2732857.7977 | 1277383.8515
161 | 2732890.5716 | 1277596.9219
162 | 2732890.4157 | 1277596.9817
163 | 2732910.6591 | 1277589.2167
164 | 2732868.9324 | 1277605.2223
165 | 2732867.871 | 1277605.6294
166 | 2732620.4068 | 1277641.7005
167 | 2732792.9565 | 1277420.0082
168 | 2732794.2071 | 1277413.1161
169 | 2732797.7863 | 1277385.2294
170 | 2732829.4851 | 1277401.5991
171 | 2732847.2716 | 1277390.4497
172 | 2732798.1725 | 1277369.3424
173 | 2732981.7095 | 1277404.2939
174 | 2732992.0771 | 1277425.6912
175 | 2732993.5605 | 1277428.7529
176 | 2733017.7392 | 1277431.4702
177 | 2732826.2685 | 1277355.2417
178 | 2732850.494 | 1277343.0834
179 | 2733024.3907 | 1277427.4266
180 | 2733159.9019 | 1277446.2398
181 | 2733127.5371 | 1277418.2971
182 | 2733133.3438 | 1277428.4202
183 | 2733147.3506 | 1277452.8385
184 | 2733143.4121 | 1277462.4591
185 | 2733041.5317 | 1277417.006
186 | 2733040.8362 | 1277417.4289
187 | 2733136.8825 | 1277466.4614
188 | 2733129.5322 | 1277470.9667
189 | 2733081.2259 | 1277467.461
190 | 2733084.7927 | 1277465.3786
191 | 2733092.1603 | 1277461.0771
192 | 2732971.8778 | 1277384.0024

## line_std_types
| c_nf_per_km | r_ohm_per_km | x_ohm_per_km | max_i_ka | type | q_mm2 | alpha | voltage_rating
NAYY 4x50 SE | 210 | 0.642 | 0.083 | 0.142 | cs | 50 | 0.00403 | LV
NAYY 4x120 SE | 264 | 0.225 | 0.08 | 0.242 | cs | 120 | 0.00403 | LV
NAYY 4x150 SE | 261 | 0.208 | 0.08 | 0.27 | cs | 150 | 0.00403 | LV
NA2XS2Y 1x95 RM/25 12/20 kV | 216 | 0.313 | 0.132 | 0.252 | cs | 95 | 0.00403 | MV
NA2XS2Y 1x185 RM/25 12/20 kV | 273 | 0.161 | 0.117 | 0.362 | cs | 185 | 0.00403 | MV
NA2XS2Y 1x240 RM/25 12/20 kV | 304 | 0.122 | 0.112 | 0.421 | cs | 240 | 0.00403 | MV
NA2XS2Y 1x95 RM/25 6/10 kV | 315 | 0.313 | 0.123 | 0.249 | cs | 95 | 0.00403 | MV
NA2XS2Y 1x185 RM/25 6/10 kV | 406 | 0.161 | 0.11 | 0.358 | cs | 185 | 0.00403 | MV
NA2XS2Y 1x240 RM/25 6/10 kV | 456 | 0.122 | 0.105 | 0.416 | cs | 240 | 0.00403 | MV
NA2XS2Y 1x150 RM/25 12/20 kV | 250 | 0.206 | 0.116 | 0.319 | cs | 150 | 0.00403 | MV
NA2XS2Y 1x120 RM/25 12/20 kV | 230 | 0.253 | 0.119 | 0.283 | cs | 120 | 0.00403 | MV
NA2XS2Y 1x70 RM/25 12/20 kV | 190 | 0.443 | 0.132 | 0.22 | cs | 70 | 0.00403 | MV
NA2XS2Y 1x150 RM/25 6/10 kV | 360 | 0.206 | 0.11 | 0.315 | cs | 150 | 0.00403 | MV
NA2XS2Y 1x120 RM/25 6/10 kV | 340 | 0.253 | 0.113 | 0.28 | cs | 120 | 0.00403 | MV
NA2XS2Y 1x70 RM/25 6/10 kV | 280 | 0.443 | 0.123 | 0.217 | cs | 70 | 0.00403 | MV
N2XS(FL)2Y 1x120 RM/35 64/110 kV | 112 | 0.153 | 0.166 | 0.366 | cs | 120 | 0.00393 | HV
N2XS(FL)2Y 1x185 RM/35 64/110 kV | 125 | 0.099 | 0.156 | 0.457 | cs | 185 | 0.00393 | HV
N2XS(FL)2Y 1x240 RM/35 64/110 kV | 135 | 0.075 | 0.149 | 0.526 | cs | 240 | 0.00393 | HV
N2XS(FL)2Y 1x300 RM/35 64/110 kV | 144 | 0.06 | 0.144 | 0.588 | cs | 300 | 0.00393 | HV
15-AL1/3-ST1A 0.4 | 11 | 1.8769 | 0.35 | 0.105 | ol | 16 | 0.00403 | LV
24-AL1/4-ST1A 0.4 | 11.25 | 1.2012 | 0.335 | 0.14 | ol | 24 | 0.00403 | LV
48-AL1/8-ST1A 0.4 | 12.2 | 0.5939 | 0.3 | 0.21 | ol | 48 | 0.00403 | LV
94-AL1/15-ST1A 0.4 | 13.2 | 0.306 | 0.29 | 0.35 | ol | 94 | 0.00403 | LV
34-AL1/6-ST1A 10.0 | 9.7 | 0.8342 | 0.36 | 0.17 | ol | 34 | 0.00403 | MV
48-AL1/8-ST1A 10.0 | 10.1 | 0.5939 | 0.35 | 0.21 | ol | 48 | 0.00403 | MV
70-AL1/11-ST1A 10.0 | 10.4 | 0.4132 | 0.339 | 0.29 | ol | 70 | 0.00403 | MV
94-AL1/15-ST1A 10.0 | 10.75 | 0.306 | 0.33 | 0.35 | ol | 94 | 0.00403 | MV
122-AL1/20-ST1A 10.0 | 11.1 | 0.2376 | 0.323 | 0.41 | ol | 122 | 0.00403 | MV
149-AL1/24-ST1A 10.0 | 11.25 | 0.194 | 0.315 | 0.47 | ol | 149 | 0.00403 | MV
34-AL1/6-ST1A 20.0 | 9.15 | 0.8342 | 0.382 | 0.17 | ol | 34 | 0.00403 | MV
48-AL1/8-ST1A 20.0 | 9.5 | 0.5939 | 0.372 | 0.21 | ol | 48 | 0.00403 | MV
70-AL1/11-ST1A 20.0 | 9.7 | 0.4132 | 0.36 | 0.29 | ol | 70 | 0.00403 | MV
94-AL1/15-ST1A 20.0 | 10 | 0.306 | 0.35 | 0.35 | ol | 94 | 0.00403 | MV
122-AL1/20-ST1A 20.0 | 10.3 | 0.2376 | 0.344 | 0.41 | ol | 122 | 0.00403 | MV
149-AL1/24-ST1A 20.0 | 10.5 | 0.194 | 0.337 | 0.47 | ol | 149 | 0.00403 | MV
184-AL1/30-ST1A 20.0 | 10.75 | 0.1571 | 0.33 | 0.535 | ol | 184 | 0.00403 | MV
243-AL1/39-ST1A 20.0 | 11 | 0.1188 | 0.32 | 0.645 | ol | 243 | 0.00403 | MV
48-AL1/8-ST1A 110.0 | 8 | 0.5939 | 0.46 | 0.21 | ol | 48 | 0.00403 | HV
70-AL1/11-ST1A 110.0 | 8.4 | 0.4132 | 0.45 | 0.29 | ol | 70 | 0.00403 | HV
94-AL1/15-ST1A 110.0 | 8.65 | 0.306 | 0.44 | 0.35 | ol | 94 | 0.00403 | HV
122-AL1/20-ST1A 110.0 | 8.5 | 0.2376 | 0.43 | 0.41 | ol | 122 | 0.00403 | HV
149-AL1/24-ST1A 110.0 | 8.75 | 0.194 | 0.41 | 0.47 | ol | 149 | 0.00403 | HV
184-AL1/30-ST1A 110.0 | 8.8 | 0.1571 | 0.4 | 0.535 | ol | 184 | 0.00403 | HV
243-AL1/39-ST1A 110.0 | 9 | 0.1188 | 0.39 | 0.645 | ol | 243 | 0.00403 | HV
305-AL1/39-ST1A 110.0 | 9.2 | 0.0949 | 0.38 | 0.74 | ol | 305 | 0.00403 | HV
490-AL1/64-ST1A 110.0 | 9.75 | 0.059 | 0.37 | 0.96 | ol | 490 | 0.00403 | HV
679-AL1/86-ST1A 110.0 | 9.95 | 0.042 | 0.36 | 1.15 | ol | 679 | 0.00403 | HV
490-AL1/64-ST1A 220.0 | 10 | 0.059 | 0.285 | 0.96 | ol | 490 | 0.00403 | HV
679-AL1/86-ST1A 220.0 | 11.7 | 0.042 | 0.275 | 1.15 | ol | 679 | 0.00403 | HV
490-AL1/64-ST1A 380.0 | 11 | 0.059 | 0.253 | 0.96 | ol | 490 | 0.00403 | HV
679-AL1/86-ST1A 380.0 | 14.6 | 0.042 | 0.25 | 1.15 | ol | 679 | 0.00403 | HV

## trafo_std_types
| i0_percent | pfe_kw | vkr_percent | sn_mva | vn_lv_kv | vn_hv_kv | vk_percent | shift_degree | vector_group | tap_side | tap_neutral | tap_min | tap_max | tap_step_degree | tap_step_percent | tap_phase_shifter
160 MVA 380/110 kV | 0.06 | 60 | 0.25 | 160 | 110 | 380 | 12.2 | 0 | Yy0 | hv | 0 | -9 | 9 | 0 | 1.5 | FALSE
100 MVA 220/110 kV | 0.06 | 55 | 0.26 | 100 | 110 | 220 | 12 | 0 | Yy0 | hv | 0 | -9 | 9 | 0 | 1.5 | FALSE
63 MVA 110/20 kV | 0.04 | 22 | 0.32 | 63 | 20 | 110 | 18 | 150 | YNd5 | hv | 0 | -9 | 9 | 0 | 1.5 | FALSE
40 MVA 110/20 kV | 0.05 | 18 | 0.34 | 40 | 20 | 110 | 16.2 | 150 | YNd5 | hv | 0 | -9 | 9 | 0 | 1.5 | FALSE
25 MVA 110/20 kV | 0.07 | 14 | 0.41 | 25 | 20 | 110 | 12 | 150 | YNd5 | hv | 0 | -9 | 9 | 0 | 1.5 | FALSE
63 MVA 110/10 kV | 0.04 | 22 | 0.32 | 63 | 10 | 110 | 18 | 150 | YNd5 | hv | 0 | -9 | 9 | 0 | 1.5 | FALSE
40 MVA 110/10 kV | 0.05 | 18 | 0.34 | 40 | 10 | 110 | 16.2 | 150 | YNd5 | hv | 0 | -9 | 9 | 0 | 1.5 | FALSE
25 MVA 110/10 kV | 0.07 | 14 | 0.41 | 25 | 10 | 110 | 12 | 150 | YNd5 | hv | 0 | -9 | 9 | 0 | 1.5 | FALSE
0.25 MVA 20/0.4 kV | 0.32 | 0.8 | 1.44 | 0.25 | 0.4 | 20 | 6 | 150 | Yzn5 | hv | 0 | -2 | 2 | 0 | 2.5 | FALSE
0.4 MVA 20/0.4 kV | 0.3375 | 1.35 | 1.425 | 0.4 | 0.4 | 20 | 6 | 150 | Dyn5 | hv | 0 | -2 | 2 | 0 | 2.5 | FALSE
0.63 MVA 20/0.4 kV | 0.2619 | 1.65 | 1.206 | 0.63 | 0.4 | 20 | 6 | 150 | Dyn5 | hv | 0 | -2 | 2 | 0 | 2.5 | FALSE
0.25 MVA 10/0.4 kV | 0.24 | 0.6 | 1.2 | 0.25 | 0.4 | 10 | 4 | 150 | Dyn5 | hv | 0 | -2 | 2 | 0 | 2.5 | FALSE
0.4 MVA 10/0.4 kV | 0.2375 | 0.95 | 1.325 | 0.4 | 0.4 | 10 | 4 | 150 | Dyn5 | hv | 0 | -2 | 2 | 0 | 2.5 | FALSE
0.63 MVA 10/0.4 kV | 0.1873 | 1.18 | 1.0794 | 0.63 | 0.4 | 10 | 4 | 150 | Dyn5 | hv | 0 | -2 | 2 | 0 | 2.5 | FALSE

## trafo3w_std_types
| sn_hv_mva | sn_mv_mva | sn_lv_mva | vn_hv_kv | vn_mv_kv | vn_lv_kv | vk_hv_percent | vk_mv_percent | vk_lv_percent | vkr_hv_percent | vkr_mv_percent | vkr_lv_percent | pfe_kw | i0_percent | shift_mv_degree | shift_lv_degree | vector_group | tap_side | tap_neutral | tap_min | tap_max | tap_step_percent
63/25/38 MVA 110/20/10 kV | 63 | 25 | 38 | 110 | 20 | 10 | 10.4 | 10.4 | 10.4 | 0.28 | 0.32 | 0.35 | 35 | 0.89 | 0 | 0 | YN0yn0yn0 | hv | 0 | -10 | 10 | 1.2
63/25/38 MVA 110/10/10 kV | 63 | 25 | 38 | 110 | 10 | 10 | 10.4 | 10.4 | 10.4 | 0.28 | 0.32 | 0.35 | 35 | 0.89 | 0 | 0 | YN0yn0yn0 | hv | 0 | -10 | 10 | 1.2

## fuse_std_types
| fuse_type | i_rated_a | t_avg | t_min | t_total | x_avg | x_min | x_total
HV 100A | HV 100A | 100 | 0 | [10.0, 3.64, 0.854, 0.281, 0.1, 0.0531, 0.022, 0.01] | [10.0, 4.267, 1.21, 0.403, 0.1, 0.058, 0.022, 0.01] | 0 | [300.0, 350.0, 450.0, 550.0, 700.0, 850.0, 1200.0, 1752.0] | [600.0, 700.0, 900.0, 1150.0, 1665.0, 2000.0, 3000.0, 4313.0]
HV 10A | HV 10A | 10 | 0 | [10.0, 1675.0, 0.344, 0.156, 0.1, 0.0417, 0.0171, 0.01] | [10.0, 1.3, 0.3, 0.155, 0.1, 0.0555, 0.023, 0.01] | 0 | [30.0, 32.0, 35.0, 37.0, 39.0, 50.0, 70.0, 88.0] | [60.0, 70.0, 80.0, 87.0, 94.0, 110.0, 150.0, 216.0]
HV 125A | HV 125A | 125 | 0 | [10.0, 1.82, 0.344, 0.1, 0.0467, 0.0269, 0.01] | [10.0, 2.478, 0.426, 0.1, 0.0427, 0.0211, 0.01] | 0 | [375.0, 500.0, 700.0, 925.0, 1200.0, 1500.0, 2341.0] | [750.0, 1000.0, 1500.0, 2200.0, 3000.0, 4000.0, 5765.0]
HV 160A | HV 160A | 160 | 0 | [10.0, 4.15, 1.03, 0.198, 0.1, 0.051, 0.0172, 0.01] | [10.0, 2.3, 0.734, 0.274, 0.1, 0.046, 0.0177, 0.01] | 0 | [480.0, 550.0, 700.0, 1000.0, 1260.0, 1600.0, 2500.0, 3227.0] | [960.0, 1300.0, 1700.0, 2200.0, 2996.0, 4000.0, 6000.0, 7946.0]
HV 16A | HV 16A | 16 | 0 | [10.0, 0.352, 0.164, 0.1, 0.0649, 0.0342, 0.01] | [10.0, 2.34, 0.722, 0.181, 0.1, 0.055, 0.0296, 0.01] | 0 | [48.0, 60.0, 65.0, 71.0, 80.0, 100.0, 162.0] | [96.0, 110.0, 125.0, 150.0, 168.0, 200.0, 250.0, 398.0]
HV 200A | HV 200A | 200 | 0 | [10.0, 4.267, 1.21, 0.403, 0.1, 0.058, 0.022, 0.01] | [10.0, 3.73, 1.654, 0.328, 0.1, 0.0531, 0.019, 0.01] | 0 | [600.0, 700.0, 900.0, 1150.0, 1665.0, 2000.0, 3000.0, 4313.0] | [1200.0, 1500.0, 1800.0, 2700.0, 3960.0, 5000.0, 7500.0, 10620.0]
HV 20A | HV 20A | 20 | 0 | [10.0, 1.3, 0.3, 0.155, 0.1, 0.0555, 0.023, 0.01] | [10.0, 1.3, 0.161, 0.1, 0.0611, 0.0399, 0.0141, 0.01] | 0 | [60.0, 70.0, 80.0, 87.0, 94.0, 110.0, 150.0, 216.0] | [120.0, 150.0, 200.0, 223.0, 260.0, 300.0, 450.0, 532.0]
HV 25A | HV 25A | 25 | 0 | [10.0, 2.512, 0.833, 0.299, 0.1, 0.0372, 0.0223, 0.01] | [10.0, 3.125, 0.597, 0.198, 0.1, 0.0378, 0.022, 0.01] | 0 | [75.0, 82.0, 90.0, 100.0, 124.0, 170.0, 200.0, 289.0] | [150.0, 170.0, 210.0, 250.0, 294.0, 400.0, 500.0, 711.0]
HV 31.5A | HV 31.5A | 31.5 | 0 | [10.0, 2.34, 0.722, 0.181, 0.1, 0.055, 0.0296, 0.01] | [10.0, 2.84, 0.368, 0.164, 0.1, 0.0621, 0.0378, 0.0195, 0.01] | 0 | [95.0, 110.0, 125.0, 150.0, 165.0, 200.0, 250.0, 390.0] | [189.0, 220.0, 300.0, 350.0, 393.0, 450.0, 530.0, 700.0, 960.0]
HV 40A | HV 40A | 40 | 0 | [10.0, 1.3, 0.161, 0.1, 0.0611, 0.0399, 0.0141, 0.01] | [10.0, 2.05, 0.369, 0.198, 0.1, 0.051, 0.0298, 0.01] | 0 | [120.0, 150.0, 200.0, 223.0, 260.0, 300.0, 450.0, 532.0] | [240.0, 300.0, 400.0, 450.0, 530.0, 650.0, 800.0, 1311.0]
HV 50A | HV 50A | 50 | 0 | [10.0, 3.215, 0.597, 0.198, 0.1, 0.0378, 0.022, 0.01] | [10.0, 3.64, 0.854, 0.281, 0.1, 0.0531, 0.022, 0.01] | 0 | [150.0, 170.0, 210.0, 250.0, 294.0, 400.0, 500.0, 711.0] | [300.0, 350.0, 450.0, 550.0, 700.0, 850.0, 1200.0, 1752.0]
HV 6.3A | HV 6.3A | 6.3 | 0 | [10.0, 1.39, 0.344, 0.168, 0.1, 0.056, 0.0263, 0.01] | [10.0, 1.711, 0.516, 0.198, 0.1, 0.0634, 0.0303, 0.01] | 0 | [19.0, 19.5, 20.4, 20.8, 22.0, 25.0, 32.0, 48.0] | [38.0, 40.0, 43.0, 48.0, 53.0, 60.0, 75.0, 118.0]
HV 63A | HV 63A | 63 | 0 | [10.0, 2.84, 0.368, 0.164, 0.1, 0.0621, 0.0378, 0.0195, 0.01] | [10.0, 1.82, 0.344, 0.1, 0.0467, 0.0269, 0.01] | 0 | [189.0, 220.0, 300.0, 350.0, 393.0, 450.0, 530.0, 700.0, 961.0] | [378.0, 500.0, 700.0, 934.0, 1200.0, 1500.0, 2366.0]
HV 80A | HV 80A | 80 | 0 | [10.0, 2.05, 0.369, 0.198, 0.1, 0.051, 0.0298, 0.01] | [10.0, 4.15, 1.03, 0.198, 0.1, 0.051, 0.0172, 0.01] | 0 | [240.0, 300.0, 400.0, 450.0, 530.0, 650.0, 800.0, 1311.0] | [480.0, 550.0, 700.0, 1000.0, 1260.0, 1600.0, 2500.0, 3227.0]
Siemens NH-1-100 | Siemens NH-1-100 | 100 | [5400.0, 2000.0, 400.0, 20.0, 1.0, 0.2, 0.012, 0.004] | 0 | 0 | [150.0, 190.0, 250.0, 430.0, 900.0, 1250.0, 2700.0, 3600.0] | 0 | 0
Siemens NH-1-125 | Siemens NH-1-125 | 125 | [4800.0, 120.0, 7.0, 0.1, 0.004] | 0 | 0 | [180.0, 400.0, 740.0, 2000.0, 4250.0] | 0 | 0
Siemens NH-1-16 | Siemens NH-1-16 | 16 | [4000.0, 400.0, 2.0, 0.1, 0.04, 0.01] | 0 | 0 | [26.0, 35.0, 75.0, 150.0, 200.0, 300.0] | 0 | 0
Siemens NH-1-160 | Siemens NH-1-160 | 160 | [4800.0, 120.0, 7.0, 0.1, 0.004] | 0 | 0 | [210.0, 500.0, 900.0, 2300.0, 5000.0] | 0 | 0
Siemens NH-1-25 | Siemens NH-1-25 | 25 | [4000.0, 1000.0, 10.0, 0.2, 0.02, 0.01] | 0 | 0 | [40.0, 50.0, 100.0, 210.0, 400.0, 500.0] | 0 | 0
Siemens NH-1-50 | Siemens NH-1-50 | 50 | [4000.0, 40.0, 4.0, 1.0, 0.02, 0.01] | 0 | 0 | [86.0, 200.0, 300.0, 400.0, 1000.0, 1280.0] | 0 | 0
Siemens NH-1-63 | Siemens NH-1-63 | 63 | [4000.0, 100.0, 10.0, 2.0, 0.04, 0.01] | 0 | 0 | [100.0, 200.0, 300.0, 400.0, 1000.0, 1500.0] | 0 | 0
Siemens NH-1-80 | Siemens NH-1-80 | 80 | [4800.0, 120.0, 7.0, 0.1, 0.01] | 0 | 0 | [150.58, 250.0, 450.0, 1150.0, 2470.0] | 0 | 0
Siemens NH-2-1000 | Siemens NH-2-1000 | 1000 | [4800.0, 120.0, 7.0, 0.1, 0.004] | 0 | 0 | [1900.0, 3500.0, 8400.0, 24000.0, 52000.0] | 0 | 0
Siemens NH-2-200 | Siemens NH-2-200 | 200 | [4800.0, 120.0, 7.0, 0.1, 0.004] | 0 | 0 | [280.0, 650.0, 1200.0, 3000.0, 7000.0] | 0 | 0
Siemens NH-2-224 | Siemens NH-2-224 | 224 | [4800.0, 120.0, 7.0, 0.2, 0.04, 0.004] | 0 | 0 | [400.0, 750.0, 1453.0, 3025.0, 4315.0, 7600.0] | 0 | 0
Siemens NH-2-250 | Siemens NH-2-250 | 250 | [4800.0, 120.0, 7.0, 0.1, 0.004] | 0 | 0 | [450.0, 800.0, 1650.0, 4000.0, 8500.0] | 0 | 0
Siemens NH-2-315 | Siemens NH-2-315 | 315 | [4800.0, 120.0, 7.0, 0.1, 0.004] | 0 | 0 | [550.0, 920.0, 1900.0, 5000.0, 11000.0] | 0 | 0
Siemens NH-2-355 | Siemens NH-2-355 | 355 | [4800.0, 120.0, 6.0, 0.1, 0.004] | 0 | 0 | [650.0, 1116.27, 2350.0, 5840.0, 12790.0] | 0 | 0
Siemens NH-2-400 | Siemens NH-2-400 | 400 | [4800.0, 120.0, 7.0, 0.1, 0.004] | 0 | 0 | [720.0, 1350.0, 2800.0, 6500.0, 15000.0] | 0 | 0
Siemens NH-2-425 | Siemens NH-2-425 | 425 | [4800.0, 120.0, 7.0, 0.1, 0.004] | 0 | 0 | [850.0, 1500.0, 3050.0, 7500.0, 16500.0] | 0 | 0
Siemens NH-2-630 | Siemens NH-2-630 | 630 | [4800.0, 120.0, 7.0, 0.1, 0.004] | 0 | 0 | [1200.0, 2000.0, 4800.0, 12000.0, 26000.0] | 0 | 0

## dtypes
| element | column | dtype
0 | bus | name | object
1 | bus | vn_kv | float64
2 | bus | type | object
3 | bus | zone | object
4 | bus | in_service | bool
5 | load | name | object
6 | load | bus | uint32
7 | load | p_mw | float64
8 | load | q_mvar | float64
9 | load | const_z_percent | float64
10 | load | const_i_percent | float64
11 | load | sn_mva | float64
12 | load | scaling | float64
13 | load | in_service | bool
14 | load | type | object
15 | ext_grid | name | object
16 | ext_grid | bus | uint32
17 | ext_grid | vm_pu | float64
18 | ext_grid | va_degree | float64
19 | ext_grid | slack_weight | float64
20 | ext_grid | in_service | bool
21 | line | name | object
22 | line | std_type | object
23 | line | from_bus | uint32
24 | line | to_bus | uint32
25 | line | length_km | float64
26 | line | r_ohm_per_km | float64
27 | line | x_ohm_per_km | float64
28 | line | c_nf_per_km | float64
29 | line | g_us_per_km | float64
30 | line | max_i_ka | float64
31 | line | df | float64
32 | line | parallel | uint32
33 | line | type | object
34 | line | in_service | bool
35 | trafo | name | object
36 | trafo | std_type | object
37 | trafo | hv_bus | uint32
38 | trafo | lv_bus | uint32
39 | trafo | sn_mva | float64
40 | trafo | vn_hv_kv | float64
41 | trafo | vn_lv_kv | float64
42 | trafo | vk_percent | float64
43 | trafo | vkr_percent | float64
44 | trafo | pfe_kw | float64
45 | trafo | i0_percent | float64
46 | trafo | shift_degree | float64
47 | trafo | tap_side | object
48 | trafo | tap_neutral | int32
49 | trafo | tap_min | int32
50 | trafo | tap_max | int32
51 | trafo | tap_step_percent | float64
52 | trafo | tap_step_degree | float64
53 | trafo | tap_pos | int32
54 | trafo | tap_phase_shifter | bool
55 | trafo | parallel | uint32
56 | trafo | df | float64
57 | trafo | in_service | bool
58 | line_geodata | coords | object
59 | bus_geodata | x | float64
60 | bus_geodata | y | float64
61 | bus_geodata | coords | object

## parameters
| version | format_version | converged | OPF_converged | name | f_hz | sn_mva
0 | 2.14.6 | 2.14.0 | FALSE | FALSE |  | 50 | 1