## bus
| name | vn_kv | type | zone | in_service
0 | bus_LV_4671-19_0_4_node_0 | 0.4 | n |  | TRUE
1 | bus_LV_4671-19_0_4_node_1 | 0.4 | n |  | TRUE
2 | bus_LV_4671-19_0_4_node_2 | 0.4 | n |  | TRUE
3 | bus_LV_4671-19_0_4_node_3 | 0.4 | n |  | TRUE
4 | bus_LV_4671-19_0_4_node_4 | 0.4 | n |  | TRUE
5 | bus_LV_4671-19_0_4_node_14 | 0.4 | n |  | TRUE
6 | bus_LV_4671-19_0_4_node_17 | 0.4 | n |  | TRUE
7 | bus_LV_4671-19_0_4_node_15 | 0.4 | n |  | TRUE
8 | bus_LV_4671-19_0_4_node_16 | 0.4 | n |  | TRUE
9 | bus_LV_4671-19_0_4_node_18 | 0.4 | n |  | TRUE
10 | bus_LV_4671-19_0_4_node_5 | 0.4 | n |  | TRUE
11 | bus_LV_4671-19_0_4_node_7 | 0.4 | n |  | TRUE
12 | bus_LV_4671-19_0_4_node_6 | 0.4 | n |  | TRUE
13 | bus_LV_4671-19_0_4_node_8 | 0.4 | n |  | TRUE
14 | bus_LV_4671-19_0_4_node_9 | 0.4 | n |  | TRUE
15 | bus_LV_4671-19_0_4_node_10 | 0.4 | n |  | TRUE
16 | bus_LV_4671-19_0_4_node_11 | 0.4 | n |  | TRUE
17 | bus_LV_4671-19_0_4_node_13 | 0.4 | n |  | TRUE
18 | bus_LV_4671-19_0_4_node_80 | 0.4 | n |  | TRUE
19 | bus_LV_4671-19_0_4_node_70 | 0.4 | n |  | TRUE
20 | bus_LV_4671-19_0_4_node_30 | 0.4 | n |  | TRUE
21 | bus_LV_4671-19_0_4_node_12 | 0.4 | n |  | TRUE
22 | bus_LV_4671-19_0_4_node_54 | 0.4 | n |  | TRUE
23 | bus_LV_4671-19_0_4_node_36 | 0.4 | n |  | TRUE
24 | bus_LV_4671-19_0_4_node_79 | 0.4 | n |  | TRUE
25 | bus_LV_4671-19_0_4_node_84 | 0.4 | n |  | TRUE
26 | bus_LV_4671-19_0_4_node_68 | 0.4 | n |  | TRUE
27 | bus_LV_4671-19_0_4_node_31 | 0.4 | n |  | TRUE
28 | bus_LV_4671-19_0_4_node_46 | 0.4 | n |  | TRUE
29 | bus_LV_4671-19_0_4_node_75 | 0.4 | n |  | TRUE
30 | bus_LV_4671-19_0_4_node_34 | 0.4 | n |  | TRUE
31 | bus_LV_4671-19_0_4_node_27 | 0.4 | n |  | TRUE
32 | bus_LV_4671-19_0_4_node_180 | 0.4 | n |  | TRUE
33 | bus_LV_4671-19_0_4_node_24 | 0.4 | n |  | TRUE
34 | bus_LV_4671-19_0_4_node_25 | 0.4 | n |  | TRUE
35 | bus_LV_4671-19_0_4_node_26 | 0.4 | n |  | TRUE
36 | bus_LV_4671-19_0_4_node_64 | 0.4 | n |  | TRUE
37 | bus_LV_4671-19_0_4_node_123 | 0.4 | n |  | TRUE
38 | bus_LV_4671-19_0_4_node_19 | 0.4 | n |  | TRUE
39 | bus_LV_4671-19_0_4_node_20 | 0.4 | n |  | TRUE
40 | bus_LV_4671-19_0_4_node_22 | 0.4 | n |  | TRUE
41 | bus_LV_4671-19_0_4_node_39 | 0.4 | n |  | TRUE
42 | bus_LV_4671-19_0_4_node_139 | 0.4 | n |  | TRUE
43 | bus_LV_4671-19_0_4_node_40 | 0.4 | n |  | TRUE
44 | bus_LV_4671-19_0_4_node_65 | 0.4 | n |  | TRUE
45 | bus_LV_4671-19_0_4_node_122 | 0.4 | n |  | TRUE
46 | bus_LV_4671-19_0_4_node_28 | 0.4 | n |  | TRUE
47 | bus_LV_4671-19_0_4_node_29 | 0.4 | n |  | TRUE
48 | bus_LV_4671-19_0_4_node_51 | 0.4 | n |  | TRUE
49 | bus_LV_4671-19_0_4_node_48 | 0.4 | n |  | TRUE
50 | bus_LV_4671-19_0_4_node_49 | 0.4 | n |  | TRUE
51 | bus_LV_4671-19_0_4_node_58 | 0.4 | n |  | TRUE
52 | bus_LV_4671-19_0_4_node_32 | 0.4 | n |  | TRUE
53 | bus_LV_4671-19_0_4_node_41 | 0.4 | n |  | TRUE
54 | bus_LV_4671-19_0_4_node_56 | 0.4 | n |  | TRUE
55 | bus_LV_4671-19_0_4_node_55 | 0.4 | n |  | TRUE
56 | bus_LV_4671-19_0_4_node_63 | 0.4 | n |  | TRUE
57 | bus_LV_4671-19_0_4_node_61 | 0.4 | n |  | TRUE
58 | bus_LV_4671-19_0_4_node_60 | 0.4 | n |  | TRUE
59 | bus_LV_4671-19_0_4_node_38 | 0.4 | n |  | TRUE
60 | bus_LV_4671-19_0_4_node_57 | 0.4 | n |  | TRUE
61 | bus_LV_4671-19_0_4_node_33 | 0.4 | n |  | TRUE
62 | bus_LV_4671-19_0_4_node_35 | 0.4 | n |  | TRUE
63 | bus_LV_4671-19_0_4_node_37 | 0.4 | n |  | TRUE
64 | bus_LV_4671-19_0_4_node_42 | 0.4 | n |  | TRUE
65 | bus_LV_4671-19_0_4_node_43 | 0.4 | n |  | TRUE
66 | bus_LV_4671-19_0_4_node_44 | 0.4 | n |  | TRUE
67 | bus_LV_4671-19_0_4_node_45 | 0.4 | n |  | TRUE
68 | bus_LV_4671-19_0_4_node_47 | 0.4 | n |  | TRUE
69 | bus_LV_4671-19_0_4_node_53 | 0.4 | n |  | TRUE
70 | bus_LV_4671-19_0_4_node_121 | 0.4 | n |  | TRUE
71 | bus_LV_4671-19_0_4_node_159 | 0.4 | n |  | TRUE
72 | bus_LV_4671-19_0_4_node_78 | 0.4 | n |  | TRUE
73 | bus_LV_4671-19_0_4_node_50 | 0.4 | n |  | TRUE
74 | bus_LV_4671-19_0_4_node_52 | 0.4 | n |  | TRUE
75 | bus_LV_4671-19_0_4_node_72 | 0.4 | n |  | TRUE
76 | bus_LV_4671-19_0_4_node_73 | 0.4 | n |  | TRUE
77 | bus_LV_4671-19_0_4_node_74 | 0.4 | n |  | TRUE
78 | bus_LV_4671-19_0_4_node_160 | 0.4 | n |  | TRUE
79 | bus_LV_4671-19_0_4_node_76 | 0.4 | n |  | TRUE
80 | bus_LV_4671-19_0_4_node_131 | 0.4 | n |  | TRUE
81 | bus_LV_4671-19_0_4_node_181 | 0.4 | n |  | TRUE
82 | bus_LV_4671-19_0_4_node_66 | 0.4 | n |  | TRUE
83 | bus_LV_4671-19_0_4_node_67 | 0.4 | n |  | TRUE
84 | bus_LV_4671-19_0_4_node_69 | 0.4 | n |  | TRUE
85 | bus_LV_4671-19_0_4_node_71 | 0.4 | n |  | TRUE
86 | bus_LV_4671-19_0_4_node_133 | 0.4 | n |  | TRUE
87 | bus_LV_4671-19_0_4_node_112 | 0.4 | n |  | TRUE
88 | bus_LV_4671-19_0_4_node_132 | 0.4 | n |  | TRUE
89 | bus_LV_4671-19_0_4_node_102 | 0.4 | n |  | TRUE
90 | bus_LV_4671-19_0_4_node_100 | 0.4 | n |  | TRUE
91 | bus_LV_4671-19_0_4_node_101 | 0.4 | n |  | TRUE
92 | bus_LV_4671-19_0_4_node_97 | 0.4 | n |  | TRUE
93 | bus_LV_4671-19_0_4_node_150 | 0.4 | n |  | TRUE
94 | bus_LV_4671-19_0_4_node_120 | 0.4 | n |  | TRUE
95 | bus_LV_4671-19_0_4_node_176 | 0.4 | n |  | TRUE
96 | bus_LV_4671-19_0_4_node_174 | 0.4 | n |  | TRUE
97 | bus_LV_4671-19_0_4_node_137 | 0.4 | n |  | TRUE
98 | bus_LV_4671-19_0_4_node_77 | 0.4 | n |  | TRUE
99 | bus_LV_4671-19_0_4_node_81 | 0.4 | n |  | TRUE
100 | bus_LV_4671-19_0_4_node_82 | 0.4 | n |  | TRUE
101 | bus_LV_4671-19_0_4_node_83 | 0.4 | n |  | TRUE
102 | bus_LV_4671-19_0_4_node_85 | 0.4 | n |  | TRUE
103 | bus_LV_4671-19_0_4_node_86 | 0.4 | n |  | TRUE
104 | bus_LV_4671-19_0_4_node_103 | 0.4 | n |  | TRUE
105 | bus_LV_4671-19_0_4_node_87 | 0.4 | n |  | TRUE
106 | bus_LV_4671-19_0_4_node_88 | 0.4 | n |  | TRUE
107 | bus_LV_4671-19_0_4_node_89 | 0.4 | n |  | TRUE
108 | bus_LV_4671-19_0_4_node_90 | 0.4 | n |  | TRUE
109 | bus_LV_4671-19_0_4_node_91 | 0.4 | n |  | TRUE
110 | bus_LV_4671-19_0_4_node_179 | 0.4 | n |  | TRUE
111 | bus_LV_4671-19_0_4_node_117 | 0.4 | n |  | TRUE
112 | bus_LV_4671-19_0_4_node_143 | 0.4 | n |  | TRUE
113 | bus_LV_4671-19_0_4_node_118 | 0.4 | n |  | TRUE
114 | bus_LV_4671-19_0_4_node_169 | 0.4 | n |  | TRUE
115 | bus_LV_4671-19_0_4_node_168 | 0.4 | n |  | TRUE
116 | bus_LV_4671-19_0_4_node_119 | 0.4 | n |  | TRUE
117 | bus_LV_4671-19_0_4_node_116 | 0.4 | n |  | TRUE
118 | bus_LV_4671-19_0_4_node_92 | 0.4 | n |  | TRUE
119 | bus_LV_4671-19_0_4_node_93 | 0.4 | n |  | TRUE
120 | bus_LV_4671-19_0_4_node_94 | 0.4 | n |  | TRUE
121 | bus_LV_4671-19_0_4_node_95 | 0.4 | n |  | TRUE
122 | bus_LV_4671-19_0_4_node_96 | 0.4 | n |  | TRUE
123 | bus_LV_4671-19_0_4_node_114 | 0.4 | n |  | TRUE
124 | bus_LV_4671-19_0_4_node_138 | 0.4 | n |  | TRUE
125 | bus_LV_4671-19_0_4_node_115 | 0.4 | n |  | TRUE
126 | bus_LV_4671-19_0_4_node_175 | 0.4 | n |  | TRUE
127 | bus_LV_4671-19_0_4_node_109 | 0.4 | n |  | TRUE
128 | bus_LV_4671-19_0_4_node_110 | 0.4 | n |  | TRUE
129 | bus_LV_4671-19_0_4_node_104 | 0.4 | n |  | TRUE
130 | bus_LV_4671-19_0_4_node_105 | 0.4 | n |  | TRUE
131 | bus_LV_4671-19_0_4_node_106 | 0.4 | n |  | TRUE
132 | bus_LV_4671-19_0_4_node_107 | 0.4 | n |  | TRUE
133 | bus_LV_4671-19_0_4_node_108 | 0.4 | n |  | TRUE
134 | bus_LV_4671-19_0_4_node_124 | 0.4 | n |  | TRUE
135 | bus_LV_4671-19_0_4_node_125 | 0.4 | n |  | TRUE
136 | bus_LV_4671-19_0_4_node_177 | 0.4 | n |  | TRUE
137 | bus_LV_4671-19_0_4_node_164 | 0.4 | n |  | TRUE
138 | bus_LV_4671-19_0_4_node_154 | 0.4 | n |  | TRUE
139 | bus_LV_4671-19_0_4_node_178 | 0.4 | n |  | TRUE
140 | bus_LV_4671-19_0_4_node_111 | 0.4 | n |  | TRUE
141 | bus_LV_4671-19_0_4_node_130 | 0.4 | n |  | TRUE
142 | bus_LV_4671-19_0_4_node_157 | 0.4 | n |  | TRUE
143 | bus_LV_4671-19_0_4_node_165 | 0.4 | n |  | TRUE
144 | bus_LV_4671-19_0_4_node_152 | 0.4 | n |  | TRUE
145 | bus_LV_4671-19_0_4_node_127 | 0.4 | n |  | TRUE
146 | bus_LV_4671-19_0_4_node_128 | 0.4 | n |  | TRUE
147 | bus_LV_4671-19_0_4_node_129 | 0.4 | n |  | TRUE
148 | bus_LV_4671-19_0_4_node_134 | 0.4 | n |  | TRUE
149 | bus_LV_4671-19_0_4_node_135 | 0.4 | n |  | TRUE
150 | bus_LV_4671-19_0_4_node_136 | 0.4 | n |  | TRUE
151 | bus_LV_4671-19_0_4_node_158 | 0.4 | n |  | TRUE
152 | bus_LV_4671-19_0_4_node_142 | 0.4 | n |  | TRUE
153 | bus_LV_4671-19_0_4_node_144 | 0.4 | n |  | TRUE
154 | bus_LV_4671-19_0_4_node_140 | 0.4 | n |  | TRUE
155 | bus_LV_4671-19_0_4_node_141 | 0.4 | n |  | TRUE
156 | bus_LV_4671-19_0_4_node_145 | 0.4 | n |  | TRUE
157 | bus_LV_4671-19_0_4_node_146 | 0.4 | n |  | TRUE
158 | bus_LV_4671-19_0_4_node_147 | 0.4 | n |  | TRUE
159 | bus_LV_4671-19_0_4_node_148 | 0.4 | n |  | TRUE
160 | bus_LV_4671-19_0_4_node_149 | 0.4 | n |  | TRUE
161 | bus_LV_4671-19_0_4_node_151 | 0.4 | n |  | TRUE
162 | bus_LV_4671-19_0_4_node_153 | 0.4 | n |  | TRUE
163 | bus_LV_4671-19_0_4_node_155 | 0.4 | n |  | TRUE
164 | bus_LV_4671-19_0_4_node_156 | 0.4 | n |  | TRUE
165 | bus_LV_4671-19_0_4_node_161 | 0.4 | n |  | TRUE
166 | bus_LV_4671-19_0_4_node_170 | 0.4 | n |  | TRUE
167 | bus_LV_4671-19_0_4_node_162 | 0.4 | n |  | TRUE
168 | bus_LV_4671-19_0_4_node_171 | 0.4 | n |  | TRUE
169 | bus_LV_4671-19_0_4_node_163 | 0.4 | n |  | TRUE
170 | bus_LV_4671-19_0_4_node_166 | 0.4 | n |  | TRUE
171 | bus_LV_4671-19_0_4_node_167 | 0.4 | n |  | TRUE
172 | bus_LV_4671-19_0_4_node_173 | 0.4 | n |  | TRUE
173 | bus_LV_4671-19_0_4_node_172 | 0.4 | n |  | TRUE
174 | bus_MV_441_0_node_178 | 20 | n |  | TRUE

## load
| name | bus | p_mw | q_mvar | const_z_percent | const_i_percent | sn_mva | scaling | in_service | type
0 | LV_4671-19_0_4_load_0 | 0 | 0.0014935 | 0.0003743 | 0 | 0 |  | 1 | TRUE | wye
1 | LV_4671-19_0_4_load_1 | 1 | 0.0016561 | 0.00041505 | 0 | 0 |  | 1 | TRUE | wye
2 | LV_4671-19_0_4_load_2 | 2 | 0.0017661 | 0.00044262 | 0 | 0 |  | 1 | TRUE | wye
3 | LV_4671-19_0_4_load_3 | 3 | 0.0015168 | 0.00038014 | 0 | 0 |  | 1 | TRUE | wye
4 | LV_4671-19_0_4_load_4 | 4 | 0.0017975 | 0.0004505 | 0 | 0 |  | 1 | TRUE | wye
5 | LV_4671-19_0_4_load_17 | 6 | 0.0021878 | 0.00054832 | 0 | 0 |  | 1 | TRUE | wye
6 | LV_4671-19_0_4_load_15 | 7 | 0.0015007 | 0.00037611 | 0 | 0 |  | 1 | TRUE | wye
7 | LV_4671-19_0_4_load_16 | 8 | 0.0019328 | 0.0004844 | 0 | 0 |  | 1 | TRUE | wye
8 | LV_4671-19_0_4_load_5 | 10 | 0.0018242 | 0.00045719 | 0 | 0 |  | 1 | TRUE | wye
9 | LV_4671-19_0_4_load_6 | 12 | 0.0034388 | 0.00086184 | 0 | 0 |  | 1 | TRUE | wye
10 | LV_4671-19_0_4_load_9 | 14 | 0.002148 | 0.00053834 | 0 | 0 |  | 1 | TRUE | wye
11 | LV_4671-19_0_4_load_10 | 15 | 0.0012392 | 0.00031058 | 0 | 0 |  | 1 | TRUE | wye
12 | LV_4671-19_0_4_load_11 | 16 | 0.0015093 | 0.00037826 | 0 | 0 |  | 1 | TRUE | wye
13 | LV_4671-19_0_4_load_13 | 17 | 0.0032203 | 0.00080708 | 0 | 0 |  | 1 | TRUE | wye
14 | LV_4671-19_0_4_load_80 | 18 | 0.0024237 | 0.00060743 | 0 | 0 |  | 1 | TRUE | wye
15 | LV_4671-19_0_4_load_30 | 20 | 0.0043962 | 0.0011018 | 0 | 0 |  | 1 | TRUE | wye
16 | LV_4671-19_0_4_load_12 | 21 | 0.0022257 | 0.00055782 | 0 | 0 |  | 1 | TRUE | wye
17 | LV_4671-19_0_4_load_54 | 22 | 0.0028568 | 0.00071598 | 0 | 0 |  | 1 | TRUE | wye
18 | LV_4671-19_0_4_load_79 | 24 | 0.0023772 | 0.00059579 | 0 | 0 |  | 1 | TRUE | wye
19 | LV_4671-19_0_4_load_84 | 25 | 0.0029524 | 0.00073994 | 0 | 0 |  | 1 | TRUE | wye
20 | LV_4671-19_0_4_load_46 | 28 | 0.0021941 | 0.00054988 | 0 | 0 |  | 1 | TRUE | wye
21 | LV_4671-19_0_4_load_75 | 29 | 0.0030596 | 0.0007668 | 0 | 0 |  | 1 | TRUE | wye
22 | LV_4671-19_0_4_load_34 | 30 | 0.0023493 | 0.00058879 | 0 | 0 |  | 1 | TRUE | wye
23 | LV_4671-19_0_4_load_27 | 31 | 0.0027202 | 0.00068175 | 0 | 0 |  | 1 | TRUE | wye
24 | LV_4671-19_0_4_load_25 | 34 | 0.0025837 | 0.00064754 | 0 | 0 |  | 1 | TRUE | wye
25 | LV_4671-19_0_4_load_26 | 35 | 0.0023175 | 0.00058082 | 0 | 0 |  | 1 | TRUE | wye
26 | LV_4671-19_0_4_load_64 | 36 | 0.0023572 | 0.00059077 | 0 | 0 |  | 1 | TRUE | wye
27 | LV_4671-19_0_4_load_123 | 37 | 0.0018339 | 0.00045962 | 0 | 0 |  | 1 | TRUE | wye
28 | LV_4671-19_0_4_load_19 | 38 | 0.0020765 | 0.00052043 | 0 | 0 |  | 1 | TRUE | wye
29 | LV_4671-19_0_4_load_20 | 39 | 0.0013409 | 0.00033605 | 0 | 0 |  | 1 | TRUE | wye
30 | LV_4671-19_0_4_load_39 | 41 | 0.0012289 | 0.00030798 | 0 | 0 |  | 1 | TRUE | wye
31 | LV_4671-19_0_4_load_139 | 42 | 0.00098895 | 0.00024785 | 0 | 0 |  | 1 | TRUE | wye
32 | LV_4671-19_0_4_load_40 | 43 | 0.00070733 | 0.00017727 | 0 | 0 |  | 1 | TRUE | wye
33 | LV_4671-19_0_4_load_65 | 44 | 0.0013588 | 0.00034055 | 0 | 0 |  | 1 | TRUE | wye
34 | LV_4671-19_0_4_load_122 | 45 | 0.0018363 | 0.00046022 | 0 | 0 |  | 1 | TRUE | wye
35 | LV_4671-19_0_4_load_28 | 46 | 0.0014682 | 0.00036796 | 0 | 0 |  | 1 | TRUE | wye
36 | LV_4671-19_0_4_load_29 | 47 | 0.0013877 | 0.0003478 | 0 | 0 |  | 1 | TRUE | wye
37 | LV_4671-19_0_4_load_48 | 49 | 0.0015608 | 0.00039118 | 0 | 0 |  | 1 | TRUE | wye
38 | LV_4671-19_0_4_load_49 | 50 | 0.0043468 | 0.0010894 | 0 | 0 |  | 1 | TRUE | wye
39 | LV_4671-19_0_4_load_58 | 51 | 0.0024276 | 0.00060841 | 0 | 0 |  | 1 | TRUE | wye
40 | LV_4671-19_0_4_load_32 | 52 | 0.0030895 | 0.00077431 | 0 | 0 |  | 1 | TRUE | wye
41 | LV_4671-19_0_4_load_41 | 53 | 0.0010656 | 0.00026707 | 0 | 0 |  | 1 | TRUE | wye
42 | LV_4671-19_0_4_load_56 | 54 | 0.0020551 | 0.00051505 | 0 | 0 |  | 1 | TRUE | wye
43 | LV_4671-19_0_4_load_55 | 55 | 0.0022796 | 0.00057133 | 0 | 0 |  | 1 | TRUE | wye
44 | LV_4671-19_0_4_load_63 | 56 | 0.0017677 | 0.00044303 | 0 | 0 |  | 1 | TRUE | wye
45 | LV_4671-19_0_4_load_61 | 57 | 0.0023425 | 0.00058708 | 0 | 0 |  | 1 | TRUE | wye
46 | LV_4671-19_0_4_load_60 | 58 | 0.0024886 | 0.0006237 | 0 | 0 |  | 1 | TRUE | wye
47 | LV_4671-19_0_4_load_38 | 59 | 0.0013984 | 0.00035048 | 0 | 0 |  | 1 | TRUE | wye
48 | LV_4671-19_0_4_load_57 | 60 | 0.0024464 | 0.00061312 | 0 | 0 |  | 1 | TRUE | wye
49 | LV_4671-19_0_4_load_33 | 61 | 0.0013481 | 0.00033785 | 0 | 0 |  | 1 | TRUE | wye
50 | LV_4671-19_0_4_load_37 | 63 | 0.0012292 | 0.00030808 | 0 | 0 |  | 1 | TRUE | wye
51 | LV_4671-19_0_4_load_42 | 64 | 0.0022085 | 0.00055349 | 0 | 0 |  | 1 | TRUE | wye
52 | LV_4671-19_0_4_load_43 | 65 | 0.0067658 | 0.0016957 | 0 | 0 |  | 1 | TRUE | wye
53 | LV_4671-19_0_4_load_45 | 67 | 0.0017144 | 0.00042968 | 0 | 0 |  | 1 | TRUE | wye
54 | LV_4671-19_0_4_load_47 | 68 | 0.0015603 | 0.00039105 | 0 | 0 |  | 1 | TRUE | wye
55 | LV_4671-19_0_4_load_121 | 70 | 0.002087 | 0.00052306 | 0 | 0 |  | 1 | TRUE | wye
56 | LV_4671-19_0_4_load_159 | 71 | 0.0017254 | 0.00043243 | 0 | 0 |  | 1 | TRUE | wye
57 | LV_4671-19_0_4_load_78 | 72 | 0.0024418 | 0.00061198 | 0 | 0 |  | 1 | TRUE | wye
58 | LV_4671-19_0_4_load_50 | 73 | 0.0030062 | 0.00075342 | 0 | 0 |  | 1 | TRUE | wye
59 | LV_4671-19_0_4_load_52 | 74 | 0.0048261 | 0.0012095 | 0 | 0 |  | 1 | TRUE | wye
60 | LV_4671-19_0_4_load_160 | 78 | 0.0032794 | 0.00082189 | 0 | 0 |  | 1 | TRUE | wye
61 | LV_4671-19_0_4_load_76 | 79 | 0.0023248 | 0.00058266 | 0 | 0 |  | 1 | TRUE | wye
62 | LV_4671-19_0_4_load_181 | 81 | 0.0070768 | 0.0017736 | 0 | 0 |  | 1 | TRUE | wye
63 | LV_4671-19_0_4_load_66 | 82 | 0.0013404 | 0.00033593 | 0 | 0 |  | 1 | TRUE | wye
64 | LV_4671-19_0_4_load_67 | 83 | 0.001686 | 0.00042255 | 0 | 0 |  | 1 | TRUE | wye
65 | LV_4671-19_0_4_load_69 | 84 | 0.0016874 | 0.00042291 | 0 | 0 |  | 1 | TRUE | wye
66 | LV_4671-19_0_4_load_71 | 85 | 0.0033979 | 0.00085159 | 0 | 0 |  | 1 | TRUE | wye
67 | LV_4671-19_0_4_load_133 | 86 | 0.0016857 | 0.00042247 | 0 | 0 |  | 1 | TRUE | wye
68 | LV_4671-19_0_4_load_112 | 87 | 0.0016874 | 0.00042291 | 0 | 0 |  | 1 | TRUE | wye
69 | LV_4671-19_0_4_load_132 | 88 | 0.0016244 | 0.00040711 | 0 | 0 |  | 1 | TRUE | wye
70 | LV_4671-19_0_4_load_102 | 89 | 0.0028827 | 0.00072248 | 0 | 0 |  | 1 | TRUE | wye
71 | LV_4671-19_0_4_load_100 | 90 | 0.0015419 | 0.00038644 | 0 | 0 |  | 1 | TRUE | wye
72 | LV_4671-19_0_4_load_97 | 92 | 0.003095 | 0.00077568 | 0 | 0 |  | 1 | TRUE | wye
73 | LV_4671-19_0_4_load_150 | 93 | 0.0013668 | 0.00034255 | 0 | 0 |  | 1 | TRUE | wye
74 | LV_4671-19_0_4_load_120 | 94 | 0.0019139 | 0.00047966 | 0 | 0 |  | 1 | TRUE | wye
75 | LV_4671-19_0_4_load_176 | 95 | 0.0032506 | 0.00081468 | 0 | 0 |  | 1 | TRUE | wye
76 | LV_4671-19_0_4_load_174 | 96 | 0.0036303 | 0.00090983 | 0 | 0 |  | 1 | TRUE | wye
77 | LV_4671-19_0_4_load_137 | 97 | 0.010677 | 0.0026758 | 0 | 0 |  | 1 | TRUE | wye
78 | LV_4671-19_0_4_load_77 | 98 | 0.0017738 | 0.00044456 | 0 | 0 |  | 1 | TRUE | wye
79 | LV_4671-19_0_4_load_81 | 99 | 0.0028457 | 0.00071319 | 0 | 0 |  | 1 | TRUE | wye
80 | LV_4671-19_0_4_load_82 | 100 | 0.0019875 | 0.00049812 | 0 | 0 |  | 1 | TRUE | wye
81 | LV_4671-19_0_4_load_85 | 102 | 0.0021142 | 0.00052987 | 0 | 0 |  | 1 | TRUE | wye
82 | LV_4671-19_0_4_load_86 | 103 | 0.0044559 | 0.0011167 | 0 | 0 |  | 1 | TRUE | wye
83 | LV_4671-19_0_4_load_103 | 104 | 0.0016848 | 0.00042224 | 0 | 0 |  | 1 | TRUE | wye
84 | LV_4671-19_0_4_load_87 | 105 | 0.0014 | 0.00035088 | 0 | 0 |  | 1 | TRUE | wye
85 | LV_4671-19_0_4_load_88 | 106 | 0.0022981 | 0.00057595 | 0 | 0 |  | 1 | TRUE | wye
86 | LV_4671-19_0_4_load_90 | 108 | 0.00063789 | 0.00015987 | 0 | 0 |  | 1 | TRUE | wye
87 | LV_4671-19_0_4_load_91 | 109 | 0.0013429 | 0.00033656 | 0 | 0 |  | 1 | TRUE | wye
88 | LV_4671-19_0_4_load_179 | 110 | 0.0024525 | 0.00061466 | 0 | 0 |  | 1 | TRUE | wye
89 | LV_4671-19_0_4_load_117 | 111 | 0.00058997 | 0.00014786 | 0 | 0 |  | 1 | TRUE | wye
90 | LV_4671-19_0_4_load_143 | 112 | 0.0026695 | 0.00066905 | 0 | 0 |  | 1 | TRUE | wye
91 | LV_4671-19_0_4_load_169 | 114 | 0.0029032 | 0.00072761 | 0 | 0 |  | 1 | TRUE | wye
92 | LV_4671-19_0_4_load_168 | 115 | 0.0022518 | 0.00056436 | 0 | 0 |  | 1 | TRUE | wye
93 | LV_4671-19_0_4_load_119 | 116 | 0.0012713 | 0.00031862 | 0 | 0 |  | 1 | TRUE | wye
94 | LV_4671-19_0_4_load_116 | 117 | 0.0063415 | 0.0015893 | 0 | 0 |  | 1 | TRUE | wye
95 | LV_4671-19_0_4_load_92 | 118 | 0.0075804 | 0.0018998 | 0 | 0 |  | 1 | TRUE | wye
96 | LV_4671-19_0_4_load_93 | 119 | 0.0029387 | 0.00073652 | 0 | 0 |  | 1 | TRUE | wye
97 | LV_4671-19_0_4_load_94 | 120 | 0.0025194 | 0.00063142 | 0 | 0 |  | 1 | TRUE | wye
98 | LV_4671-19_0_4_load_95 | 121 | 0.0032802 | 0.00082211 | 0 | 0 |  | 1 | TRUE | wye
99 | LV_4671-19_0_4_load_96 | 122 | 0.0025166 | 0.00063073 | 0 | 0 |  | 1 | TRUE | wye
100 | LV_4671-19_0_4_load_114 | 123 | 0.0080375 | 0.0020144 | 0 | 0 |  | 1 | TRUE | wye
101 | LV_4671-19_0_4_load_138 | 124 | 0.0020432 | 0.00051208 | 0 | 0 |  | 1 | TRUE | wye
102 | LV_4671-19_0_4_load_115 | 125 | 0.0083723 | 0.0020983 | 0 | 0 |  | 1 | TRUE | wye
103 | LV_4671-19_0_4_load_175 | 126 | 0.0036316 | 0.00091018 | 0 | 0 |  | 1 | TRUE | wye
104 | LV_4671-19_0_4_load_109 | 127 | 0.0026764 | 0.00067076 | 0 | 0 |  | 1 | TRUE | wye
105 | LV_4671-19_0_4_load_110 | 128 | 0.0031478 | 0.0007889 | 0 | 0 |  | 1 | TRUE | wye
106 | LV_4671-19_0_4_load_104 | 129 | 0.0045723 | 0.0011459 | 0 | 0 |  | 1 | TRUE | wye
107 | LV_4671-19_0_4_load_105 | 130 | 0.0032635 | 0.00081792 | 0 | 0 |  | 1 | TRUE | wye
108 | LV_4671-19_0_4_load_106 | 131 | 0.001867 | 0.00046792 | 0 | 0 |  | 1 | TRUE | wye
109 | LV_4671-19_0_4_load_108 | 133 | 0.0029928 | 0.00075007 | 0 | 0 |  | 1 | TRUE | wye
110 | LV_4671-19_0_4_load_124 | 134 | 0.0021783 | 0.00054594 | 0 | 0 |  | 1 | TRUE | wye
111 | LV_4671-19_0_4_load_125 | 135 | 0.0012278 | 0.00030772 | 0 | 0 |  | 1 | TRUE | wye
112 | LV_4671-19_0_4_load_177 | 136 | 0.0029928 | 0.00075007 | 0 | 0 |  | 1 | TRUE | wye
113 | LV_4671-19_0_4_load_164 | 137 | 0.0012536 | 0.00031418 | 0 | 0 |  | 1 | TRUE | wye
114 | LV_4671-19_0_4_load_154 | 138 | 0.0014127 | 0.00035404 | 0 | 0 |  | 1 | TRUE | wye
115 | LV_4671-19_0_4_load_178 | 139 | 0.0030038 | 0.00075281 | 0 | 0 |  | 1 | TRUE | wye
116 | LV_4671-19_0_4_load_157 | 142 | 0.0065991 | 0.0016539 | 0 | 0 |  | 1 | TRUE | wye
117 | LV_4671-19_0_4_load_165 | 143 | 0.0018687 | 0.00046834 | 0 | 0 |  | 1 | TRUE | wye
118 | LV_4671-19_0_4_load_152 | 144 | 0.001637 | 0.00041026 | 0 | 0 |  | 1 | TRUE | wye
119 | LV_4671-19_0_4_load_127 | 145 | 0.0033272 | 0.00083386 | 0 | 0 |  | 1 | TRUE | wye
120 | LV_4671-19_0_4_load_128 | 146 | 0.0019336 | 0.00048462 | 0 | 0 |  | 1 | TRUE | wye
121 | LV_4671-19_0_4_load_129 | 147 | 0.0022316 | 0.0005593 | 0 | 0 |  | 1 | TRUE | wye
122 | LV_4671-19_0_4_load_134 | 148 | 0.0033265 | 0.00083369 | 0 | 0 |  | 1 | TRUE | wye
123 | LV_4671-19_0_4_load_135 | 149 | 0.0027745 | 0.00069536 | 0 | 0 |  | 1 | TRUE | wye
124 | LV_4671-19_0_4_load_158 | 151 | 0.0036298 | 0.00090972 | 0 | 0 |  | 1 | TRUE | wye
125 | LV_4671-19_0_4_load_144 | 153 | 0.0030046 | 0.00075303 | 0 | 0 |  | 1 | TRUE | wye
126 | LV_4671-19_0_4_load_140 | 154 | 0.0027572 | 0.00069101 | 0 | 0 |  | 1 | TRUE | wye
127 | LV_4671-19_0_4_load_141 | 155 | 0.0015123 | 0.00037903 | 0 | 0 |  | 1 | TRUE | wye
128 | LV_4671-19_0_4_load_145 | 156 | 0.0025593 | 0.00064142 | 0 | 0 |  | 1 | TRUE | wye
129 | LV_4671-19_0_4_load_146 | 157 | 0.001255 | 0.00031453 | 0 | 0 |  | 1 | TRUE | wye
130 | LV_4671-19_0_4_load_147 | 158 | 0.0022524 | 0.00056449 | 0 | 0 |  | 1 | TRUE | wye
131 | LV_4671-19_0_4_load_148 | 159 | 0.0022521 | 0.00056442 | 0 | 0 |  | 1 | TRUE | wye
132 | LV_4671-19_0_4_load_149 | 160 | 0.0021801 | 0.00054639 | 0 | 0 |  | 1 | TRUE | wye
133 | LV_4671-19_0_4_load_151 | 161 | 0.0027674 | 0.00069356 | 0 | 0 |  | 1 | TRUE | wye
134 | LV_4671-19_0_4_load_153 | 162 | 0.0024764 | 0.00062066 | 0 | 0 |  | 1 | TRUE | wye
135 | LV_4671-19_0_4_load_155 | 163 | 0.0077512 | 0.0019426 | 0 | 0 |  | 1 | TRUE | wye
136 | LV_4671-19_0_4_load_156 | 164 | 0.0022181 | 0.0005559 | 0 | 0 |  | 1 | TRUE | wye
137 | LV_4671-19_0_4_load_161 | 165 | 0.0032198 | 0.00080695 | 0 | 0 |  | 1 | TRUE | wye
138 | LV_4671-19_0_4_load_170 | 166 | 0.0019234 | 0.00048205 | 0 | 0 |  | 1 | TRUE | wye
139 | LV_4671-19_0_4_load_162 | 167 | 0.0022537 | 0.00056482 | 0 | 0 |  | 1 | TRUE | wye
140 | LV_4671-19_0_4_load_171 | 168 | 0.0019234 | 0.00048205 | 0 | 0 |  | 1 | TRUE | wye
141 | LV_4671-19_0_4_load_163 | 169 | 0.0022515 | 0.00056428 | 0 | 0 |  | 1 | TRUE | wye
142 | LV_4671-19_0_4_load_166 | 170 | 0.002678 | 0.00067116 | 0 | 0 |  | 1 | TRUE | wye
143 | LV_4671-19_0_4_load_167 | 171 | 0.0022518 | 0.00056436 | 0 | 0 |  | 1 | TRUE | wye
144 | LV_4671-19_0_4_load_173 | 172 | 0.0019242 | 0.00048225 | 0 | 0 |  | 1 | TRUE | wye
145 | LV_4671-19_0_4_load_172 | 173 | 0.0019234 | 0.00048205 | 0 | 0 |  | 1 | TRUE | wye

## ext_grid
| name | bus | vm_pu | va_degree | slack_weight | in_service
0 |  | 78 | 1 | 0 | 1 | TRUE

## line
| name | std_type | from_bus | to_bus | length_km | r_ohm_per_km | x_ohm_per_km | c_nf_per_km | g_us_per_km | max_i_ka | df | parallel | type | in_service
0 | LV_4671-19_0_4_line_0 |  | 0 | 1 | 0.011909 | 0.125 | 0.08 | 261 | 0 | 0.364 | 1 | 1 | cs | TRUE
1 | LV_4671-19_0_4_line_1 |  | 0 | 2 | 0.0090807 | 0.125 | 0.08 | 261 | 0 | 0.364 | 1 | 1 | cs | TRUE
2 | LV_4671-19_0_4_line_2 |  | 1 | 3 | 0.010786 | 0.125 | 0.08 | 261 | 0 | 0.364 | 1 | 1 | cs | TRUE
3 | LV_4671-19_0_4_line_3 |  | 2 | 4 | 0.010291 | 0.125 | 0.08 | 261 | 0 | 0.364 | 1 | 1 | cs | TRUE
4 | LV_4671-19_0_4_line_4 |  | 3 | 5 | 0.013338 | 0.125 | 0.08 | 261 | 0 | 0.364 | 1 | 1 | cs | TRUE
5 | LV_4671-19_0_4_line_5 |  | 4 | 6 | 0.019521 | 0.125 | 0.08 | 261 | 0 | 0.364 | 1 | 1 | cs | TRUE
6 | LV_4671-19_0_4_line_6 |  | 5 | 7 | 0.026059 | 0.125 | 0.08 | 261 | 0 | 0.364 | 1 | 1 | cs | TRUE
7 | LV_4671-19_0_4_line_7 |  | 5 | 8 | 0.013678 | 0.125 | 0.08 | 261 | 0 | 0.364 | 1 | 1 | cs | TRUE
8 | LV_4671-19_0_4_line_8 |  | 6 | 9 | 0.028552 | 0.125 | 0.08 | 261 | 0 | 0.364 | 1 | 1 | cs | TRUE
9 | LV_4671-19_0_4_line_9 |  | 7 | 31 | 0.019648 | 0.125 | 0.08 | 261 | 0 | 0.364 | 1 | 1 | cs | TRUE
10 | LV_4671-19_0_4_line_10 |  | 8 | 32 | 0.00581 | 0.125 | 0.08 | 261 | 0 | 0.364 | 1 | 1 | cs | TRUE
11 | LV_4671-19_0_4_line_11 |  | 9 | 34 | 0.02991 | 0.125 | 0.08 | 261 | 0 | 0.364 | 1 | 1 | cs | TRUE
12 | LV_4671-19_0_4_line_12 |  | 9 | 35 | 0.013082 | 0.125 | 0.08 | 261 | 0 | 0.364 | 1 | 1 | cs | TRUE
13 | LV_4671-19_0_4_line_13 |  | 10 | 11 | 0.0046175 | 0.125 | 0.08 | 261 | 0 | 0.364 | 1 | 1 | cs | TRUE
14 | LV_4671-19_0_4_line_14 |  | 11 | 14 | 0.011069 | 0.125 | 0.08 | 261 | 0 | 0.364 | 1 | 4 | cs | TRUE
15 | LV_4671-19_0_4_line_15 |  | 11 | 15 | 0.041551 | 0.125 | 0.08 | 261 | 0 | 0.364 | 1 | 4 | cs | TRUE
16 | LV_4671-19_0_4_line_16 |  | 12 | 13 | 0.017671 | 0.125 | 0.08 | 261 | 0 | 0.364 | 1 | 1 | cs | TRUE
17 | LV_4671-19_0_4_line_17 |  | 13 | 16 | 0.036744 | 0.125 | 0.08 | 261 | 0 | 0.364 | 1 | 1 | cs | TRUE
18 | LV_4671-19_0_4_line_18 |  | 13 | 17 | 0.021192 | 0.125 | 0.08 | 261 | 0 | 0.364 | 1 | 1 | cs | TRUE
19 | LV_4671-19_0_4_line_19 |  | 14 | 18 | 0.027909 | 0.125 | 0.08 | 261 | 0 | 0.364 | 1 | 4 | cs | TRUE
20 | LV_4671-19_0_4_line_20 |  | 15 | 19 | 0.021573 | 0.125 | 0.08 | 261 | 0 | 0.364 | 1 | 4 | cs | TRUE
21 | LV_4671-19_0_4_line_21 |  | 16 | 20 | 0.03037 | 0.125 | 0.08 | 261 | 0 | 0.364 | 1 | 1 | cs | TRUE
22 | LV_4671-19_0_4_line_22 |  | 17 | 23 | 0.012853 | 0.125 | 0.08 | 261 | 0 | 0.364 | 1 | 1 | cs | TRUE
23 | LV_4671-19_0_4_line_23 |  | 18 | 24 | 0.023784 | 0.125 | 0.08 | 261 | 0 | 0.364 | 1 | 4 | cs | TRUE
24 | LV_4671-19_0_4_line_24 |  | 19 | 25 | 0.010562 | 0.125 | 0.08 | 261 | 0 | 0.364 | 1 | 1 | cs | TRUE
25 | LV_4671-19_0_4_line_25 |  | 19 | 26 | 0.026712 | 0.125 | 0.08 | 261 | 0 | 0.364 | 1 | 4 | cs | TRUE
26 | LV_4671-19_0_4_line_26 |  | 20 | 27 | 0.01698 | 0.125 | 0.08 | 261 | 0 | 0.364 | 1 | 1 | cs | TRUE
27 | LV_4671-19_0_4_line_27 |  | 21 | 22 | 0.015052 | 0.125 | 0.08 | 261 | 0 | 0.364 | 1 | 1 | cs | TRUE
28 | LV_4671-19_0_4_line_28 |  | 22 | 28 | 0.0076983 | 0.125 | 0.08 | 261 | 0 | 0.364 | 1 | 1 | cs | TRUE
29 | LV_4671-19_0_4_line_29 |  | 23 | 29 | 0.029055 | 0.125 | 0.08 | 261 | 0 | 0.364 | 1 | 1 | cs | TRUE
30 | LV_4671-19_0_4_line_30 |  | 23 | 30 | 0.040521 | 0.125 | 0.08 | 261 | 0 | 0.364 | 1 | 1 | cs | TRUE
31 | LV_4671-19_0_4_line_31 |  | 24 | 98 | 0.0048468 | 0.125 | 0.08 | 261 | 0 | 0.364 | 1 | 4 | cs | TRUE
32 | LV_4671-19_0_4_line_32 |  | 25 | 89 | 0.025244 | 0.125 | 0.08 | 261 | 0 | 0.364 | 1 | 1 | cs | TRUE
33 | LV_4671-19_0_4_line_33 |  | 26 | 85 | 0.015105 | 0.125 | 0.08 | 261 | 0 | 0.364 | 1 | 1 | cs | TRUE
34 | LV_4671-19_0_4_line_34 |  | 26 | 82 | 0.003628 | 0.125 | 0.08 | 261 | 0 | 0.364 | 1 | 4 | cs | TRUE
35 | LV_4671-19_0_4_line_35 |  | 27 | 51 | 0.035276 | 0.125 | 0.08 | 261 | 0 | 0.364 | 1 | 1 | cs | TRUE
36 | LV_4671-19_0_4_line_36 |  | 28 | 66 | 0.037466 | 0.125 | 0.08 | 261 | 0 | 0.364 | 1 | 1 | cs | TRUE
37 | LV_4671-19_0_4_line_37 |  | 29 | 44 | 0.0072859 | 0.125 | 0.08 | 261 | 0 | 0.364 | 1 | 1 | cs | TRUE
38 | LV_4671-19_0_4_line_38 |  | 30 | 61 | 0.039655 | 0.125 | 0.08 | 261 | 0 | 0.364 | 1 | 1 | cs | TRUE
39 | LV_4671-19_0_4_line_39 |  | 32 | 33 | 0.005248 | 0.125 | 0.08 | 261 | 0 | 0.364 | 1 | 1 | cs | TRUE
40 | LV_4671-19_0_4_line_40 |  | 33 | 42 | 0.0038335 | 0.125 | 0.08 | 261 | 0 | 0.364 | 1 | 1 | cs | TRUE
41 | LV_4671-19_0_4_line_41 |  | 34 | 36 | 0.0028402 | 0.125 | 0.08 | 261 | 0 | 0.364 | 1 | 1 | cs | TRUE
42 | LV_4671-19_0_4_line_42 |  | 35 | 37 | 0.0094498 | 0.125 | 0.08 | 261 | 0 | 0.364 | 1 | 1 | cs | TRUE
43 | LV_4671-19_0_4_line_43 |  | 36 | 44 | 0.016551 | 0.125 | 0.08 | 261 | 0 | 0.364 | 1 | 1 | cs | TRUE
44 | LV_4671-19_0_4_line_44 |  | 37 | 45 | 0.0086122 | 0.125 | 0.08 | 261 | 0 | 0.364 | 1 | 1 | cs | TRUE
45 | LV_4671-19_0_4_line_45 |  | 38 | 39 | 0.018265 | 0.125 | 0.08 | 261 | 0 | 0.364 | 1 | 1 | cs | TRUE
46 | LV_4671-19_0_4_line_46 |  | 39 | 40 | 0.0033364 | 0.125 | 0.08 | 261 | 0 | 0.364 | 1 | 1 | cs | TRUE
47 | LV_4671-19_0_4_line_47 |  | 40 | 41 | 0.020192 | 0.125 | 0.08 | 261 | 0 | 0.364 | 1 | 1 | cs | TRUE
48 | LV_4671-19_0_4_line_48 |  | 41 | 43 | 0.0050411 | 0.125 | 0.08 | 261 | 0 | 0.364 | 1 | 1 | cs | TRUE
49 | LV_4671-19_0_4_line_49 |  | 43 | 63 | 0.0095603 | 0.125 | 0.08 | 261 | 0 | 0.364 | 1 | 1 | cs | TRUE
50 | LV_4671-19_0_4_line_50 |  | 45 | 70 | 0.013727 | 0.125 | 0.08 | 261 | 0 | 0.364 | 1 | 1 | cs | TRUE
51 | LV_4671-19_0_4_line_51 |  | 46 | 47 | 0.023399 | 0.125 | 0.08 | 261 | 0 | 0.364 | 1 | 1 | cs | TRUE
52 | LV_4671-19_0_4_line_52 |  | 47 | 48 | 0.019066 | 0.125 | 0.08 | 261 | 0 | 0.364 | 1 | 1 | cs | TRUE
53 | LV_4671-19_0_4_line_53 |  | 48 | 49 | 0.022124 | 0.125 | 0.08 | 261 | 0 | 0.364 | 1 | 1 | cs | TRUE
54 | LV_4671-19_0_4_line_54 |  | 48 | 50 | 0.020465 | 0.125 | 0.08 | 261 | 0 | 0.364 | 1 | 1 | cs | TRUE
55 | LV_4671-19_0_4_line_55 |  | 49 | 66 | 0.016849 | 0.125 | 0.08 | 261 | 0 | 0.364 | 1 | 1 | cs | TRUE
56 | LV_4671-19_0_4_line_56 |  | 50 | 73 | 0.030415 | 0.125 | 0.08 | 261 | 0 | 0.364 | 1 | 1 | cs | TRUE
57 | LV_4671-19_0_4_line_57 |  | 51 | 56 | 0.026441 | 0.125 | 0.08 | 261 | 0 | 0.364 | 1 | 1 | cs | TRUE
58 | LV_4671-19_0_4_line_58 |  | 51 | 54 | 0.0050195 | 0.125 | 0.08 | 261 | 0 | 0.364 | 1 | 1 | cs | TRUE
59 | LV_4671-19_0_4_line_59 |  | 52 | 53 | 0.016169 | 0.125 | 0.08 | 261 | 0 | 0.364 | 1 | 1 | cs | TRUE
60 | LV_4671-19_0_4_line_60 |  | 53 | 59 | 0.015322 | 0.125 | 0.08 | 261 | 0 | 0.364 | 1 | 1 | cs | TRUE
61 | LV_4671-19_0_4_line_61 |  | 54 | 55 | 0.016688 | 0.125 | 0.08 | 261 | 0 | 0.364 | 1 | 1 | cs | TRUE
62 | LV_4671-19_0_4_line_62 |  | 55 | 60 | 0.031251 | 0.125 | 0.08 | 261 | 0 | 0.364 | 1 | 1 | cs | TRUE
63 | LV_4671-19_0_4_line_63 |  | 56 | 57 | 0.024576 | 0.125 | 0.08 | 261 | 0 | 0.364 | 1 | 1 | cs | TRUE
64 | LV_4671-19_0_4_line_64 |  | 57 | 58 | 0.051513 | 0.125 | 0.08 | 261 | 0 | 0.364 | 1 | 1 | cs | TRUE
65 | LV_4671-19_0_4_line_65 |  | 58 | 80 | 0.041318 | 0.125 | 0.08 | 261 | 0 | 0.364 | 1 | 1 | cs | TRUE
66 | LV_4671-19_0_4_line_66 |  | 59 | 62 | 0.0062682 | 0.125 | 0.08 | 261 | 0 | 0.364 | 1 | 1 | cs | TRUE
67 | LV_4671-19_0_4_line_67 |  | 61 | 62 | 0.011789 | 0.125 | 0.08 | 261 | 0 | 0.364 | 1 | 1 | cs | TRUE
68 | LV_4671-19_0_4_line_68 |  | 62 | 63 | 0.010602 | 0.125 | 0.08 | 261 | 0 | 0.364 | 1 | 1 | cs | TRUE
69 | LV_4671-19_0_4_line_69 |  | 64 | 65 | 0.010994 | 0.125 | 0.08 | 261 | 0 | 0.364 | 1 | 1 | cs | TRUE
70 | LV_4671-19_0_4_line_70 |  | 64 | 66 | 0.016683 | 0.125 | 0.08 | 261 | 0 | 0.364 | 1 | 1 | cs | TRUE
71 | LV_4671-19_0_4_line_71 |  | 65 | 67 | 0.021873 | 0.125 | 0.08 | 261 | 0 | 0.364 | 1 | 1 | cs | TRUE
72 | LV_4671-19_0_4_line_72 |  | 66 | 68 | 0.022187 | 0.125 | 0.08 | 261 | 0 | 0.364 | 1 | 1 | cs | TRUE
73 | LV_4671-19_0_4_line_73 |  | 67 | 69 | 0.015904 | 0.125 | 0.08 | 261 | 0 | 0.364 | 1 | 1 | cs | TRUE
74 | LV_4671-19_0_4_line_74 |  | 68 | 70 | 0.0019898 | 0.125 | 0.08 | 261 | 0 | 0.364 | 1 | 1 | cs | TRUE
75 | LV_4671-19_0_4_line_75 |  | 69 | 71 | 0.008614 | 0.125 | 0.08 | 261 | 0 | 0.364 | 1 | 4 | cs | TRUE
76 | LV_4671-19_0_4_line_76 |  | 69 | 72 | 0.020663 | 0.125 | 0.08 | 261 | 0 | 0.364 | 1 | 4 | cs | TRUE
77 | LV_4671-19_0_4_line_77 |  | 71 | 78 | 0.027402 | 0.125 | 0.08 | 261 | 0 | 0.364 | 1 | 4 | cs | TRUE
78 | LV_4671-19_0_4_line_78 |  | 72 | 79 | 0.017732 | 0.125 | 0.08 | 261 | 0 | 0.364 | 1 | 4 | cs | TRUE
79 | LV_4671-19_0_4_line_79 |  | 74 | 75 | 0.033805 | 0.125 | 0.08 | 261 | 0 | 0.364 | 1 | 1 | cs | TRUE
80 | LV_4671-19_0_4_line_80 |  | 75 | 76 | 0.016654 | 0.125 | 0.08 | 261 | 0 | 0.364 | 1 | 4 | cs | TRUE
81 | LV_4671-19_0_4_line_81 |  | 75 | 77 | 0.005964 | 0.125 | 0.08 | 261 | 0 | 0.364 | 1 | 4 | cs | TRUE
82 | LV_4671-19_0_4_line_82 |  | 76 | 90 | 0.042918 | 0.125 | 0.08 | 261 | 0 | 0.364 | 1 | 4 | cs | TRUE
83 | LV_4671-19_0_4_line_83 |  | 76 | 91 | 0.007006 | 0.125 | 0.08 | 261 | 0 | 0.364 | 1 | 4 | cs | TRUE
84 | LV_4671-19_0_4_line_84 |  | 76 | 92 | 0.014311 | 0.125 | 0.08 | 261 | 0 | 0.364 | 1 | 1 | cs | TRUE
85 | LV_4671-19_0_4_line_85 |  | 77 | 93 | 0.021866 | 0.125 | 0.08 | 261 | 0 | 0.364 | 1 | 4 | cs | TRUE
86 | LV_4671-19_0_4_line_86 |  | 79 | 98 | 0.024667 | 0.125 | 0.08 | 261 | 0 | 0.364 | 1 | 4 | cs | TRUE
87 | LV_4671-19_0_4_line_87 |  | 80 | 81 | 0.024122 | 0.125 | 0.08 | 261 | 0 | 0.364 | 1 | 1 | cs | TRUE
88 | LV_4671-19_0_4_line_88 |  | 82 | 83 | 0.014617 | 0.125 | 0.08 | 261 | 0 | 0.364 | 1 | 4 | cs | TRUE
89 | LV_4671-19_0_4_line_89 |  | 83 | 84 | 0.0081137 | 0.125 | 0.08 | 261 | 0 | 0.364 | 1 | 4 | cs | TRUE
90 | LV_4671-19_0_4_line_90 |  | 84 | 86 | 0.008114 | 0.125 | 0.08 | 261 | 0 | 0.364 | 1 | 4 | cs | TRUE
91 | LV_4671-19_0_4_line_91 |  | 85 | 87 | 0.0020437 | 0.125 | 0.08 | 261 | 0 | 0.364 | 1 | 1 | cs | TRUE
92 | LV_4671-19_0_4_line_92 |  | 86 | 88 | 0.019242 | 0.125 | 0.08 | 261 | 0 | 0.364 | 1 | 4 | cs | TRUE
93 | LV_4671-19_0_4_line_93 |  | 88 | 103 | 0.0099375 | 0.125 | 0.08 | 261 | 0 | 0.364 | 1 | 4 | cs | TRUE
94 | LV_4671-19_0_4_line_94 |  | 89 | 104 | 0.024028 | 0.125 | 0.08 | 261 | 0 | 0.364 | 1 | 1 | cs | TRUE
95 | LV_4671-19_0_4_line_95 |  | 90 | 94 | 0.025287 | 0.125 | 0.08 | 261 | 0 | 0.364 | 1 | 4 | cs | TRUE
96 | LV_4671-19_0_4_line_96 |  | 91 | 95 | 0.046476 | 0.125 | 0.08 | 261 | 0 | 0.364 | 1 | 1 | cs | TRUE
97 | LV_4671-19_0_4_line_97 |  | 91 | 96 | 0.021112 | 0.125 | 0.08 | 261 | 0 | 0.364 | 1 | 4 | cs | TRUE
98 | LV_4671-19_0_4_line_98 |  | 93 | 97 | 0.045412 | 0.125 | 0.08 | 261 | 0 | 0.364 | 1 | 2 | cs | TRUE
99 | LV_4671-19_0_4_line_99 |  | 94 | 102 | 0.028602 | 0.125 | 0.08 | 261 | 0 | 0.364 | 1 | 4 | cs | TRUE
100 | LV_4671-19_0_4_line_100 |  | 96 | 126 | 0.0080377 | 0.125 | 0.08 | 261 | 0 | 0.364 | 1 | 4 | cs | TRUE
101 | LV_4671-19_0_4_line_101 |  | 97 | 125 | 0.024814 | 0.125 | 0.08 | 261 | 0 | 0.364 | 1 | 1 | cs | TRUE
102 | LV_4671-19_0_4_line_102 |  | 99 | 100 | 0.00051161 | 0.125 | 0.08 | 261 | 0 | 0.364 | 1 | 1 | cs | TRUE
103 | LV_4671-19_0_4_line_103 |  | 100 | 101 | 0.023781 | 0.125 | 0.08 | 261 | 0 | 0.364 | 1 | 1 | cs | TRUE
104 | LV_4671-19_0_4_line_104 |  | 101 | 102 | 0.0019623 | 0.125 | 0.08 | 261 | 0 | 0.364 | 1 | 4 | cs | TRUE
105 | LV_4671-19_0_4_line_105 |  | 101 | 103 | 0.026983 | 0.125 | 0.08 | 261 | 0 | 0.364 | 1 | 4 | cs | TRUE
106 | LV_4671-19_0_4_line_106 |  | 104 | 127 | 0.022965 | 0.125 | 0.08 | 261 | 0 | 0.364 | 1 | 1 | cs | TRUE
107 | LV_4671-19_0_4_line_107 |  | 105 | 106 | 0.036287 | 0.125 | 0.08 | 261 | 0 | 0.364 | 1 | 1 | cs | TRUE
108 | LV_4671-19_0_4_line_108 |  | 105 | 107 | 0.017992 | 0.125 | 0.08 | 261 | 0 | 0.364 | 1 | 1 | cs | TRUE
109 | LV_4671-19_0_4_line_109 |  | 107 | 108 | 0.064731 | 0.125 | 0.08 | 261 | 0 | 0.364 | 1 | 1 | cs | TRUE
110 | LV_4671-19_0_4_line_110 |  | 107 | 109 | 0.003917 | 0.125 | 0.08 | 261 | 0 | 0.364 | 1 | 1 | cs | TRUE
111 | LV_4671-19_0_4_line_111 |  | 109 | 113 | 0.057362 | 0.125 | 0.08 | 261 | 0 | 0.364 | 1 | 1 | cs | TRUE
112 | LV_4671-19_0_4_line_112 |  | 110 | 111 | 0.17998 | 0.125 | 0.08 | 261 | 0 | 0.364 | 1 | 4 | cs | TRUE
113 | LV_4671-19_0_4_line_113 |  | 110 | 112 | 0.0079851 | 0.125 | 0.08 | 261 | 0 | 0.364 | 1 | 4 | cs | TRUE
114 | LV_4671-19_0_4_line_114 |  | 111 | 117 | 0.086238 | 0.125 | 0.08 | 261 | 0 | 0.364 | 1 | 2 | cs | TRUE
115 | LV_4671-19_0_4_line_115 |  | 112 | 155 | 0.010143 | 0.125 | 0.08 | 261 | 0 | 0.364 | 1 | 4 | cs | TRUE
116 | LV_4671-19_0_4_line_116 |  | 113 | 116 | 0.0028293 | 0.125 | 0.08 | 261 | 0 | 0.364 | 1 | 1 | cs | TRUE
117 | LV_4671-19_0_4_line_117 |  | 113 | 117 | 0.040589 | 0.125 | 0.08 | 261 | 0 | 0.364 | 1 | 1 | cs | TRUE
118 | LV_4671-19_0_4_line_118 |  | 114 | 115 | 0.0043625 | 0.125 | 0.08 | 261 | 0 | 0.364 | 1 | 1 | cs | TRUE
119 | LV_4671-19_0_4_line_119 |  | 115 | 171 | 0.0072012 | 0.125 | 0.08 | 261 | 0 | 0.364 | 1 | 1 | cs | TRUE
120 | LV_4671-19_0_4_line_120 |  | 118 | 119 | 0.0025646 | 0.125 | 0.08 | 261 | 0 | 0.364 | 1 | 1 | cs | TRUE
121 | LV_4671-19_0_4_line_121 |  | 118 | 120 | 0.033264 | 0.125 | 0.08 | 261 | 0 | 0.364 | 1 | 1 | cs | TRUE
122 | LV_4671-19_0_4_line_122 |  | 119 | 121 | 0.023187 | 0.125 | 0.08 | 261 | 0 | 0.364 | 1 | 1 | cs | TRUE
123 | LV_4671-19_0_4_line_123 |  | 120 | 122 | 0.010149 | 0.125 | 0.08 | 261 | 0 | 0.364 | 1 | 1 | cs | TRUE
124 | LV_4671-19_0_4_line_124 |  | 121 | 123 | 0.0090982 | 0.125 | 0.08 | 261 | 0 | 0.364 | 1 | 1 | cs | TRUE
125 | LV_4671-19_0_4_line_125 |  | 122 | 124 | 0.01899 | 0.125 | 0.08 | 261 | 0 | 0.364 | 1 | 1 | cs | TRUE
126 | LV_4671-19_0_4_line_126 |  | 123 | 125 | 0.028951 | 0.125 | 0.08 | 261 | 0 | 0.364 | 1 | 1 | cs | TRUE
127 | LV_4671-19_0_4_line_127 |  | 126 | 151 | 0.0080397 | 0.125 | 0.08 | 261 | 0 | 0.364 | 1 | 4 | cs | TRUE
128 | LV_4671-19_0_4_line_128 |  | 127 | 128 | 0.020442 | 0.125 | 0.08 | 261 | 0 | 0.364 | 1 | 1 | cs | TRUE
129 | LV_4671-19_0_4_line_129 |  | 128 | 140 | 0.018828 | 0.125 | 0.08 | 261 | 0 | 0.364 | 1 | 1 | cs | TRUE
130 | LV_4671-19_0_4_line_130 |  | 129 | 130 | 0.0097875 | 0.125 | 0.08 | 261 | 0 | 0.364 | 1 | 4 | cs | TRUE
131 | LV_4671-19_0_4_line_131 |  | 129 | 131 | 0.020986 | 0.125 | 0.08 | 261 | 0 | 0.364 | 1 | 4 | cs | TRUE
132 | LV_4671-19_0_4_line_132 |  | 130 | 132 | 0.012231 | 0.125 | 0.08 | 261 | 0 | 0.364 | 1 | 4 | cs | TRUE
133 | LV_4671-19_0_4_line_133 |  | 131 | 133 | 0.0034417 | 0.125 | 0.08 | 261 | 0 | 0.364 | 1 | 4 | cs | TRUE
134 | LV_4671-19_0_4_line_134 |  | 132 | 134 | 0.027477 | 0.125 | 0.08 | 261 | 0 | 0.364 | 1 | 1 | cs | TRUE
135 | LV_4671-19_0_4_line_135 |  | 132 | 135 | 0.0045357 | 0.125 | 0.08 | 261 | 0 | 0.364 | 1 | 4 | cs | TRUE
136 | LV_4671-19_0_4_line_136 |  | 133 | 136 | 0.012952 | 0.125 | 0.08 | 261 | 0 | 0.364 | 1 | 4 | cs | TRUE
137 | LV_4671-19_0_4_line_137 |  | 134 | 137 | 0.0012767 | 0.125 | 0.08 | 261 | 0 | 0.364 | 1 | 1 | cs | TRUE
138 | LV_4671-19_0_4_line_138 |  | 135 | 138 | 0.010376 | 0.125 | 0.08 | 261 | 0 | 0.364 | 1 | 4 | cs | TRUE
139 | LV_4671-19_0_4_line_139 |  | 136 | 139 | 0.0018542 | 0.125 | 0.08 | 261 | 0 | 0.364 | 1 | 4 | cs | TRUE
140 | LV_4671-19_0_4_line_140 |  | 137 | 143 | 0.0055207 | 0.125 | 0.08 | 261 | 0 | 0.364 | 1 | 1 | cs | TRUE
141 | LV_4671-19_0_4_line_141 |  | 138 | 144 | 0.00091204 | 0.125 | 0.08 | 261 | 0 | 0.364 | 1 | 4 | cs | TRUE
142 | LV_4671-19_0_4_line_142 |  | 139 | 153 | 6.7023e-05 | 0.125 | 0.08 | 261 | 0 | 0.364 | 1 | 4 | cs | TRUE
143 | LV_4671-19_0_4_line_143 |  | 140 | 141 | 0.029532 | 0.125 | 0.08 | 261 | 0 | 0.364 | 1 | 1 | cs | TRUE
144 | LV_4671-19_0_4_line_144 |  | 141 | 142 | 0.030091 | 0.125 | 0.08 | 261 | 0 | 0.364 | 1 | 1 | cs | TRUE
145 | LV_4671-19_0_4_line_145 |  | 143 | 160 | 0.0017653 | 0.125 | 0.08 | 261 | 0 | 0.364 | 1 | 1 | cs | TRUE
146 | LV_4671-19_0_4_line_146 |  | 144 | 161 | 0.0020707 | 0.125 | 0.08 | 261 | 0 | 0.364 | 1 | 4 | cs | TRUE
147 | LV_4671-19_0_4_line_147 |  | 145 | 146 | 0.0070662 | 0.125 | 0.08 | 261 | 0 | 0.364 | 1 | 1 | cs | TRUE
148 | LV_4671-19_0_4_line_148 |  | 146 | 147 | 0.020393 | 0.125 | 0.08 | 261 | 0 | 0.364 | 1 | 1 | cs | TRUE
149 | LV_4671-19_0_4_line_149 |  | 147 | 148 | 0.003772 | 0.125 | 0.08 | 261 | 0 | 0.364 | 1 | 1 | cs | TRUE
150 | LV_4671-19_0_4_line_150 |  | 148 | 149 | 0.012912 | 0.125 | 0.08 | 261 | 0 | 0.364 | 1 | 1 | cs | TRUE
151 | LV_4671-19_0_4_line_151 |  | 149 | 150 | 0.016178 | 0.125 | 0.08 | 261 | 0 | 0.364 | 1 | 1 | cs | TRUE
152 | LV_4671-19_0_4_line_152 |  | 150 | 151 | 0.024511 | 0.125 | 0.08 | 261 | 0 | 0.364 | 1 | 4 | cs | TRUE
153 | LV_4671-19_0_4_line_153 |  | 150 | 152 | 0.018176 | 0.125 | 0.08 | 261 | 0 | 0.364 | 1 | 4 | cs | TRUE
154 | LV_4671-19_0_4_line_154 |  | 152 | 153 | 0.022426 | 0.125 | 0.08 | 261 | 0 | 0.364 | 1 | 4 | cs | TRUE
155 | LV_4671-19_0_4_line_155 |  | 152 | 154 | 0.013994 | 0.125 | 0.08 | 261 | 0 | 0.364 | 1 | 4 | cs | TRUE
156 | LV_4671-19_0_4_line_156 |  | 154 | 155 | 0.014231 | 0.125 | 0.08 | 261 | 0 | 0.364 | 1 | 4 | cs | TRUE
157 | LV_4671-19_0_4_line_157 |  | 156 | 157 | 0.000273 | 0.125 | 0.08 | 261 | 0 | 0.364 | 1 | 1 | cs | TRUE
158 | LV_4671-19_0_4_line_158 |  | 156 | 158 | 0.0032028 | 0.125 | 0.08 | 261 | 0 | 0.364 | 1 | 1 | cs | TRUE
159 | LV_4671-19_0_4_line_159 |  | 157 | 159 | 0.0084325 | 0.125 | 0.08 | 261 | 0 | 0.364 | 1 | 1 | cs | TRUE
160 | LV_4671-19_0_4_line_160 |  | 158 | 160 | 0.012441 | 0.125 | 0.08 | 261 | 0 | 0.364 | 1 | 1 | cs | TRUE
161 | LV_4671-19_0_4_line_161 |  | 161 | 162 | 0.021506 | 0.125 | 0.08 | 261 | 0 | 0.364 | 1 | 4 | cs | TRUE
162 | LV_4671-19_0_4_line_162 |  | 162 | 163 | 0.018815 | 0.125 | 0.08 | 261 | 0 | 0.364 | 1 | 2 | cs | TRUE
163 | LV_4671-19_0_4_line_163 |  | 162 | 164 | 0.016604 | 0.125 | 0.08 | 261 | 0 | 0.364 | 1 | 1 | cs | TRUE
164 | LV_4671-19_0_4_line_164 |  | 163 | 165 | 0.0071348 | 0.125 | 0.08 | 261 | 0 | 0.364 | 1 | 1 | cs | TRUE
165 | LV_4671-19_0_4_line_165 |  | 164 | 166 | 0.015024 | 0.125 | 0.08 | 261 | 0 | 0.364 | 1 | 1 | cs | TRUE
166 | LV_4671-19_0_4_line_166 |  | 165 | 167 | 0.0098641 | 0.125 | 0.08 | 261 | 0 | 0.364 | 1 | 1 | cs | TRUE
167 | LV_4671-19_0_4_line_167 |  | 166 | 168 | 0.0071027 | 0.125 | 0.08 | 261 | 0 | 0.364 | 1 | 1 | cs | TRUE
168 | LV_4671-19_0_4_line_168 |  | 167 | 169 | 0.0072079 | 0.125 | 0.08 | 261 | 0 | 0.364 | 1 | 1 | cs | TRUE
169 | LV_4671-19_0_4_line_169 |  | 168 | 172 | 0.0071043 | 0.125 | 0.08 | 261 | 0 | 0.364 | 1 | 1 | cs | TRUE
170 | LV_4671-19_0_4_line_170 |  | 169 | 170 | 0.0014731 | 0.125 | 0.08 | 261 | 0 | 0.364 | 1 | 1 | cs | TRUE
171 | LV_4671-19_0_4_line_171 |  | 170 | 171 | 0.0057287 | 0.125 | 0.08 | 261 | 0 | 0.364 | 1 | 1 | cs | TRUE
172 | LV_4671-19_0_4_line_172 |  | 172 | 173 | 0.0071043 | 0.125 | 0.08 | 261 | 0 | 0.364 | 1 | 1 | cs | TRUE

## trafo
| name | std_type | hv_bus | lv_bus | sn_mva | vn_hv_kv | vn_lv_kv | vk_percent | vkr_percent | pfe_kw | i0_percent | shift_degree | tap_side | tap_neutral | tap_min | tap_max | tap_step_percent | tap_step_degree | tap_pos | tap_phase_shifter | parallel | df | in_service
0 | LV_4671-19_0_4_trafo_160 | 0.63 MVA 20/0.4 kV | 174 | 78 | 0.63 | 20 | 0.4 | 6 | 1.206 | 1.65 | 0.2619 | 150 | hv | 0 | -2 | 2 | 2.5 | 0 | 0 | FALSE | 1 | 1 | TRUE

## line_geodata
| x0 | y0 | x1 | y1 | x2 | y2 | x3 | y3 | x4 | y4
0 | 2729778.8504 | 1278040.7328 | 2729778.8504 | 1278040.7328 | 2729790.7594 | 1278040.7715
1 | 2729778.8504 | 1278040.7328 | 2729778.6961 | 1278031.6534
2 | 2729790.7594 | 1278040.7715 | 2729801.545 | 1278040.8065
3 | 2729778.5212 | 1278021.3637 | 2729778.6961 | 1278031.6534
4 | 2729814.883 | 1278040.8479 | 2729809.6592 | 1278040.8329 | 2729801.545 | 1278040.8065
5 | 2729778.5212 | 1278021.3637 | 2729778.1895 | 1278001.8454
6 | 2729814.883 | 1278040.8479 | 2729815.1939 | 1278014.791
7 | 2729814.7171 | 1278054.5242 | 2729814.883 | 1278040.8479
8 | 2729777.7044 | 1277973.2975 | 2729778.1895 | 1278001.8454
9 | 2729815.4283 | 1277995.1445 | 2729815.1939 | 1278014.791
10 | 2729820.5443 | 1278054.4412 | 2729814.7171 | 1278054.5242
11 | 2729777.7044 | 1277973.2975 | 2729747.841 | 1277971.6264
12 | 2729777.7044 | 1277973.2975 | 2729777.6791 | 1277960.2152
13 | 2729641.2069 | 1277855.3928 | 2729643.6271 | 1277859.3252
14 | 2729641.2069 | 1277855.3928 | 2729652.057 | 1277853.2033
15 | 2729641.2069 | 1277855.3928 | 2729633.4537 | 1277849.7281 | 2729616.3641 | 1277822.734
16 | 2729682.952 | 1277923.2207 | 2729673.6901 | 1277908.1719
17 | 2729682.952 | 1277923.2207 | 2729670.0487 | 1277930.9335 | 2729659.5324 | 1277939.1437 | 2729653.2832 | 1277944.7109
18 | 2729682.952 | 1277923.2207 | 2729693.7902 | 1277941.4315
19 | 2729679.4149 | 1277847.6827 | 2729652.057 | 1277853.2033
20 | 2729605.4712 | 1277804.1245 | 2729611.2894 | 1277814.7182 | 2729616.3641 | 1277822.734
21 | 2729636.2116 | 1277969.5523 | 2729643.437 | 1277955.973 | 2729651.0526 | 1277946.698 | 2729653.2832 | 1277944.7109
22 | 2729700.3637 | 1277952.4764 | 2729693.7902 | 1277941.4315
23 | 2729702.7291 | 1277842.978 | 2729679.4149 | 1277847.6827
24 | 2729605.4712 | 1277804.1245 | 2729595.4835 | 1277807.5606
25 | 2729605.4712 | 1277804.1245 | 2729630.6721 | 1277795.0582
26 | 2729626.7451 | 1277983.5219 | 2729629.8455 | 1277980.2869 | 2729632.7969 | 1277975.9698 | 2729636.2116 | 1277969.5523
27 | 2729717.7452 | 1277909.1256 | 2729727.2455 | 1277906.9787 | 2729732.4796 | 1277906.071
28 | 2729740.1253 | 1277905.2265 | 2729734.7007 | 1277905.6858 | 2729732.4796 | 1277906.071
29 | 2729700.3637 | 1277952.4764 | 2729714.4682 | 1277969.7589 | 2729721.205 | 1277970.1358
30 | 2729700.3637 | 1277952.4764 | 2729693.1233 | 1277992.3456
31 | 2729707.4802 | 1277842.0193 | 2729702.7291 | 1277842.978
32 | 2729595.4835 | 1277807.5606 | 2729571.6131 | 1277815.7729
33 | 2729630.6721 | 1277795.0582 | 2729626.2523 | 1277780.6142
34 | 2729630.6721 | 1277795.0582 | 2729634.1442 | 1277794.006
35 | 2729626.7451 | 1277983.5219 | 2729604.5965 | 1278010.9781
36 | 2729777.5711 | 1277904.2496 | 2729753.5399 | 1277904.5769 | 2729743.2483 | 1277904.962 | 2729740.1253 | 1277905.2265
37 | 2729721.205 | 1277970.1358 | 2729728.4795 | 1277970.5429
38 | 2729689.1868 | 1278031.5909 | 2729688.6715 | 1278016.8598 | 2729693.1233 | 1277992.3456
39 | 2729820.5443 | 1278054.4412 | 2729825.8079 | 1278054.357
40 | 2729825.8079 | 1278054.357 | 2729825.7892 | 1278050.5236
41 | 2729747.841 | 1277971.6264 | 2729745.0052 | 1277971.4677
42 | 2729777.6609 | 1277950.7654 | 2729777.6791 | 1277960.2152
43 | 2729728.4795 | 1277970.5429 | 2729745.0052 | 1277971.4677
44 | 2729777.6443 | 1277942.1532 | 2729777.6609 | 1277950.7654
45 | 2729734.62 | 1278061.5556 | 2729752.238 | 1278066.3753
46 | 2729731.4019 | 1278060.6753 | 2729734.62 | 1278061.5556
47 | 2729731.4019 | 1278060.6753 | 2729712.1935 | 1278054.4483
48 | 2729707.5379 | 1278052.529 | 2729710.9371 | 1278054.041 | 2729712.1935 | 1278054.4483
49 | 2729707.5379 | 1278052.529 | 2729699.6522 | 1278049.0214 | 2729698.8417 | 1278048.566
50 | 2729777.6443 | 1277942.1532 | 2729777.6177 | 1277928.4265
51 | 2729816.0201 | 1277945.545 | 2729816.2993 | 1277922.1476
52 | 2729816.5267 | 1277903.0833 | 2729816.2993 | 1277922.1476
53 | 2729816.5267 | 1277903.0833 | 2729794.4131 | 1277903.7473
54 | 2729816.5267 | 1277903.0833 | 2729816.3507 | 1277882.6189
55 | 2729777.5711 | 1277904.2496 | 2729787.041 | 1277903.9687 | 2729794.4131 | 1277903.7473
56 | 2729816.3507 | 1277882.6189 | 2729816.089 | 1277852.2046
57 | 2729587.0141 | 1277991.2305 | 2729604.5965 | 1278010.9781
58 | 2729607.3458 | 1278015.143 | 2729605.7939 | 1278012.323 | 2729604.5965 | 1278010.9781
59 | 2729660.0563 | 1278020.1429 | 2729662.825 | 1278023.1867 | 2729670.3263 | 1278030.3808 | 2729671.6712 | 1278031.3549
60 | 2729684.3255 | 1278039.9843 | 2729677.7695 | 1278035.7719 | 2729671.6712 | 1278031.3549
61 | 2729615.3914 | 1278029.7635 | 2729607.3458 | 1278015.143
62 | 2729615.3914 | 1278029.7635 | 2729624.7454 | 1278046.7617 | 2729629.7243 | 1278057.5134
63 | 2729587.0141 | 1277991.2305 | 2729571.4632 | 1277973.7647 | 2729570.6191 | 1277972.9249
64 | 2729534.1003 | 1277936.5939 | 2729570.6191 | 1277972.9249
65 | 2729555.3941 | 1277901.1856 | 2729534.1003 | 1277936.5939
66 | 2729689.5989 | 1278043.3726 | 2729684.3255 | 1278039.9843
67 | 2729689.5989 | 1278043.3726 | 2729689.1868 | 1278031.5909
68 | 2729689.5989 | 1278043.3726 | 2729698.8417 | 1278048.566
69 | 2729776.2207 | 1277887.6213 | 2729775.3308 | 1277876.6633
70 | 2729777.5711 | 1277904.2496 | 2729776.2207 | 1277887.6213
71 | 2729775.3308 | 1277876.6633 | 2729774.7444 | 1277869.4424 | 2729772.6931 | 1277854.9582
72 | 2729777.5711 | 1277904.2496 | 2729777.6139 | 1277926.4367
73 | 2729767.6015 | 1277840.5016 | 2729771.2509 | 1277844.7749 | 2729772.6931 | 1277854.9582
74 | 2729777.6139 | 1277926.4367 | 2729777.6177 | 1277928.4265
75 | 2729767.6015 | 1277840.5016 | 2729776.2144 | 1277840.3653
76 | 2729767.6015 | 1277840.5016 | 2729763.9599 | 1277836.2173 | 2729749.059 | 1277834.172
77 | 2729803.6127 | 1277839.9319 | 2729776.2144 | 1277840.3653
78 | 2729731.6602 | 1277837.1399 | 2729747.4574 | 1277833.9522 | 2729749.059 | 1277834.172
79 | 2729815.3528 | 1277766.6246 | 2729815.6436 | 1277800.4285
80 | 2729814.539 | 1277749.9906 | 2729815.3528 | 1277766.6246
81 | 2729815.3528 | 1277766.6246 | 2729821.3345 | 1277766.7119
82 | 2729814.539 | 1277749.9906 | 2729806.3602 | 1277751.3675 | 2729772.6077 | 1277759.0858
83 | 2729821.5366 | 1277749.3439 | 2729814.539 | 1277749.9906
84 | 2729814.539 | 1277749.9906 | 2729814.7967 | 1277735.6817
85 | 2729821.3345 | 1277766.7119 | 2729827.1957 | 1277766.8076 | 2729826.4892 | 1277782.796
86 | 2729731.6602 | 1277837.1399 | 2729707.4802 | 1277842.0193
87 | 2729554.4554 | 1277881.3124 | 2729551.8232 | 1277884.4465 | 2729557.8459 | 1277890.5291 | 2729558.0815 | 1277897.2519 | 2729555.3941 | 1277901.1856
88 | 2729648.1333 | 1277789.7666 | 2729634.1442 | 1277794.006
89 | 2729648.1333 | 1277789.7666 | 2729655.8983 | 1277787.4134
90 | 2729655.8983 | 1277787.4134 | 2729663.6635 | 1277785.0601
91 | 2729625.6544 | 1277778.6599 | 2729626.2523 | 1277780.6142
92 | 2729663.6635 | 1277785.0601 | 2729670.5679 | 1277782.9677 | 2729682.2626 | 1277780.1587
93 | 2729691.9253 | 1277777.8378 | 2729682.2626 | 1277780.1587
94 | 2729548.892 | 1277823.5898 | 2729571.6131 | 1277815.7729
95 | 2729747.9567 | 1277764.7228 | 2729772.6077 | 1277759.0858
96 | 2729821.5366 | 1277749.3439 | 2729820.6701 | 1277725.5461 | 2729818.684 | 1277702.9708
97 | 2729821.5366 | 1277749.3439 | 2729836.9501 | 1277749.5277 | 2729842.6467 | 1277749.6451
98 | 2729826.4892 | 1277782.796 | 2729825.622 | 1277802.4188 | 2729825.4088 | 1277828.1878
99 | 2729747.9567 | 1277764.7228 | 2729720.0747 | 1277771.0987
100 | 2729842.6467 | 1277749.6451 | 2729850.6826 | 1277749.8106
101 | 2729825.2035 | 1277853.0011 | 2729825.4088 | 1277828.1878
102 | 2729723.4451 | 1277795.2473 | 2729723.3339 | 1277794.7479
103 | 2729718.1618 | 1277771.5361 | 2729723.3339 | 1277794.7479
104 | 2729718.1618 | 1277771.5361 | 2729720.0747 | 1277771.0987
105 | 2729718.1618 | 1277771.5361 | 2729691.9253 | 1277777.8378
106 | 2729527.1759 | 1277831.0609 | 2729548.892 | 1277823.5898
107 | 2730229.577 | 1277691.8242 | 2730242.6642 | 1277725.6694
108 | 2730223.0881 | 1277675.0433 | 2730229.577 | 1277691.8242
109 | 2730223.0881 | 1277675.0433 | 2730260.1004 | 1277656.787 | 2730273.62 | 1277637.613
110 | 2730223.0881 | 1277675.0433 | 2730221.623 | 1277671.4106
111 | 2730198.855 | 1277618.787 | 2730209.3333 | 1277640.9399 | 2730221.623 | 1277671.4106
112 | 2729940.7635 | 1277718.2199 | 2730120.2951 | 1277705.4716
113 | 2729933.624 | 1277721.796 | 2729940.7635 | 1277718.2199
114 | 2730120.2951 | 1277705.4716 | 2730129.2087 | 1277667.0753 | 2730147.1671 | 1277642.2361 | 2730161.892 | 1277635.5559
115 | 2729933.624 | 1277721.796 | 2729924.5551 | 1277726.3386
116 | 2730198.855 | 1277618.787 | 2730198.2464 | 1277616.024
117 | 2730198.855 | 1277618.787 | 2730161.892 | 1277635.5559
118 | 2729935.7772 | 1277597.5722 | 2729939.811 | 1277595.9108
119 | 2729929.1186 | 1277600.3146 | 2729935.7772 | 1277597.5722
120 | 2729825.1633 | 1277916.8016 | 2729825.1621 | 1277914.237
121 | 2729825.2271 | 1277950.0658 | 2729825.1744 | 1277941.4998 | 2729825.1633 | 1277916.8016
122 | 2729825.1517 | 1277891.0499 | 2729825.1621 | 1277914.237
123 | 2729825.2896 | 1277960.2142 | 2729825.2271 | 1277950.0658
124 | 2729825.1517 | 1277891.0499 | 2729825.1477 | 1277881.9517
125 | 2729825.2896 | 1277960.2142 | 2729825.4066 | 1277979.2041
126 | 2729825.2035 | 1277853.0011 | 2729825.1382 | 1277860.8984 | 2729825.1477 | 1277881.9517
127 | 2729850.6826 | 1277749.8106 | 2729858.7207 | 1277749.9762
128 | 2729527.1759 | 1277831.0609 | 2729520.2682 | 1277833.4374 | 2729513.8877 | 1277836.1111 | 2729508.9243 | 1277839.8573
129 | 2729496.8317 | 1277854.2432 | 2729500.5297 | 1277850.1537 | 2729503.9437 | 1277845.3017 | 2729508.8046 | 1277839.9476 | 2729508.9243 | 1277839.8573
130 | 2729896.4412 | 1277679.2982 | 2729894.2482 | 1277669.7595
131 | 2729896.4466 | 1277699.5783 | 2729899.115 | 1277690.928 | 2729896.4412 | 1277679.2982
132 | 2729891.5077 | 1277657.8394 | 2729894.2482 | 1277669.7595
133 | 2729895.432 | 1277702.8671 | 2729896.4466 | 1277699.5783
134 | 2729891.5077 | 1277657.8394 | 2729865.3197 | 1277666.1571
135 | 2729891.5077 | 1277657.8394 | 2729890.4913 | 1277653.4191
136 | 2729893.6255 | 1277715.3071 | 2729892.7358 | 1277711.6076 | 2729895.432 | 1277702.8671
137 | 2729865.3197 | 1277666.1571 | 2729864.1028 | 1277666.5436
138 | 2729888.1664 | 1277643.3069 | 2729890.4913 | 1277653.4191
139 | 2729893.6255 | 1277715.3071 | 2729894.0591 | 1277717.1098
140 | 2729858.8412 | 1277668.2148 | 2729864.1028 | 1277666.5436
141 | 2729888.1664 | 1277643.3069 | 2729887.962 | 1277642.418
142 | 2729894.0748 | 1277717.175 | 2729894.0591 | 1277717.1098
143 | 2729496.8317 | 1277854.2432 | 2729509.9582 | 1277864.419 | 2729513.7135 | 1277859.7747 | 2729518.9269 | 1277864.3714
144 | 2729518.9269 | 1277864.3714 | 2729521.8955 | 1277862.3457 | 2729523.5297 | 1277864.2612 | 2729546.2747 | 1277856.6679
145 | 2729857.1587 | 1277668.7492 | 2729858.8412 | 1277668.2148
146 | 2729887.962 | 1277642.418 | 2729887.498 | 1277640.4
147 | 2729907.3607 | 1277801.8396 | 2729904.5943 | 1277795.3375
148 | 2729896.6104 | 1277776.5717 | 2729904.5943 | 1277795.3375
149 | 2729895.1337 | 1277773.1009 | 2729896.6104 | 1277776.5717
150 | 2729895.1337 | 1277773.1009 | 2729890.0789 | 1277761.2197
151 | 2729882.8429 | 1277746.7574 | 2729883.5586 | 1277748.0522 | 2729889.1426 | 1277759.0191 | 2729890.0789 | 1277761.2197
152 | 2729882.8429 | 1277746.7574 | 2729868.0117 | 1277750.1675 | 2729858.7207 | 1277749.9762
153 | 2729882.8429 | 1277746.7574 | 2729899.3189 | 1277738.9792
154 | 2729899.3189 | 1277738.9792 | 2729894.0748 | 1277717.175
155 | 2729899.3189 | 1277738.9792 | 2729911.8312 | 1277732.7119
156 | 2729924.5551 | 1277726.3386 | 2729911.8312 | 1277732.7119
157 | 2729841.9041 | 1277673.2896 | 2729842.1662 | 1277673.2132
158 | 2729845.241 | 1277672.3168 | 2729842.1662 | 1277673.2132
159 | 2729834.0093 | 1277676.1873 | 2729837.5567 | 1277674.557 | 2729841.9041 | 1277673.2896
160 | 2729857.1587 | 1277668.7492 | 2729853.5886 | 1277669.8831 | 2729845.241 | 1277672.3168
161 | 2729882.6792 | 1277619.441 | 2729887.498 | 1277640.4
162 | 2729882.6792 | 1277619.441 | 2729900.0766 | 1277612.2758
163 | 2729882.6792 | 1277619.441 | 2729866.968 | 1277624.8124
164 | 2729906.6738 | 1277609.5587 | 2729900.0766 | 1277612.2758
165 | 2729852.7518 | 1277629.6727 | 2729866.968 | 1277624.8124
166 | 2729915.7947 | 1277605.8021 | 2729906.6738 | 1277609.5587
167 | 2729846.0311 | 1277631.9705 | 2729852.7518 | 1277629.6727
168 | 2729915.7947 | 1277605.8021 | 2729922.4595 | 1277603.0572
169 | 2729839.3088 | 1277634.2687 | 2729846.0311 | 1277631.9705
170 | 2729922.4595 | 1277603.0572 | 2729923.8216 | 1277602.4962
171 | 2729929.1186 | 1277600.3146 | 2729923.8216 | 1277602.4962
172 | 2729832.5866 | 1277636.5669 | 2729839.3088 | 1277634.2687

## bus_geodata
| x | y | coords
0 | 2729778.8504 | 1278040.7328
1 | 2729790.7594 | 1278040.7715
2 | 2729778.6961 | 1278031.6534
3 | 2729801.545 | 1278040.8065
4 | 2729778.5212 | 1278021.3637
5 | 2729814.883 | 1278040.8479
6 | 2729778.1895 | 1278001.8454
7 | 2729815.1939 | 1278014.791
8 | 2729814.7171 | 1278054.5242
9 | 2729777.7044 | 1277973.2975
10 | 2729643.6271 | 1277859.3252
11 | 2729641.2069 | 1277855.3928
12 | 2729673.6901 | 1277908.1719
13 | 2729682.952 | 1277923.2207
14 | 2729652.057 | 1277853.2033
15 | 2729616.3641 | 1277822.734
16 | 2729653.2832 | 1277944.7109
17 | 2729693.7902 | 1277941.4315
18 | 2729679.4149 | 1277847.6827
19 | 2729605.4712 | 1277804.1245
20 | 2729636.2116 | 1277969.5523
21 | 2729717.7452 | 1277909.1256
22 | 2729732.4796 | 1277906.071
23 | 2729700.3637 | 1277952.4764
24 | 2729702.7291 | 1277842.978
25 | 2729595.4835 | 1277807.5606
26 | 2729630.6721 | 1277795.0582
27 | 2729626.7451 | 1277983.5219
28 | 2729740.1253 | 1277905.2265
29 | 2729721.205 | 1277970.1358
30 | 2729693.1233 | 1277992.3456
31 | 2729815.4283 | 1277995.1445
32 | 2729820.5443 | 1278054.4412
33 | 2729825.8079 | 1278054.357
34 | 2729747.841 | 1277971.6264
35 | 2729777.6791 | 1277960.2152
36 | 2729745.0052 | 1277971.4677
37 | 2729777.6609 | 1277950.7654
38 | 2729752.238 | 1278066.3752
39 | 2729734.62 | 1278061.5556
40 | 2729731.4019 | 1278060.6753
41 | 2729712.1935 | 1278054.4483
42 | 2729825.7892 | 1278050.5236
43 | 2729707.5379 | 1278052.529
44 | 2729728.4795 | 1277970.5429
45 | 2729777.6443 | 1277942.1532
46 | 2729816.0201 | 1277945.545
47 | 2729816.2993 | 1277922.1476
48 | 2729816.5267 | 1277903.0833
49 | 2729794.4131 | 1277903.7473
50 | 2729816.3507 | 1277882.6189
51 | 2729604.5965 | 1278010.9781
52 | 2729660.0563 | 1278020.1429
53 | 2729671.6712 | 1278031.3549
54 | 2729607.3458 | 1278015.143
55 | 2729615.3914 | 1278029.7635
56 | 2729587.0141 | 1277991.2305
57 | 2729570.6191 | 1277972.9249
58 | 2729534.1003 | 1277936.5939
59 | 2729684.3255 | 1278039.9843
60 | 2729629.7243 | 1278057.5134
61 | 2729689.1868 | 1278031.5909
62 | 2729689.5989 | 1278043.3726
63 | 2729698.8417 | 1278048.566
64 | 2729776.2207 | 1277887.6213
65 | 2729775.3308 | 1277876.6633
66 | 2729777.5711 | 1277904.2496
67 | 2729772.6931 | 1277854.9582
68 | 2729777.6139 | 1277926.4367
69 | 2729767.6015 | 1277840.5016
70 | 2729777.6177 | 1277928.4265
71 | 2729776.2144 | 1277840.3653
72 | 2729749.059 | 1277834.172
73 | 2729816.089 | 1277852.2046
74 | 2729815.6436 | 1277800.4285
75 | 2729815.3528 | 1277766.6246
76 | 2729814.539 | 1277749.9906
77 | 2729821.3345 | 1277766.7119
78 | 2729803.6127 | 1277839.9319
79 | 2729731.6602 | 1277837.1399
80 | 2729555.3941 | 1277901.1856
81 | 2729554.4554 | 1277881.3124
82 | 2729634.1442 | 1277794.006
83 | 2729648.1333 | 1277789.7666
84 | 2729655.8983 | 1277787.4134
85 | 2729626.2523 | 1277780.6142
86 | 2729663.6635 | 1277785.0601
87 | 2729625.6544 | 1277778.6599
88 | 2729682.2626 | 1277780.1587
89 | 2729571.6131 | 1277815.7729
90 | 2729772.6077 | 1277759.0858
91 | 2729821.5366 | 1277749.3439
92 | 2729814.7967 | 1277735.6817
93 | 2729826.4892 | 1277782.796
94 | 2729747.9567 | 1277764.7228
95 | 2729818.684 | 1277702.9708
96 | 2729842.6467 | 1277749.6451
97 | 2729825.4088 | 1277828.1878
98 | 2729707.4802 | 1277842.0193
99 | 2729723.4451 | 1277795.2473
100 | 2729723.3339 | 1277794.7479
101 | 2729718.1618 | 1277771.5361
102 | 2729720.0747 | 1277771.0987
103 | 2729691.9253 | 1277777.8378
104 | 2729548.892 | 1277823.5898
105 | 2730229.577 | 1277691.8242
106 | 2730242.6642 | 1277725.6694
107 | 2730223.0881 | 1277675.0433
108 | 2730273.62 | 1277637.613
109 | 2730221.623 | 1277671.4106
110 | 2729940.7635 | 1277718.2199
111 | 2730120.2951 | 1277705.4716
112 | 2729933.624 | 1277721.796
113 | 2730198.855 | 1277618.787
114 | 2729939.811 | 1277595.9108
115 | 2729935.7772 | 1277597.5722
116 | 2730198.2464 | 1277616.024
117 | 2730161.892 | 1277635.5559
118 | 2729825.1633 | 1277916.8016
119 | 2729825.1621 | 1277914.237
120 | 2729825.2271 | 1277950.0658
121 | 2729825.1517 | 1277891.0499
122 | 2729825.2896 | 1277960.2142
123 | 2729825.1477 | 1277881.9517
124 | 2729825.4066 | 1277979.2041
125 | 2729825.2035 | 1277853.0011
126 | 2729850.6826 | 1277749.8106
127 | 2729527.1759 | 1277831.0609
128 | 2729508.9243 | 1277839.8573
129 | 2729896.4412 | 1277679.2982
130 | 2729894.2482 | 1277669.7595
131 | 2729896.4466 | 1277699.5783
132 | 2729891.5077 | 1277657.8394
133 | 2729895.432 | 1277702.8671
134 | 2729865.3197 | 1277666.1571
135 | 2729890.4913 | 1277653.4191
136 | 2729893.6255 | 1277715.3071
137 | 2729864.1028 | 1277666.5436
138 | 2729888.1664 | 1277643.3069
139 | 2729894.0591 | 1277717.1098
140 | 2729496.8317 | 1277854.2432
141 | 2729518.9269 | 1277864.3714
142 | 2729546.2747 | 1277856.6679
143 | 2729858.8412 | 1277668.2148
144 | 2729887.962 | 1277642.418
145 | 2729907.3607 | 1277801.8396
146 | 2729904.5943 | 1277795.3375
147 | 2729896.6104 | 1277776.5717
148 | 2729895.1337 | 1277773.1009
149 | 2729890.0789 | 1277761.2197
150 | 2729882.8429 | 1277746.7574
151 | 2729858.7207 | 1277749.9762
152 | 2729899.3189 | 1277738.9792
153 | 2729894.0748 | 1277717.175
154 | 2729911.8312 | 1277732.7119
155 | 2729924.5551 | 1277726.3386
156 | 2729842.1662 | 1277673.2132
157 | 2729841.9041 | 1277673.2896
158 | 2729845.241 | 1277672.3168
159 | 2729834.0093 | 1277676.1873
160 | 2729857.1587 | 1277668.7492
161 | 2729887.498 | 1277640.4
162 | 2729882.6792 | 1277619.441
163 | 2729900.0766 | 1277612.2758
164 | 2729866.9681 | 1277624.8124
165 | 2729906.6738 | 1277609.5587
166 | 2729852.7518 | 1277629.6727
167 | 2729915.7947 | 1277605.8021
168 | 2729846.0311 | 1277631.9705
169 | 2729922.4595 | 1277603.0572
170 | 2729923.8216 | 1277602.4962
171 | 2729929.1186 | 1277600.3146
172 | 2729839.3088 | 1277634.2687
173 | 2729832.5866 | 1277636.5669
174 | 2729811.3957 | 1277839.8088

## line_std_types
| c_nf_per_km | r_ohm_per_km | x_ohm_per_km | max_i_ka | type | q_mm2 | alpha | voltage_rating
NAYY 4x50 SE | 210 | 0.642 | 0.083 | 0.142 | cs | 50 | 0.00403 | LV
NAYY 4x120 SE | 264 | 0.225 | 0.08 | 0.242 | cs | 120 | 0.00403 | LV
NAYY 4x150 SE | 261 | 0.208 | 0.08 | 0.27 | cs | 150 | 0.00403 | LV
NA2XS2Y 1x95 RM/25 12/20 kV | 216 | 0.313 | 0.132 | 0.252 | cs | 95 | 0.00403 | MV
NA2XS2Y 1x185 RM/25 12/20 kV | 273 | 0.161 | 0.117 | 0.362 | cs | 185 | 0.00403 | MV
NA2XS2Y 1x240 RM/25 12/20 kV | 304 | 0.122 | 0.112 | 0.421 | cs | 240 | 0.00403 | MV
NA2XS2Y 1x95 RM/25 6/10 kV | 315 | 0.313 | 0.123 | 0.249 | cs | 95 | 0.00403 | MV
NA2XS2Y 1x185 RM/25 6/10 kV | 406 | 0.161 | 0.11 | 0.358 | cs | 185 | 0.00403 | MV
NA2XS2Y 1x240 RM/25 6/10 kV | 456 | 0.122 | 0.105 | 0.416 | cs | 240 | 0.00403 | MV
NA2XS2Y 1x150 RM/25 12/20 kV | 250 | 0.206 | 0.116 | 0.319 | cs | 150 | 0.00403 | MV
NA2XS2Y 1x120 RM/25 12/20 kV | 230 | 0.253 | 0.119 | 0.283 | cs | 120 | 0.00403 | MV
NA2XS2Y 1x70 RM/25 12/20 kV | 190 | 0.443 | 0.132 | 0.22 | cs | 70 | 0.00403 | MV
NA2XS2Y 1x150 RM/25 6/10 kV | 360 | 0.206 | 0.11 | 0.315 | cs | 150 | 0.00403 | MV
NA2XS2Y 1x120 RM/25 6/10 kV | 340 | 0.253 | 0.113 | 0.28 | cs | 120 | 0.00403 | MV
NA2XS2Y 1x70 RM/25 6/10 kV | 280 | 0.443 | 0.123 | 0.217 | cs | 70 | 0.00403 | MV
N2XS(FL)2Y 1x120 RM/35 64/110 kV | 112 | 0.153 | 0.166 | 0.366 | cs | 120 | 0.00393 | HV
N2XS(FL)2Y 1x185 RM/35 64/110 kV | 125 | 0.099 | 0.156 | 0.457 | cs | 185 | 0.00393 | HV
N2XS(FL)2Y 1x240 RM/35 64/110 kV | 135 | 0.075 | 0.149 | 0.526 | cs | 240 | 0.00393 | HV
N2XS(FL)2Y 1x300 RM/35 64/110 kV | 144 | 0.06 | 0.144 | 0.588 | cs | 300 | 0.00393 | HV
15-AL1/3-ST1A 0.4 | 11 | 1.8769 | 0.35 | 0.105 | ol | 16 | 0.00403 | LV
24-AL1/4-ST1A 0.4 | 11.25 | 1.2012 | 0.335 | 0.14 | ol | 24 | 0.00403 | LV
48-AL1/8-ST1A 0.4 | 12.2 | 0.5939 | 0.3 | 0.21 | ol | 48 | 0.00403 | LV
94-AL1/15-ST1A 0.4 | 13.2 | 0.306 | 0.29 | 0.35 | ol | 94 | 0.00403 | LV
34-AL1/6-ST1A 10.0 | 9.7 | 0.8342 | 0.36 | 0.17 | ol | 34 | 0.00403 | MV
48-AL1/8-ST1A 10.0 | 10.1 | 0.5939 | 0.35 | 0.21 | ol | 48 | 0.00403 | MV
70-AL1/11-ST1A 10.0 | 10.4 | 0.4132 | 0.339 | 0.29 | ol | 70 | 0.00403 | MV
94-AL1/15-ST1A 10.0 | 10.75 | 0.306 | 0.33 | 0.35 | ol | 94 | 0.00403 | MV
122-AL1/20-ST1A 10.0 | 11.1 | 0.2376 | 0.323 | 0.41 | ol | 122 | 0.00403 | MV
149-AL1/24-ST1A 10.0 | 11.25 | 0.194 | 0.315 | 0.47 | ol | 149 | 0.00403 | MV
34-AL1/6-ST1A 20.0 | 9.15 | 0.8342 | 0.382 | 0.17 | ol | 34 | 0.00403 | MV
48-AL1/8-ST1A 20.0 | 9.5 | 0.5939 | 0.372 | 0.21 | ol | 48 | 0.00403 | MV
70-AL1/11-ST1A 20.0 | 9.7 | 0.4132 | 0.36 | 0.29 | ol | 70 | 0.00403 | MV
94-AL1/15-ST1A 20.0 | 10 | 0.306 | 0.35 | 0.35 | ol | 94 | 0.00403 | MV
122-AL1/20-ST1A 20.0 | 10.3 | 0.2376 | 0.344 | 0.41 | ol | 122 | 0.00403 | MV
149-AL1/24-ST1A 20.0 | 10.5 | 0.194 | 0.337 | 0.47 | ol | 149 | 0.00403 | MV
184-AL1/30-ST1A 20.0 | 10.75 | 0.1571 | 0.33 | 0.535 | ol | 184 | 0.00403 | MV
243-AL1/39-ST1A 20.0 | 11 | 0.1188 | 0.32 | 0.645 | ol | 243 | 0.00403 | MV
48-AL1/8-ST1A 110.0 | 8 | 0.5939 | 0.46 | 0.21 | ol | 48 | 0.00403 | HV
70-AL1/11-ST1A 110.0 | 8.4 | 0.4132 | 0.45 | 0.29 | ol | 70 | 0.00403 | HV
94-AL1/15-ST1A 110.0 | 8.65 | 0.306 | 0.44 | 0.35 | ol | 94 | 0.00403 | HV
122-AL1/20-ST1A 110.0 | 8.5 | 0.2376 | 0.43 | 0.41 | ol | 122 | 0.00403 | HV
149-AL1/24-ST1A 110.0 | 8.75 | 0.194 | 0.41 | 0.47 | ol | 149 | 0.00403 | HV
184-AL1/30-ST1A 110.0 | 8.8 | 0.1571 | 0.4 | 0.535 | ol | 184 | 0.00403 | HV
243-AL1/39-ST1A 110.0 | 9 | 0.1188 | 0.39 | 0.645 | ol | 243 | 0.00403 | HV
305-AL1/39-ST1A 110.0 | 9.2 | 0.0949 | 0.38 | 0.74 | ol | 305 | 0.00403 | HV
490-AL1/64-ST1A 110.0 | 9.75 | 0.059 | 0.37 | 0.96 | ol | 490 | 0.00403 | HV
679-AL1/86-ST1A 110.0 | 9.95 | 0.042 | 0.36 | 1.15 | ol | 679 | 0.00403 | HV
490-AL1/64-ST1A 220.0 | 10 | 0.059 | 0.285 | 0.96 | ol | 490 | 0.00403 | HV
679-AL1/86-ST1A 220.0 | 11.7 | 0.042 | 0.275 | 1.15 | ol | 679 | 0.00403 | HV
490-AL1/64-ST1A 380.0 | 11 | 0.059 | 0.253 | 0.96 | ol | 490 | 0.00403 | HV
679-AL1/86-ST1A 380.0 | 14.6 | 0.042 | 0.25 | 1.15 | ol | 679 | 0.00403 | HV

## trafo_std_types
| i0_percent | pfe_kw | vkr_percent | sn_mva | vn_lv_kv | vn_hv_kv | vk_percent | shift_degree | vector_group | tap_side | tap_neutral | tap_min | tap_max | tap_step_degree | tap_step_percent | tap_phase_shifter
160 MVA 380/110 kV | 0.06 | 60 | 0.25 | 160 | 110 | 380 | 12.2 | 0 | Yy0 | hv | 0 | -9 | 9 | 0 | 1.5 | FALSE
100 MVA 220/110 kV | 0.06 | 55 | 0.26 | 100 | 110 | 220 | 12 | 0 | Yy0 | hv | 0 | -9 | 9 | 0 | 1.5 | FALSE
63 MVA 110/20 kV | 0.04 | 22 | 0.32 | 63 | 20 | 110 | 18 | 150 | YNd5 | hv | 0 | -9 | 9 | 0 | 1.5 | FALSE
40 MVA 110/20 kV | 0.05 | 18 | 0.34 | 40 | 20 | 110 | 16.2 | 150 | YNd5 | hv | 0 | -9 | 9 | 0 | 1.5 | FALSE
25 MVA 110/20 kV | 0.07 | 14 | 0.41 | 25 | 20 | 110 | 12 | 150 | YNd5 | hv | 0 | -9 | 9 | 0 | 1.5 | FALSE
63 MVA 110/10 kV | 0.04 | 22 | 0.32 | 63 | 10 | 110 | 18 | 150 | YNd5 | hv | 0 | -9 | 9 | 0 | 1.5 | FALSE
40 MVA 110/10 kV | 0.05 | 18 | 0.34 | 40 | 10 | 110 | 16.2 | 150 | YNd5 | hv | 0 | -9 | 9 | 0 | 1.5 | FALSE
25 MVA 110/10 kV | 0.07 | 14 | 0.41 | 25 | 10 | 110 | 12 | 150 | YNd5 | hv | 0 | -9 | 9 | 0 | 1.5 | FALSE
0.25 MVA 20/0.4 kV | 0.32 | 0.8 | 1.44 | 0.25 | 0.4 | 20 | 6 | 150 | Yzn5 | hv | 0 | -2 | 2 | 0 | 2.5 | FALSE
0.4 MVA 20/0.4 kV | 0.3375 | 1.35 | 1.425 | 0.4 | 0.4 | 20 | 6 | 150 | Dyn5 | hv | 0 | -2 | 2 | 0 | 2.5 | FALSE
0.63 MVA 20/0.4 kV | 0.2619 | 1.65 | 1.206 | 0.63 | 0.4 | 20 | 6 | 150 | Dyn5 | hv | 0 | -2 | 2 | 0 | 2.5 | FALSE
0.25 MVA 10/0.4 kV | 0.24 | 0.6 | 1.2 | 0.25 | 0.4 | 10 | 4 | 150 | Dyn5 | hv | 0 | -2 | 2 | 0 | 2.5 | FALSE
0.4 MVA 10/0.4 kV | 0.2375 | 0.95 | 1.325 | 0.4 | 0.4 | 10 | 4 | 150 | Dyn5 | hv | 0 | -2 | 2 | 0 | 2.5 | FALSE
0.63 MVA 10/0.4 kV | 0.1873 | 1.18 | 1.0794 | 0.63 | 0.4 | 10 | 4 | 150 | Dyn5 | hv | 0 | -2 | 2 | 0 | 2.5 | FALSE

## trafo3w_std_types
| sn_hv_mva | sn_mv_mva | sn_lv_mva | vn_hv_kv | vn_mv_kv | vn_lv_kv | vk_hv_percent | vk_mv_percent | vk_lv_percent | vkr_hv_percent | vkr_mv_percent | vkr_lv_percent | pfe_kw | i0_percent | shift_mv_degree | shift_lv_degree | vector_group | tap_side | tap_neutral | tap_min | tap_max | tap_step_percent
63/25/38 MVA 110/20/10 kV | 63 | 25 | 38 | 110 | 20 | 10 | 10.4 | 10.4 | 10.4 | 0.28 | 0.32 | 0.35 | 35 | 0.89 | 0 | 0 | YN0yn0yn0 | hv | 0 | -10 | 10 | 1.2
63/25/38 MVA 110/10/10 kV | 63 | 25 | 38 | 110 | 10 | 10 | 10.4 | 10.4 | 10.4 | 0.28 | 0.32 | 0.35 | 35 | 0.89 | 0 | 0 | YN0yn0yn0 | hv | 0 | -10 | 10 | 1.2

## fuse_std_types
| fuse_type | i_rated_a | t_avg | t_min | t_total | x_avg | x_min | x_total
HV 100A | HV 100A | 100 | 0 | [10.0, 3.64, 0.854, 0.281, 0.1, 0.0531, 0.022, 0.01] | [10.0, 4.267, 1.21, 0.403, 0.1, 0.058, 0.022, 0.01] | 0 | [300.0, 350.0, 450.0, 550.0, 700.0, 850.0, 1200.0, 1752.0] | [600.0, 700.0, 900.0, 1150.0, 1665.0, 2000.0, 3000.0, 4313.0]
HV 10A | HV 10A | 10 | 0 | [10.0, 1675.0, 0.344, 0.156, 0.1, 0.0417, 0.0171, 0.01] | [10.0, 1.3, 0.3, 0.155, 0.1, 0.0555, 0.023, 0.01] | 0 | [30.0, 32.0, 35.0, 37.0, 39.0, 50.0, 70.0, 88.0] | [60.0, 70.0, 80.0, 87.0, 94.0, 110.0, 150.0, 216.0]
HV 125A | HV 125A | 125 | 0 | [10.0, 1.82, 0.344, 0.1, 0.0467, 0.0269, 0.01] | [10.0, 2.478, 0.426, 0.1, 0.0427, 0.0211, 0.01] | 0 | [375.0, 500.0, 700.0, 925.0, 1200.0, 1500.0, 2341.0] | [750.0, 1000.0, 1500.0, 2200.0, 3000.0, 4000.0, 5765.0]
HV 160A | HV 160A | 160 | 0 | [10.0, 4.15, 1.03, 0.198, 0.1, 0.051, 0.0172, 0.01] | [10.0, 2.3, 0.734, 0.274, 0.1, 0.046, 0.0177, 0.01] | 0 | [480.0, 550.0, 700.0, 1000.0, 1260.0, 1600.0, 2500.0, 3227.0] | [960.0, 1300.0, 1700.0, 2200.0, 2996.0, 4000.0, 6000.0, 7946.0]
HV 16A | HV 16A | 16 | 0 | [10.0, 0.352, 0.164, 0.1, 0.0649, 0.0342, 0.01] | [10.0, 2.34, 0.722, 0.181, 0.1, 0.055, 0.0296, 0.01] | 0 | [48.0, 60.0, 65.0, 71.0, 80.0, 100.0, 162.0] | [96.0, 110.0, 125.0, 150.0, 168.0, 200.0, 250.0, 398.0]
HV 200A | HV 200A | 200 | 0 | [10.0, 4.267, 1.21, 0.403, 0.1, 0.058, 0.022, 0.01] | [10.0, 3.73, 1.654, 0.328, 0.1, 0.0531, 0.019, 0.01] | 0 | [600.0, 700.0, 900.0, 1150.0, 1665.0, 2000.0, 3000.0, 4313.0] | [1200.0, 1500.0, 1800.0, 2700.0, 3960.0, 5000.0, 7500.0, 10620.0]
HV 20A | HV 20A | 20 | 0 | [10.0, 1.3, 0.3, 0.155, 0.1, 0.0555, 0.023, 0.01] | [10.0, 1.3, 0.161, 0.1, 0.0611, 0.0399, 0.0141, 0.01] | 0 | [60.0, 70.0, 80.0, 87.0, 94.0, 110.0, 150.0, 216.0] | [120.0, 150.0, 200.0, 223.0, 260.0, 300.0, 450.0, 532.0]
HV 25A | HV 25A | 25 | 0 | [10.0, 2.512, 0.833, 0.299, 0.1, 0.0372, 0.0223, 0.01] | [10.0, 3.125, 0.597, 0.198, 0.1, 0.0378, 0.022, 0.01] | 0 | [75.0, 82.0, 90.0, 100.0, 124.0, 170.0, 200.0, 289.0] | [150.0, 170.0, 210.0, 250.0, 294.0, 400.0, 500.0, 711.0]
HV 31.5A | HV 31.5A | 31.5 | 0 | [10.0, 2.34, 0.722, 0.181, 0.1, 0.055, 0.0296, 0.01] | [10.0, 2.84, 0.368, 0.164, 0.1, 0.0621, 0.0378, 0.0195, 0.01] | 0 | [95.0, 110.0, 125.0, 150.0, 165.0, 200.0, 250.0, 390.0] | [189.0, 220.0, 300.0, 350.0, 393.0, 450.0, 530.0, 700.0, 960.0]
HV 40A | HV 40A | 40 | 0 | [10.0, 1.3, 0.161, 0.1, 0.0611, 0.0399, 0.0141, 0.01] | [10.0, 2.05, 0.369, 0.198, 0.1, 0.051, 0.0298, 0.01] | 0 | [120.0, 150.0, 200.0, 223.0, 260.0, 300.0, 450.0, 532.0] | [240.0, 300.0, 400.0, 450.0, 530.0, 650.0, 800.0, 1311.0]
HV 50A | HV 50A | 50 | 0 | [10.0, 3.215, 0.597, 0.198, 0.1, 0.0378, 0.022, 0.01] | [10.0, 3.64, 0.854, 0.281, 0.1, 0.0531, 0.022, 0.01] | 0 | [150.0, 170.0, 210.0, 250.0, 294.0, 400.0, 500.0, 711.0] | [300.0, 350.0, 450.0, 550.0, 700.0, 850.0, 1200.0, 1752.0]
HV 6.3A | HV 6.3A | 6.3 | 0 | [10.0, 1.39, 0.344, 0.168, 0.1, 0.056, 0.0263, 0.01] | [10.0, 1.711, 0.516, 0.198, 0.1, 0.0634, 0.0303, 0.01] | 0 | [19.0, 19.5, 20.4, 20.8, 22.0, 25.0, 32.0, 48.0] | [38.0, 40.0, 43.0, 48.0, 53.0, 60.0, 75.0, 118.0]
HV 63A | HV 63A | 63 | 0 | [10.0, 2.84, 0.368, 0.164, 0.1, 0.0621, 0.0378, 0.0195, 0.01] | [10.0, 1.82, 0.344, 0.1, 0.0467, 0.0269, 0.01] | 0 | [189.0, 220.0, 300.0, 350.0, 393.0, 450.0, 530.0, 700.0, 961.0] | [378.0, 500.0, 700.0, 934.0, 1200.0, 1500.0, 2366.0]
HV 80A | HV 80A | 80 | 0 | [10.0, 2.05, 0.369, 0.198, 0.1, 0.051, 0.0298, 0.01] | [10.0, 4.15, 1.03, 0.198, 0.1, 0.051, 0.0172, 0.01] | 0 | [240.0, 300.0, 400.0, 450.0, 530.0, 650.0, 800.0, 1311.0] | [480.0, 550.0, 700.0, 1000.0, 1260.0, 1600.0, 2500.0, 3227.0]
Siemens NH-1-100 | Siemens NH-1-100 | 100 | [5400.0, 2000.0, 400.0, 20.0, 1.0, 0.2, 0.012, 0.004] | 0 | 0 | [150.0, 190.0, 250.0, 430.0, 900.0, 1250.0, 2700.0, 3600.0] | 0 | 0
Siemens NH-1-125 | Siemens NH-1-125 | 125 | [4800.0, 120.0, 7.0, 0.1, 0.004] | 0 | 0 | [180.0, 400.0, 740.0, 2000.0, 4250.0] | 0 | 0
Siemens NH-1-16 | Siemens NH-1-16 | 16 | [4000.0, 400.0, 2.0, 0.1, 0.04, 0.01] | 0 | 0 | [26.0, 35.0, 75.0, 150.0, 200.0, 300.0] | 0 | 0
Siemens NH-1-160 | Siemens NH-1-160 | 160 | [4800.0, 120.0, 7.0, 0.1, 0.004] | 0 | 0 | [210.0, 500.0, 900.0, 2300.0, 5000.0] | 0 | 0
Siemens NH-1-25 | Siemens NH-1-25 | 25 | [4000.0, 1000.0, 10.0, 0.2, 0.02, 0.01] | 0 | 0 | [40.0, 50.0, 100.0, 210.0, 400.0, 500.0] | 0 | 0
Siemens NH-1-50 | Siemens NH-1-50 | 50 | [4000.0, 40.0, 4.0, 1.0, 0.02, 0.01] | 0 | 0 | [86.0, 200.0, 300.0, 400.0, 1000.0, 1280.0] | 0 | 0
Siemens NH-1-63 | Siemens NH-1-63 | 63 | [4000.0, 100.0, 10.0, 2.0, 0.04, 0.01] | 0 | 0 | [100.0, 200.0, 300.0, 400.0, 1000.0, 1500.0] | 0 | 0
Siemens NH-1-80 | Siemens NH-1-80 | 80 | [4800.0, 120.0, 7.0, 0.1, 0.01] | 0 | 0 | [150.58, 250.0, 450.0, 1150.0, 2470.0] | 0 | 0
Siemens NH-2-1000 | Siemens NH-2-1000 | 1000 | [4800.0, 120.0, 7.0, 0.1, 0.004] | 0 | 0 | [1900.0, 3500.0, 8400.0, 24000.0, 52000.0] | 0 | 0
Siemens NH-2-200 | Siemens NH-2-200 | 200 | [4800.0, 120.0, 7.0, 0.1, 0.004] | 0 | 0 | [280.0, 650.0, 1200.0, 3000.0, 7000.0] | 0 | 0
Siemens NH-2-224 | Siemens NH-2-224 | 224 | [4800.0, 120.0, 7.0, 0.2, 0.04, 0.004] | 0 | 0 | [400.0, 750.0, 1453.0, 3025.0, 4315.0, 7600.0] | 0 | 0
Siemens NH-2-250 | Siemens NH-2-250 | 250 | [4800.0, 120.0, 7.0, 0.1, 0.004] | 0 | 0 | [450.0, 800.0, 1650.0, 4000.0, 8500.0] | 0 | 0
Siemens NH-2-315 | Siemens NH-2-315 | 315 | [4800.0, 120.0, 7.0, 0.1, 0.004] | 0 | 0 | [550.0, 920.0, 1900.0, 5000.0, 11000.0] | 0 | 0
Siemens NH-2-355 | Siemens NH-2-355 | 355 | [4800.0, 120.0, 6.0, 0.1, 0.004] | 0 | 0 | [650.0, 1116.27, 2350.0, 5840.0, 12790.0] | 0 | 0
Siemens NH-2-400 | Siemens NH-2-400 | 400 | [4800.0, 120.0, 7.0, 0.1, 0.004] | 0 | 0 | [720.0, 1350.0, 2800.0, 6500.0, 15000.0] | 0 | 0
Siemens NH-2-425 | Siemens NH-2-425 | 425 | [4800.0, 120.0, 7.0, 0.1, 0.004] | 0 | 0 | [850.0, 1500.0, 3050.0, 7500.0, 16500.0] | 0 | 0
Siemens NH-2-630 | Siemens NH-2-630 | 630 | [4800.0, 120.0, 7.0, 0.1, 0.004] | 0 | 0 | [1200.0, 2000.0, 4800.0, 12000.0, 26000.0] | 0 | 0

## dtypes
| element | column | dtype
0 | bus | name | object
1 | bus | vn_kv | float64
2 | bus | type | object
3 | bus | zone | object
4 | bus | in_service | bool
5 | load | name | object
6 | load | bus | uint32
7 | load | p_mw | float64
8 | load | q_mvar | float64
9 | load | const_z_percent | float64
10 | load | const_i_percent | float64
11 | load | sn_mva | float64
12 | load | scaling | float64
13 | load | in_service | bool
14 | load | type | object
15 | ext_grid | name | object
16 | ext_grid | bus | uint32
17 | ext_grid | vm_pu | float64
18 | ext_grid | va_degree | float64
19 | ext_grid | slack_weight | float64
20 | ext_grid | in_service | bool
21 | line | name | object
22 | line | std_type | object
23 | line | from_bus | uint32
24 | line | to_bus | uint32
25 | line | length_km | float64
26 | line | r_ohm_per_km | float64
27 | line | x_ohm_per_km | float64
28 | line | c_nf_per_km | float64
29 | line | g_us_per_km | float64
30 | line | max_i_ka | float64
31 | line | df | float64
32 | line | parallel | uint32
33 | line | type | object
34 | line | in_service | bool
35 | trafo | name | object
36 | trafo | std_type | object
37 | trafo | hv_bus | uint32
38 | trafo | lv_bus | uint32
39 | trafo | sn_mva | float64
40 | trafo | vn_hv_kv | float64
41 | trafo | vn_lv_kv | float64
42 | trafo | vk_percent | float64
43 | trafo | vkr_percent | float64
44 | trafo | pfe_kw | float64
45 | trafo | i0_percent | float64
46 | trafo | shift_degree | float64
47 | trafo | tap_side | object
48 | trafo | tap_neutral | int32
49 | trafo | tap_min | int32
50 | trafo | tap_max | int32
51 | trafo | tap_step_percent | float64
52 | trafo | tap_step_degree | float64
53 | trafo | tap_pos | int32
54 | trafo | tap_phase_shifter | bool
55 | trafo | parallel | uint32
56 | trafo | df | float64
57 | trafo | in_service | bool
58 | line_geodata | coords | object
59 | bus_geodata | x | float64
60 | bus_geodata | y | float64
61 | bus_geodata | coords | object

## parameters
| version | format_version | converged | OPF_converged | name | f_hz | sn_mva
0 | 2.14.6 | 2.14.0 | FALSE | FALSE |  | 50 | 1