## bus
| name | vn_kv | type | zone | in_service
0 | bus_LV_4671-44_0_4_node_0 | 0.4 | n |  | TRUE
1 | bus_LV_4671-44_0_4_node_1 | 0.4 | n |  | TRUE
2 | bus_LV_4671-44_0_4_node_2 | 0.4 | n |  | TRUE
3 | bus_LV_4671-44_0_4_node_3 | 0.4 | n |  | TRUE
4 | bus_LV_4671-44_0_4_node_5 | 0.4 | n |  | TRUE
5 | bus_LV_4671-44_0_4_node_8 | 0.4 | n |  | TRUE
6 | bus_LV_4671-44_0_4_node_20 | 0.4 | n |  | TRUE
7 | bus_LV_4671-44_0_4_node_4 | 0.4 | n |  | TRUE
8 | bus_LV_4671-44_0_4_node_6 | 0.4 | n |  | TRUE
9 | bus_LV_4671-44_0_4_node_41 | 0.4 | n |  | TRUE
10 | bus_LV_4671-44_0_4_node_7 | 0.4 | n |  | TRUE
11 | bus_LV_4671-44_0_4_node_63 | 0.4 | n |  | TRUE
12 | bus_LV_4671-44_0_4_node_29 | 0.4 | n |  | TRUE
13 | bus_LV_4671-44_0_4_node_30 | 0.4 | n |  | TRUE
14 | bus_LV_4671-44_0_4_node_9 | 0.4 | n |  | TRUE
15 | bus_LV_4671-44_0_4_node_59 | 0.4 | n |  | TRUE
16 | bus_LV_4671-44_0_4_node_19 | 0.4 | n |  | TRUE
17 | bus_LV_4671-44_0_4_node_10 | 0.4 | n |  | TRUE
18 | bus_LV_4671-44_0_4_node_127 | 0.4 | n |  | TRUE
19 | bus_LV_4671-44_0_4_node_15 | 0.4 | n |  | TRUE
20 | bus_LV_4671-44_0_4_node_124 | 0.4 | n |  | TRUE
21 | bus_LV_4671-44_0_4_node_11 | 0.4 | n |  | TRUE
22 | bus_LV_4671-44_0_4_node_48 | 0.4 | n |  | TRUE
23 | bus_LV_4671-44_0_4_node_16 | 0.4 | n |  | TRUE
24 | bus_LV_4671-44_0_4_node_17 | 0.4 | n |  | TRUE
25 | bus_LV_4671-44_0_4_node_22 | 0.4 | n |  | TRUE
26 | bus_LV_4671-44_0_4_node_12 | 0.4 | n |  | TRUE
27 | bus_LV_4671-44_0_4_node_14 | 0.4 | n |  | TRUE
28 | bus_LV_4671-44_0_4_node_111 | 0.4 | n |  | TRUE
29 | bus_LV_4671-44_0_4_node_13 | 0.4 | n |  | TRUE
30 | bus_LV_4671-44_0_4_node_83 | 0.4 | n |  | TRUE
31 | bus_LV_4671-44_0_4_node_81 | 0.4 | n |  | TRUE
32 | bus_LV_4671-44_0_4_node_18 | 0.4 | n |  | TRUE
33 | bus_LV_4671-44_0_4_node_136 | 0.4 | n |  | TRUE
34 | bus_LV_4671-44_0_4_node_182 | 0.4 | n |  | TRUE
35 | bus_LV_4671-44_0_4_node_181 | 0.4 | n |  | TRUE
36 | bus_LV_4671-44_0_4_node_28 | 0.4 | n |  | TRUE
37 | bus_LV_4671-44_0_4_node_140 | 0.4 | n |  | TRUE
38 | bus_LV_4671-44_0_4_node_38 | 0.4 | n |  | TRUE
39 | bus_LV_4671-44_0_4_node_21 | 0.4 | n |  | TRUE
40 | bus_LV_4671-44_0_4_node_42 | 0.4 | n |  | TRUE
41 | bus_LV_4671-44_0_4_node_31 | 0.4 | n |  | TRUE
42 | bus_LV_4671-44_0_4_node_45 | 0.4 | n |  | TRUE
43 | bus_LV_4671-44_0_4_node_64 | 0.4 | n |  | TRUE
44 | bus_LV_4671-44_0_4_node_66 | 0.4 | n |  | TRUE
45 | bus_LV_4671-44_0_4_node_58 | 0.4 | n |  | TRUE
46 | bus_LV_4671-44_0_4_node_53 | 0.4 | n |  | TRUE
47 | bus_LV_4671-44_0_4_node_161 | 0.4 | n |  | TRUE
48 | bus_LV_4671-44_0_4_node_125 | 0.4 | n |  | TRUE
49 | bus_LV_4671-44_0_4_node_57 | 0.4 | n |  | TRUE
50 | bus_LV_4671-44_0_4_node_112 | 0.4 | n |  | TRUE
51 | bus_LV_4671-44_0_4_node_82 | 0.4 | n |  | TRUE
52 | bus_LV_4671-44_0_4_node_134 | 0.4 | n |  | TRUE
53 | bus_LV_4671-44_0_4_node_139 | 0.4 | n |  | TRUE
54 | bus_LV_4671-44_0_4_node_37 | 0.4 | n |  | TRUE
55 | bus_LV_4671-44_0_4_node_23 | 0.4 | n |  | TRUE
56 | bus_LV_4671-44_0_4_node_24 | 0.4 | n |  | TRUE
57 | bus_LV_4671-44_0_4_node_25 | 0.4 | n |  | TRUE
58 | bus_LV_4671-44_0_4_node_26 | 0.4 | n |  | TRUE
59 | bus_LV_4671-44_0_4_node_27 | 0.4 | n |  | TRUE
60 | bus_LV_4671-44_0_4_node_46 | 0.4 | n |  | TRUE
61 | bus_LV_4671-44_0_4_node_44 | 0.4 | n |  | TRUE
62 | bus_LV_4671-44_0_4_node_74 | 0.4 | n |  | TRUE
63 | bus_LV_4671-44_0_4_node_75 | 0.4 | n |  | TRUE
64 | bus_LV_4671-44_0_4_node_65 | 0.4 | n |  | TRUE
65 | bus_LV_4671-44_0_4_node_32 | 0.4 | n |  | TRUE
66 | bus_LV_4671-44_0_4_node_33 | 0.4 | n |  | TRUE
67 | bus_LV_4671-44_0_4_node_34 | 0.4 | n |  | TRUE
68 | bus_LV_4671-44_0_4_node_35 | 0.4 | n |  | TRUE
69 | bus_LV_4671-44_0_4_node_36 | 0.4 | n |  | TRUE
70 | bus_LV_4671-44_0_4_node_47 | 0.4 | n |  | TRUE
71 | bus_LV_4671-44_0_4_node_39 | 0.4 | n |  | TRUE
72 | bus_LV_4671-44_0_4_node_40 | 0.4 | n |  | TRUE
73 | bus_LV_4671-44_0_4_node_52 | 0.4 | n |  | TRUE
74 | bus_LV_4671-44_0_4_node_43 | 0.4 | n |  | TRUE
75 | bus_LV_4671-44_0_4_node_49 | 0.4 | n |  | TRUE
76 | bus_LV_4671-44_0_4_node_50 | 0.4 | n |  | TRUE
77 | bus_LV_4671-44_0_4_node_51 | 0.4 | n |  | TRUE
78 | bus_LV_4671-44_0_4_node_179 | 0.4 | n |  | TRUE
79 | bus_LV_4671-44_0_4_node_178 | 0.4 | n |  | TRUE
80 | bus_LV_4671-44_0_4_node_60 | 0.4 | n |  | TRUE
81 | bus_LV_4671-44_0_4_node_54 | 0.4 | n |  | TRUE
82 | bus_LV_4671-44_0_4_node_154 | 0.4 | n |  | TRUE
83 | bus_LV_4671-44_0_4_node_146 | 0.4 | n |  | TRUE
84 | bus_LV_4671-44_0_4_node_61 | 0.4 | n |  | TRUE
85 | bus_LV_4671-44_0_4_node_156 | 0.4 | n |  | TRUE
86 | bus_LV_4671-44_0_4_node_155 | 0.4 | n |  | TRUE
87 | bus_LV_4671-44_0_4_node_132 | 0.4 | n |  | TRUE
88 | bus_LV_4671-44_0_4_node_150 | 0.4 | n |  | TRUE
89 | bus_LV_4671-44_0_4_node_151 | 0.4 | n |  | TRUE
90 | bus_LV_4671-44_0_4_node_172 | 0.4 | n |  | TRUE
91 | bus_LV_4671-44_0_4_node_173 | 0.4 | n |  | TRUE
92 | bus_LV_4671-44_0_4_node_160 | 0.4 | n |  | TRUE
93 | bus_LV_4671-44_0_4_node_159 | 0.4 | n |  | TRUE
94 | bus_LV_4671-44_0_4_node_153 | 0.4 | n |  | TRUE
95 | bus_LV_4671-44_0_4_node_157 | 0.4 | n |  | TRUE
96 | bus_LV_4671-44_0_4_node_158 | 0.4 | n |  | TRUE
97 | bus_LV_4671-44_0_4_node_145 | 0.4 | n |  | TRUE
98 | bus_LV_4671-44_0_4_node_148 | 0.4 | n |  | TRUE
99 | bus_LV_4671-44_0_4_node_147 | 0.4 | n |  | TRUE
100 | bus_LV_4671-44_0_4_node_62 | 0.4 | n |  | TRUE
101 | bus_LV_4671-44_0_4_node_68 | 0.4 | n |  | TRUE
102 | bus_LV_4671-44_0_4_node_69 | 0.4 | n |  | TRUE
103 | bus_LV_4671-44_0_4_node_70 | 0.4 | n |  | TRUE
104 | bus_LV_4671-44_0_4_node_71 | 0.4 | n |  | TRUE
105 | bus_LV_4671-44_0_4_node_72 | 0.4 | n |  | TRUE
106 | bus_LV_4671-44_0_4_node_73 | 0.4 | n |  | TRUE
107 | bus_LV_4671-44_0_4_node_86 | 0.4 | n |  | TRUE
108 | bus_LV_4671-44_0_4_node_101 | 0.4 | n |  | TRUE
109 | bus_LV_4671-44_0_4_node_115 | 0.4 | n |  | TRUE
110 | bus_LV_4671-44_0_4_node_117 | 0.4 | n |  | TRUE
111 | bus_LV_4671-44_0_4_node_102 | 0.4 | n |  | TRUE
112 | bus_LV_4671-44_0_4_node_116 | 0.4 | n |  | TRUE
113 | bus_LV_4671-44_0_4_node_76 | 0.4 | n |  | TRUE
114 | bus_LV_4671-44_0_4_node_78 | 0.4 | n |  | TRUE
115 | bus_LV_4671-44_0_4_node_77 | 0.4 | n |  | TRUE
116 | bus_LV_4671-44_0_4_node_79 | 0.4 | n |  | TRUE
117 | bus_LV_4671-44_0_4_node_80 | 0.4 | n |  | TRUE
118 | bus_LV_4671-44_0_4_node_90 | 0.4 | n |  | TRUE
119 | bus_LV_4671-44_0_4_node_95 | 0.4 | n |  | TRUE
120 | bus_LV_4671-44_0_4_node_88 | 0.4 | n |  | TRUE
121 | bus_LV_4671-44_0_4_node_84 | 0.4 | n |  | TRUE
122 | bus_LV_4671-44_0_4_node_85 | 0.4 | n |  | TRUE
123 | bus_LV_4671-44_0_4_node_103 | 0.4 | n |  | TRUE
124 | bus_LV_4671-44_0_4_node_113 | 0.4 | n |  | TRUE
125 | bus_LV_4671-44_0_4_node_184 | 0.4 | n |  | TRUE
126 | bus_LV_4671-44_0_4_node_87 | 0.4 | n |  | TRUE
127 | bus_LV_4671-44_0_4_node_89 | 0.4 | n |  | TRUE
128 | bus_LV_4671-44_0_4_node_91 | 0.4 | n |  | TRUE
129 | bus_LV_4671-44_0_4_node_92 | 0.4 | n |  | TRUE
130 | bus_LV_4671-44_0_4_node_94 | 0.4 | n |  | TRUE
131 | bus_LV_4671-44_0_4_node_93 | 0.4 | n |  | TRUE
132 | bus_LV_4671-44_0_4_node_96 | 0.4 | n |  | TRUE
133 | bus_LV_4671-44_0_4_node_97 | 0.4 | n |  | TRUE
134 | bus_LV_4671-44_0_4_node_98 | 0.4 | n |  | TRUE
135 | bus_LV_4671-44_0_4_node_109 | 0.4 | n |  | TRUE
136 | bus_LV_4671-44_0_4_node_185 | 0.4 | n |  | TRUE
137 | bus_LV_4671-44_0_4_node_99 | 0.4 | n |  | TRUE
138 | bus_LV_4671-44_0_4_node_107 | 0.4 | n |  | TRUE
139 | bus_LV_4671-44_0_4_node_100 | 0.4 | n |  | TRUE
140 | bus_LV_4671-44_0_4_node_104 | 0.4 | n |  | TRUE
141 | bus_LV_4671-44_0_4_node_105 | 0.4 | n |  | TRUE
142 | bus_LV_4671-44_0_4_node_106 | 0.4 | n |  | TRUE
143 | bus_LV_4671-44_0_4_node_118 | 0.4 | n |  | TRUE
144 | bus_LV_4671-44_0_4_node_114 | 0.4 | n |  | TRUE
145 | bus_LV_4671-44_0_4_node_108 | 0.4 | n |  | TRUE
146 | bus_LV_4671-44_0_4_node_110 | 0.4 | n |  | TRUE
147 | bus_LV_4671-44_0_4_node_176 | 0.4 | n |  | TRUE
148 | bus_LV_4671-44_0_4_node_177 | 0.4 | n |  | TRUE
149 | bus_LV_4671-44_0_4_node_183 | 0.4 | n |  | TRUE
150 | bus_LV_4671-44_0_4_node_119 | 0.4 | n |  | TRUE
151 | bus_LV_4671-44_0_4_node_120 | 0.4 | n |  | TRUE
152 | bus_LV_4671-44_0_4_node_121 | 0.4 | n |  | TRUE
153 | bus_LV_4671-44_0_4_node_122 | 0.4 | n |  | TRUE
154 | bus_LV_4671-44_0_4_node_123 | 0.4 | n |  | TRUE
155 | bus_LV_4671-44_0_4_node_143 | 0.4 | n |  | TRUE
156 | bus_LV_4671-44_0_4_node_168 | 0.4 | n |  | TRUE
157 | bus_LV_4671-44_0_4_node_144 | 0.4 | n |  | TRUE
158 | bus_LV_4671-44_0_4_node_131 | 0.4 | n |  | TRUE
159 | bus_LV_4671-44_0_4_node_126 | 0.4 | n |  | TRUE
160 | bus_LV_4671-44_0_4_node_128 | 0.4 | n |  | TRUE
161 | bus_LV_4671-44_0_4_node_129 | 0.4 | n |  | TRUE
162 | bus_LV_4671-44_0_4_node_130 | 0.4 | n |  | TRUE
163 | bus_LV_4671-44_0_4_node_133 | 0.4 | n |  | TRUE
164 | bus_LV_4671-44_0_4_node_135 | 0.4 | n |  | TRUE
165 | bus_LV_4671-44_0_4_node_137 | 0.4 | n |  | TRUE
166 | bus_LV_4671-44_0_4_node_138 | 0.4 | n |  | TRUE
167 | bus_LV_4671-44_0_4_node_166 | 0.4 | n |  | TRUE
168 | bus_LV_4671-44_0_4_node_164 | 0.4 | n |  | TRUE
169 | bus_LV_4671-44_0_4_node_141 | 0.4 | n |  | TRUE
170 | bus_LV_4671-44_0_4_node_142 | 0.4 | n |  | TRUE
171 | bus_LV_4671-44_0_4_node_174 | 0.4 | n |  | TRUE
172 | bus_LV_4671-44_0_4_node_175 | 0.4 | n |  | TRUE
173 | bus_LV_4671-44_0_4_node_167 | 0.4 | n |  | TRUE
174 | bus_LV_4671-44_0_4_node_169 | 0.4 | n |  | TRUE
175 | bus_LV_4671-44_0_4_node_165 | 0.4 | n |  | TRUE
176 | bus_LV_4671-44_0_4_node_170 | 0.4 | n |  | TRUE
177 | bus_LV_4671-44_0_4_node_162 | 0.4 | n |  | TRUE
178 | bus_LV_4671-44_0_4_node_163 | 0.4 | n |  | TRUE
179 | bus_LV_4671-44_0_4_node_171 | 0.4 | n |  | TRUE
180 | bus_LV_4671-44_0_4_node_180 | 0.4 | n |  | TRUE
181 | bus_MV_442_0_node_144 | 20 | n |  | TRUE

## load
| name | bus | p_mw | q_mvar | const_z_percent | const_i_percent | sn_mva | scaling | in_service | type
0 | LV_4671-44_0_4_load_0 | 0 | 0.0048173 | 0.0012073 | 0 | 0 |  | 1 | TRUE | wye
1 | LV_4671-44_0_4_load_1 | 1 | 0.0074456 | 0.001866 | 0 | 0 |  | 1 | TRUE | wye
2 | LV_4671-44_0_4_load_3 | 3 | 0.004112 | 0.0010306 | 0 | 0 |  | 1 | TRUE | wye
3 | LV_4671-44_0_4_load_5 | 4 | 0.0037953 | 0.00095119 | 0 | 0 |  | 1 | TRUE | wye
4 | LV_4671-44_0_4_load_20 | 6 | 0.0042052 | 0.0010539 | 0 | 0 |  | 1 | TRUE | wye
5 | LV_4671-44_0_4_load_4 | 7 | 0.0064356 | 0.0016129 | 0 | 0 |  | 1 | TRUE | wye
6 | LV_4671-44_0_4_load_41 | 9 | 0.0037032 | 0.00092812 | 0 | 0 |  | 1 | TRUE | wye
7 | LV_4671-44_0_4_load_63 | 11 | 0.0068468 | 0.001716 | 0 | 0 |  | 1 | TRUE | wye
8 | LV_4671-44_0_4_load_29 | 12 | 0.004558 | 0.0011423 | 0 | 0 |  | 1 | TRUE | wye
9 | LV_4671-44_0_4_load_30 | 13 | 0.0038117 | 0.00095531 | 0 | 0 |  | 1 | TRUE | wye
10 | LV_4671-44_0_4_load_59 | 15 | 0.0026291 | 0.00065893 | 0 | 0 |  | 1 | TRUE | wye
11 | LV_4671-44_0_4_load_127 | 18 | 0.0080609 | 0.0020202 | 0 | 0 |  | 1 | TRUE | wye
12 | LV_4671-44_0_4_load_124 | 20 | 0.0030501 | 0.00076443 | 0 | 0 |  | 1 | TRUE | wye
13 | LV_4671-44_0_4_load_48 | 22 | 0.0025618 | 0.00064204 | 0 | 0 |  | 1 | TRUE | wye
14 | LV_4671-44_0_4_load_22 | 25 | 0.0030114 | 0.00075472 | 0 | 0 |  | 1 | TRUE | wye
15 | LV_4671-44_0_4_load_111 | 28 | 0.0011469 | 0.00028745 | 0 | 0 |  | 1 | TRUE | wye
16 | LV_4671-44_0_4_load_81 | 31 | 0.0018277 | 0.00045806 | 0 | 0 |  | 1 | TRUE | wye
17 | LV_4671-44_0_4_load_136 | 33 | 0.0014783 | 0.00037051 | 0 | 0 |  | 1 | TRUE | wye
18 | LV_4671-44_0_4_load_182 | 34 | 0.0024682 | 0.00061859 | 0 | 0 |  | 1 | TRUE | wye
19 | LV_4671-44_0_4_load_181 | 35 | 0.0036553 | 0.00091611 | 0 | 0 |  | 1 | TRUE | wye
20 | LV_4671-44_0_4_load_28 | 36 | 0.01498 | 0.0037544 | 0 | 0 |  | 1 | TRUE | wye
21 | LV_4671-44_0_4_load_140 | 37 | 0.0021926 | 0.00054951 | 0 | 0 |  | 1 | TRUE | wye
22 | LV_4671-44_0_4_load_38 | 38 | 0.0010431 | 0.00026143 | 0 | 0 |  | 1 | TRUE | wye
23 | LV_4671-44_0_4_load_21 | 39 | 0.0041108 | 0.0010303 | 0 | 0 |  | 1 | TRUE | wye
24 | LV_4671-44_0_4_load_31 | 41 | 0.0056579 | 0.001418 | 0 | 0 |  | 1 | TRUE | wye
25 | LV_4671-44_0_4_load_45 | 42 | 0.00247 | 0.00061905 | 0 | 0 |  | 1 | TRUE | wye
26 | LV_4671-44_0_4_load_64 | 43 | 0.0065126 | 0.0016322 | 0 | 0 |  | 1 | TRUE | wye
27 | LV_4671-44_0_4_load_66 | 44 | 0.002152 | 0.00053934 | 0 | 0 |  | 1 | TRUE | wye
28 | LV_4671-44_0_4_load_58 | 45 | 0.0015742 | 0.00039452 | 0 | 0 |  | 1 | TRUE | wye
29 | LV_4671-44_0_4_load_161 | 47 | 0.0012359 | 0.00030974 | 0 | 0 |  | 1 | TRUE | wye
30 | LV_4671-44_0_4_load_125 | 48 | 0.0020075 | 0.00050312 | 0 | 0 |  | 1 | TRUE | wye
31 | LV_4671-44_0_4_load_57 | 49 | 0.0033793 | 0.00084693 | 0 | 0 |  | 1 | TRUE | wye
32 | LV_4671-44_0_4_load_112 | 50 | 0.00083616 | 0.00020956 | 0 | 0 |  | 1 | TRUE | wye
33 | LV_4671-44_0_4_load_134 | 52 | 0.0034328 | 0.00086034 | 0 | 0 |  | 1 | TRUE | wye
34 | LV_4671-44_0_4_load_139 | 53 | 0.00083474 | 0.00020921 | 0 | 0 |  | 1 | TRUE | wye
35 | LV_4671-44_0_4_load_37 | 54 | 0.0021291 | 0.00053361 | 0 | 0 |  | 1 | TRUE | wye
36 | LV_4671-44_0_4_load_23 | 55 | 0.0027961 | 0.00070077 | 0 | 0 |  | 1 | TRUE | wye
37 | LV_4671-44_0_4_load_24 | 56 | 0.0030558 | 0.00076585 | 0 | 0 |  | 1 | TRUE | wye
38 | LV_4671-44_0_4_load_25 | 57 | 0.0011096 | 0.00027809 | 0 | 0 |  | 1 | TRUE | wye
39 | LV_4671-44_0_4_load_26 | 58 | 0.0020533 | 0.0005146 | 0 | 0 |  | 1 | TRUE | wye
40 | LV_4671-44_0_4_load_44 | 61 | 0.0011096 | 0.00027809 | 0 | 0 |  | 1 | TRUE | wye
41 | LV_4671-44_0_4_load_74 | 62 | 0.0031754 | 0.00079584 | 0 | 0 |  | 1 | TRUE | wye
42 | LV_4671-44_0_4_load_75 | 63 | 0.0016749 | 0.00041977 | 0 | 0 |  | 1 | TRUE | wye
43 | LV_4671-44_0_4_load_65 | 64 | 0.002152 | 0.00053934 | 0 | 0 |  | 1 | TRUE | wye
44 | LV_4671-44_0_4_load_32 | 65 | 0.0007738 | 0.00019393 | 0 | 0 |  | 1 | TRUE | wye
45 | LV_4671-44_0_4_load_33 | 66 | 0.0016262 | 0.00040757 | 0 | 0 |  | 1 | TRUE | wye
46 | LV_4671-44_0_4_load_34 | 67 | 0.00064249 | 0.00016102 | 0 | 0 |  | 1 | TRUE | wye
47 | LV_4671-44_0_4_load_35 | 68 | 0.0014904 | 0.00037352 | 0 | 0 |  | 1 | TRUE | wye
48 | LV_4671-44_0_4_load_36 | 69 | 0.001616 | 0.00040501 | 0 | 0 |  | 1 | TRUE | wye
49 | LV_4671-44_0_4_load_47 | 70 | 0.0030555 | 0.00076577 | 0 | 0 |  | 1 | TRUE | wye
50 | LV_4671-44_0_4_load_39 | 71 | 0.00084047 | 0.00021064 | 0 | 0 |  | 1 | TRUE | wye
51 | LV_4671-44_0_4_load_40 | 72 | 0.001615 | 0.00040476 | 0 | 0 |  | 1 | TRUE | wye
52 | LV_4671-44_0_4_load_43 | 74 | 0.0035586 | 0.00089186 | 0 | 0 |  | 1 | TRUE | wye
53 | LV_4671-44_0_4_load_49 | 75 | 0.0019896 | 0.00049865 | 0 | 0 |  | 1 | TRUE | wye
54 | LV_4671-44_0_4_load_50 | 76 | 0.0019912 | 0.00049905 | 0 | 0 |  | 1 | TRUE | wye
55 | LV_4671-44_0_4_load_51 | 77 | 0.0019915 | 0.00049912 | 0 | 0 |  | 1 | TRUE | wye
56 | LV_4671-44_0_4_load_179 | 78 | 0.0019931 | 0.00049952 | 0 | 0 |  | 1 | TRUE | wye
57 | LV_4671-44_0_4_load_178 | 79 | 0.0040194 | 0.0010074 | 0 | 0 |  | 1 | TRUE | wye
58 | LV_4671-44_0_4_load_60 | 80 | 0.0013316 | 0.00033374 | 0 | 0 |  | 1 | TRUE | wye
59 | LV_4671-44_0_4_load_154 | 82 | 0.0046643 | 0.001169 | 0 | 0 |  | 1 | TRUE | wye
60 | LV_4671-44_0_4_load_146 | 83 | 0.0015901 | 0.0003985 | 0 | 0 |  | 1 | TRUE | wye
61 | LV_4671-44_0_4_load_61 | 84 | 0.00093296 | 0.00023382 | 0 | 0 |  | 1 | TRUE | wye
62 | LV_4671-44_0_4_load_156 | 85 | 0.0043803 | 0.0010978 | 0 | 0 |  | 1 | TRUE | wye
63 | LV_4671-44_0_4_load_155 | 86 | 0.0032151 | 0.00080579 | 0 | 0 |  | 1 | TRUE | wye
64 | LV_4671-44_0_4_load_132 | 87 | 0.0016127 | 0.00040418 | 0 | 0 |  | 1 | TRUE | wye
65 | LV_4671-44_0_4_load_172 | 90 | 0.0068022 | 0.0017048 | 0 | 0 |  | 1 | TRUE | wye
66 | LV_4671-44_0_4_load_173 | 91 | 0.0019798 | 0.00049617 | 0 | 0 |  | 1 | TRUE | wye
67 | LV_4671-44_0_4_load_159 | 93 | 0.00093454 | 0.00023422 | 0 | 0 |  | 1 | TRUE | wye
68 | LV_4671-44_0_4_load_157 | 95 | 0.0020791 | 0.00052107 | 0 | 0 |  | 1 | TRUE | wye
69 | LV_4671-44_0_4_load_158 | 96 | 0.0080352 | 0.0020138 | 0 | 0 |  | 1 | TRUE | wye
70 | LV_4671-44_0_4_load_145 | 97 | 0.0017795 | 0.00044598 | 0 | 0 |  | 1 | TRUE | wye
71 | LV_4671-44_0_4_load_148 | 98 | 0.0082271 | 0.0020619 | 0 | 0 |  | 1 | TRUE | wye
72 | LV_4671-44_0_4_load_147 | 99 | 0.0030184 | 0.00075647 | 0 | 0 |  | 1 | TRUE | wye
73 | LV_4671-44_0_4_load_62 | 100 | 0.00093237 | 0.00023367 | 0 | 0 |  | 1 | TRUE | wye
74 | LV_4671-44_0_4_load_68 | 101 | 0.0097719 | 0.0024491 | 0 | 0 |  | 1 | TRUE | wye
75 | LV_4671-44_0_4_load_69 | 102 | 0.0061437 | 0.0015397 | 0 | 0 |  | 1 | TRUE | wye
76 | LV_4671-44_0_4_load_72 | 105 | 0.0023635 | 0.00059236 | 0 | 0 |  | 1 | TRUE | wye
77 | LV_4671-44_0_4_load_73 | 106 | 0.0040243 | 0.0010086 | 0 | 0 |  | 1 | TRUE | wye
78 | LV_4671-44_0_4_load_101 | 108 | 0.0020951 | 0.00052509 | 0 | 0 |  | 1 | TRUE | wye
79 | LV_4671-44_0_4_load_115 | 109 | 0.0051982 | 0.0013028 | 0 | 0 |  | 1 | TRUE | wye
80 | LV_4671-44_0_4_load_117 | 110 | 0.0040406 | 0.0010127 | 0 | 0 |  | 1 | TRUE | wye
81 | LV_4671-44_0_4_load_102 | 111 | 0.0018612 | 0.00046647 | 0 | 0 |  | 1 | TRUE | wye
82 | LV_4671-44_0_4_load_116 | 112 | 0.0010914 | 0.00027354 | 0 | 0 |  | 1 | TRUE | wye
83 | LV_4671-44_0_4_load_76 | 113 | 0.0028168 | 0.00070595 | 0 | 0 |  | 1 | TRUE | wye
84 | LV_4671-44_0_4_load_78 | 114 | 0.0032269 | 0.00080874 | 0 | 0 |  | 1 | TRUE | wye
85 | LV_4671-44_0_4_load_77 | 115 | 0.0020041 | 0.00050227 | 0 | 0 |  | 1 | TRUE | wye
86 | LV_4671-44_0_4_load_79 | 116 | 0.0013796 | 0.00034575 | 0 | 0 |  | 1 | TRUE | wye
87 | LV_4671-44_0_4_load_80 | 117 | 0.001379 | 0.00034561 | 0 | 0 |  | 1 | TRUE | wye
88 | LV_4671-44_0_4_load_95 | 119 | 0.0019657 | 0.00049264 | 0 | 0 |  | 1 | TRUE | wye
89 | LV_4671-44_0_4_load_88 | 120 | 0.0020767 | 0.00052047 | 0 | 0 |  | 1 | TRUE | wye
90 | LV_4671-44_0_4_load_85 | 122 | 0.0049061 | 0.0012296 | 0 | 0 |  | 1 | TRUE | wye
91 | LV_4671-44_0_4_load_103 | 123 | 0.0080781 | 0.0020246 | 0 | 0 |  | 1 | TRUE | wye
92 | LV_4671-44_0_4_load_113 | 124 | 0.00099326 | 0.00024893 | 0 | 0 |  | 1 | TRUE | wye
93 | LV_4671-44_0_4_load_184 | 125 | 0.015715 | 0.0039386 | 0 | 0 |  | 1 | TRUE | wye
94 | LV_4671-44_0_4_load_87 | 126 | 0.0014056 | 0.00035227 | 0 | 0 |  | 1 | TRUE | wye
95 | LV_4671-44_0_4_load_89 | 127 | 0.0022002 | 0.00055143 | 0 | 0 |  | 1 | TRUE | wye
96 | LV_4671-44_0_4_load_91 | 128 | 0.0019624 | 0.00049183 | 0 | 0 |  | 1 | TRUE | wye
97 | LV_4671-44_0_4_load_92 | 129 | 0.0022009 | 0.00055161 | 0 | 0 |  | 1 | TRUE | wye
98 | LV_4671-44_0_4_load_94 | 130 | 0.0022743 | 0.00056999 | 0 | 0 |  | 1 | TRUE | wye
99 | LV_4671-44_0_4_load_93 | 131 | 0.0021372 | 0.00053563 | 0 | 0 |  | 1 | TRUE | wye
100 | LV_4671-44_0_4_load_98 | 134 | 0.0022757 | 0.00057034 | 0 | 0 |  | 1 | TRUE | wye
101 | LV_4671-44_0_4_load_185 | 136 | 0.0045111 | 0.0011306 | 0 | 0 |  | 1 | TRUE | wye
102 | LV_4671-44_0_4_load_99 | 137 | 0.0031947 | 0.00080066 | 0 | 0 |  | 1 | TRUE | wye
103 | LV_4671-44_0_4_load_107 | 138 | 0.0025722 | 0.00064465 | 0 | 0 |  | 1 | TRUE | wye
104 | LV_4671-44_0_4_load_100 | 139 | 0.001577 | 0.00039523 | 0 | 0 |  | 1 | TRUE | wye
105 | LV_4671-44_0_4_load_105 | 141 | 0.0034387 | 0.00086182 | 0 | 0 |  | 1 | TRUE | wye
106 | LV_4671-44_0_4_load_106 | 142 | 0.002574 | 0.00064511 | 0 | 0 |  | 1 | TRUE | wye
107 | LV_4671-44_0_4_load_118 | 143 | 0.0029976 | 0.00075127 | 0 | 0 |  | 1 | TRUE | wye
108 | LV_4671-44_0_4_load_114 | 144 | 0.002433 | 0.00060977 | 0 | 0 |  | 1 | TRUE | wye
109 | LV_4671-44_0_4_load_108 | 145 | 0.0012131 | 0.00030402 | 0 | 0 |  | 1 | TRUE | wye
110 | LV_4671-44_0_4_load_110 | 146 | 0.0012119 | 0.00030372 | 0 | 0 |  | 1 | TRUE | wye
111 | LV_4671-44_0_4_load_176 | 147 | 0.0010916 | 0.00027357 | 0 | 0 |  | 1 | TRUE | wye
112 | LV_4671-44_0_4_load_177 | 148 | 0.002836 | 0.00071077 | 0 | 0 |  | 1 | TRUE | wye
113 | LV_4671-44_0_4_load_183 | 149 | 0.0045366 | 0.001137 | 0 | 0 |  | 1 | TRUE | wye
114 | LV_4671-44_0_4_load_119 | 150 | 0.0030218 | 0.00075734 | 0 | 0 |  | 1 | TRUE | wye
115 | LV_4671-44_0_4_load_120 | 151 | 0.0016455 | 0.00041239 | 0 | 0 |  | 1 | TRUE | wye
116 | LV_4671-44_0_4_load_121 | 152 | 0.0016437 | 0.00041196 | 0 | 0 |  | 1 | TRUE | wye
117 | LV_4671-44_0_4_load_122 | 153 | 0.0042271 | 0.0010594 | 0 | 0 |  | 1 | TRUE | wye
118 | LV_4671-44_0_4_load_123 | 154 | 0.0018994 | 0.00047604 | 0 | 0 |  | 1 | TRUE | wye
119 | LV_4671-44_0_4_load_143 | 155 | 0.002108 | 0.00052832 | 0 | 0 |  | 1 | TRUE | wye
120 | LV_4671-44_0_4_load_168 | 156 | 0.003094 | 0.00077544 | 0 | 0 |  | 1 | TRUE | wye
121 | LV_4671-44_0_4_load_144 | 157 | 0.00307 | 0.0007694 | 0 | 0 |  | 1 | TRUE | wye
122 | LV_4671-44_0_4_load_131 | 158 | 0.0020016 | 0.00050166 | 0 | 0 |  | 1 | TRUE | wye
123 | LV_4671-44_0_4_load_126 | 159 | 0.001098 | 0.00027519 | 0 | 0 |  | 1 | TRUE | wye
124 | LV_4671-44_0_4_load_128 | 160 | 0.0021022 | 0.00052686 | 0 | 0 |  | 1 | TRUE | wye
125 | LV_4671-44_0_4_load_129 | 161 | 0.0028058 | 0.00070321 | 0 | 0 |  | 1 | TRUE | wye
126 | LV_4671-44_0_4_load_130 | 162 | 0.0019001 | 0.00047621 | 0 | 0 |  | 1 | TRUE | wye
127 | LV_4671-44_0_4_load_133 | 163 | 0.0044267 | 0.0011094 | 0 | 0 |  | 1 | TRUE | wye
128 | LV_4671-44_0_4_load_137 | 165 | 0.0052188 | 0.001308 | 0 | 0 |  | 1 | TRUE | wye
129 | LV_4671-44_0_4_load_138 | 166 | 0.0012314 | 0.00030861 | 0 | 0 |  | 1 | TRUE | wye
130 | LV_4671-44_0_4_load_166 | 167 | 0.0010595 | 0.00026554 | 0 | 0 |  | 1 | TRUE | wye
131 | LV_4671-44_0_4_load_164 | 168 | 0.00051863 | 0.00012998 | 0 | 0 |  | 1 | TRUE | wye
132 | LV_4671-44_0_4_load_141 | 169 | 0.00067423 | 0.00016898 | 0 | 0 |  | 1 | TRUE | wye
133 | LV_4671-44_0_4_load_142 | 170 | 0.00066737 | 0.00016726 | 0 | 0 |  | 1 | TRUE | wye
134 | LV_4671-44_0_4_load_175 | 172 | 0.0024667 | 0.00061822 | 0 | 0 |  | 1 | TRUE | wye
135 | LV_4671-44_0_4_load_169 | 174 | 0.0019727 | 0.00049441 | 0 | 0 |  | 1 | TRUE | wye
136 | LV_4671-44_0_4_load_165 | 175 | 0.00077558 | 0.00019438 | 0 | 0 |  | 1 | TRUE | wye
137 | LV_4671-44_0_4_load_170 | 176 | 0.001973 | 0.00049447 | 0 | 0 |  | 1 | TRUE | wye
138 | LV_4671-44_0_4_load_162 | 177 | 0.00088084 | 0.00022076 | 0 | 0 |  | 1 | TRUE | wye
139 | LV_4671-44_0_4_load_163 | 178 | 0.00076201 | 0.00019098 | 0 | 0 |  | 1 | TRUE | wye
140 | LV_4671-44_0_4_load_171 | 179 | 0.001973 | 0.00049447 | 0 | 0 |  | 1 | TRUE | wye
141 | LV_4671-44_0_4_load_180 | 180 | 0.0045226 | 0.0011335 | 0 | 0 |  | 1 | TRUE | wye

## ext_grid
| name | bus | vm_pu | va_degree | slack_weight | in_service
0 |  | 69 | 1 | 0 | 1 | TRUE

## line
| name | std_type | from_bus | to_bus | length_km | r_ohm_per_km | x_ohm_per_km | c_nf_per_km | g_us_per_km | max_i_ka | df | parallel | type | in_service
0 | LV_4671-44_0_4_line_0 |  | 0 | 1 | 0.021527 | 0.125 | 0.08 | 261 | 0 | 0.364 | 1 | 3 | cs | TRUE
1 | LV_4671-44_0_4_line_1 |  | 0 | 2 | 0.016004 | 0.125 | 0.08 | 261 | 0 | 0.364 | 1 | 3 | cs | TRUE
2 | LV_4671-44_0_4_line_2 |  | 1 | 3 | 0.018484 | 0.125 | 0.08 | 261 | 0 | 0.364 | 1 | 3 | cs | TRUE
3 | LV_4671-44_0_4_line_3 |  | 2 | 4 | 0.016097 | 0.125 | 0.08 | 261 | 0 | 0.364 | 1 | 3 | cs | TRUE
4 | LV_4671-44_0_4_line_4 |  | 2 | 5 | 0.041398 | 0.125 | 0.08 | 261 | 0 | 0.364 | 1 | 1 | cs | TRUE
5 | LV_4671-44_0_4_line_5 |  | 3 | 6 | 0.0055335 | 0.125 | 0.08 | 261 | 0 | 0.364 | 1 | 3 | cs | TRUE
6 | LV_4671-44_0_4_line_6 |  | 4 | 9 | 0.031279 | 0.125 | 0.08 | 261 | 0 | 0.364 | 1 | 3 | cs | TRUE
7 | LV_4671-44_0_4_line_7 |  | 5 | 12 | 0.011577 | 0.125 | 0.08 | 261 | 0 | 0.364 | 1 | 1 | cs | TRUE
8 | LV_4671-44_0_4_line_8 |  | 5 | 13 | 0.042596 | 0.125 | 0.08 | 261 | 0 | 0.364 | 1 | 1 | cs | TRUE
9 | LV_4671-44_0_4_line_9 |  | 6 | 39 | 0.0041002 | 0.125 | 0.08 | 261 | 0 | 0.364 | 1 | 3 | cs | TRUE
10 | LV_4671-44_0_4_line_10 |  | 7 | 8 | 0.028635 | 0.125 | 0.08 | 261 | 0 | 0.364 | 1 | 1 | cs | TRUE
11 | LV_4671-44_0_4_line_11 |  | 8 | 10 | 0.01304 | 0.125 | 0.08 | 261 | 0 | 0.364 | 1 | 1 | cs | TRUE
12 | LV_4671-44_0_4_line_12 |  | 9 | 40 | 0.0034208 | 0.125 | 0.08 | 261 | 0 | 0.364 | 1 | 3 | cs | TRUE
13 | LV_4671-44_0_4_line_13 |  | 10 | 11 | 0.02206 | 0.125 | 0.08 | 261 | 0 | 0.364 | 1 | 1 | cs | TRUE
14 | LV_4671-44_0_4_line_14 |  | 11 | 43 | 0.028909 | 0.125 | 0.08 | 261 | 0 | 0.364 | 1 | 1 | cs | TRUE
15 | LV_4671-44_0_4_line_15 |  | 12 | 44 | 0.015994 | 0.125 | 0.08 | 261 | 0 | 0.364 | 1 | 1 | cs | TRUE
16 | LV_4671-44_0_4_line_16 |  | 13 | 15 | 0.0073731 | 0.125 | 0.08 | 261 | 0 | 0.364 | 1 | 1 | cs | TRUE
17 | LV_4671-44_0_4_line_17 |  | 14 | 15 | 0.025415 | 0.125 | 0.08 | 261 | 0 | 0.364 | 1 | 1 | cs | TRUE
18 | LV_4671-44_0_4_line_18 |  | 14 | 16 | 0.005768 | 0.125 | 0.08 | 261 | 0 | 0.364 | 1 | 1 | cs | TRUE
19 | LV_4671-44_0_4_line_19 |  | 16 | 38 | 0.003456 | 0.125 | 0.08 | 261 | 0 | 0.364 | 1 | 1 | cs | TRUE
20 | LV_4671-44_0_4_line_20 |  | 17 | 18 | 0.033075 | 0.125 | 0.08 | 261 | 0 | 0.364 | 1 | 1 | cs | TRUE
21 | LV_4671-44_0_4_line_21 |  | 17 | 19 | 0.011695 | 0.125 | 0.08 | 261 | 0 | 0.364 | 1 | 1 | cs | TRUE
22 | LV_4671-44_0_4_line_22 |  | 17 | 20 | 0.012057 | 0.125 | 0.08 | 261 | 0 | 0.364 | 1 | 1 | cs | TRUE
23 | LV_4671-44_0_4_line_23 |  | 18 | 47 | 0.0018386 | 0.125 | 0.08 | 261 | 0 | 0.364 | 1 | 1 | cs | TRUE
24 | LV_4671-44_0_4_line_24 |  | 19 | 32 | 0.014538 | 0.125 | 0.08 | 261 | 0 | 0.364 | 1 | 1 | cs | TRUE
25 | LV_4671-44_0_4_line_25 |  | 19 | 34 | 0.026892 | 0.125 | 0.08 | 261 | 0 | 0.364 | 1 | 1 | cs | TRUE
26 | LV_4671-44_0_4_line_26 |  | 20 | 48 | 0.019206 | 0.125 | 0.08 | 261 | 0 | 0.364 | 1 | 1 | cs | TRUE
27 | LV_4671-44_0_4_line_27 |  | 21 | 22 | 0.014893 | 0.125 | 0.08 | 261 | 0 | 0.364 | 1 | 3 | cs | TRUE
28 | LV_4671-44_0_4_line_28 |  | 21 | 23 | 0.032276 | 0.125 | 0.08 | 261 | 0 | 0.364 | 1 | 3 | cs | TRUE
29 | LV_4671-44_0_4_line_29 |  | 21 | 24 | 0.019512 | 0.125 | 0.08 | 261 | 0 | 0.364 | 1 | 1 | cs | TRUE
30 | LV_4671-44_0_4_line_30 |  | 21 | 25 | 0.01261 | 0.125 | 0.08 | 261 | 0 | 0.364 | 1 | 3 | cs | TRUE
31 | LV_4671-44_0_4_line_31 |  | 22 | 49 | 0.02613 | 0.125 | 0.08 | 261 | 0 | 0.364 | 1 | 3 | cs | TRUE
32 | LV_4671-44_0_4_line_32 |  | 23 | 35 | 0.06908 | 0.125 | 0.08 | 261 | 0 | 0.364 | 1 | 1 | cs | TRUE
33 | LV_4671-44_0_4_line_33 |  | 23 | 26 | 0.01575 | 0.125 | 0.08 | 261 | 0 | 0.364 | 1 | 2 | cs | TRUE
34 | LV_4671-44_0_4_line_34 |  | 24 | 36 | 0.018445 | 0.125 | 0.08 | 261 | 0 | 0.364 | 1 | 1 | cs | TRUE
35 | LV_4671-44_0_4_line_35 |  | 25 | 39 | 0.01808 | 0.125 | 0.08 | 261 | 0 | 0.364 | 1 | 3 | cs | TRUE
36 | LV_4671-44_0_4_line_36 |  | 26 | 27 | 0.019595 | 0.125 | 0.08 | 261 | 0 | 0.364 | 1 | 1 | cs | TRUE
37 | LV_4671-44_0_4_line_37 |  | 26 | 28 | 0.042419 | 0.125 | 0.08 | 261 | 0 | 0.364 | 1 | 1 | cs | TRUE
38 | LV_4671-44_0_4_line_38 |  | 27 | 32 | 0.011257 | 0.125 | 0.08 | 261 | 0 | 0.364 | 1 | 1 | cs | TRUE
39 | LV_4671-44_0_4_line_39 |  | 27 | 33 | 0.014343 | 0.125 | 0.08 | 261 | 0 | 0.364 | 1 | 1 | cs | TRUE
40 | LV_4671-44_0_4_line_40 |  | 28 | 30 | 0.028494 | 0.125 | 0.08 | 261 | 0 | 0.364 | 1 | 1 | cs | TRUE
41 | LV_4671-44_0_4_line_41 |  | 29 | 30 | 0.004564 | 0.125 | 0.08 | 261 | 0 | 0.364 | 1 | 1 | cs | TRUE
42 | LV_4671-44_0_4_line_42 |  | 29 | 31 | 0.043537 | 0.125 | 0.08 | 261 | 0 | 0.364 | 1 | 1 | cs | TRUE
43 | LV_4671-44_0_4_line_43 |  | 30 | 50 | 0.015765 | 0.125 | 0.08 | 261 | 0 | 0.364 | 1 | 1 | cs | TRUE
44 | LV_4671-44_0_4_line_44 |  | 31 | 51 | 0.021234 | 0.125 | 0.08 | 261 | 0 | 0.364 | 1 | 1 | cs | TRUE
45 | LV_4671-44_0_4_line_45 |  | 32 | 37 | 0.027249 | 0.125 | 0.08 | 261 | 0 | 0.364 | 1 | 1 | cs | TRUE
46 | LV_4671-44_0_4_line_46 |  | 33 | 52 | 0.01792 | 0.125 | 0.08 | 261 | 0 | 0.364 | 1 | 1 | cs | TRUE
47 | LV_4671-44_0_4_line_47 |  | 37 | 53 | 0.026836 | 0.125 | 0.08 | 261 | 0 | 0.364 | 1 | 1 | cs | TRUE
48 | LV_4671-44_0_4_line_48 |  | 38 | 54 | 0.016233 | 0.125 | 0.08 | 261 | 0 | 0.364 | 1 | 1 | cs | TRUE
49 | LV_4671-44_0_4_line_49 |  | 40 | 74 | 0.015494 | 0.125 | 0.08 | 261 | 0 | 0.364 | 1 | 1 | cs | TRUE
50 | LV_4671-44_0_4_line_50 |  | 40 | 61 | 0.021984 | 0.125 | 0.08 | 261 | 0 | 0.364 | 1 | 3 | cs | TRUE
51 | LV_4671-44_0_4_line_51 |  | 41 | 42 | 0.030958 | 0.125 | 0.08 | 261 | 0 | 0.364 | 1 | 1 | cs | TRUE
52 | LV_4671-44_0_4_line_52 |  | 42 | 60 | 0.015707 | 0.125 | 0.08 | 261 | 0 | 0.364 | 1 | 1 | cs | TRUE
53 | LV_4671-44_0_4_line_53 |  | 43 | 64 | 0.018858 | 0.125 | 0.08 | 261 | 0 | 0.364 | 1 | 1 | cs | TRUE
54 | LV_4671-44_0_4_line_54 |  | 44 | 64 | 0.0069211 | 0.125 | 0.08 | 261 | 0 | 0.364 | 1 | 1 | cs | TRUE
55 | LV_4671-44_0_4_line_55 |  | 45 | 46 | 0.0084974 | 0.125 | 0.08 | 261 | 0 | 0.364 | 1 | 1 | cs | TRUE
56 | LV_4671-44_0_4_line_56 |  | 46 | 80 | 0.017196 | 0.125 | 0.08 | 261 | 0 | 0.364 | 1 | 1 | cs | TRUE
57 | LV_4671-44_0_4_line_57 |  | 46 | 73 | 0.004523 | 0.125 | 0.08 | 261 | 0 | 0.364 | 1 | 1 | cs | TRUE
58 | LV_4671-44_0_4_line_58 |  | 48 | 159 | 0.0099313 | 0.125 | 0.08 | 261 | 0 | 0.364 | 1 | 1 | cs | TRUE
59 | LV_4671-44_0_4_line_59 |  | 49 | 69 | 0.0022464 | 0.125 | 0.08 | 261 | 0 | 0.364 | 1 | 3 | cs | TRUE
60 | LV_4671-44_0_4_line_60 |  | 50 | 124 | 0.028658 | 0.125 | 0.08 | 261 | 0 | 0.364 | 1 | 1 | cs | TRUE
61 | LV_4671-44_0_4_line_61 |  | 51 | 121 | 0.004368 | 0.125 | 0.08 | 261 | 0 | 0.364 | 1 | 1 | cs | TRUE
62 | LV_4671-44_0_4_line_62 |  | 51 | 122 | 0.014379 | 0.125 | 0.08 | 261 | 0 | 0.364 | 1 | 1 | cs | TRUE
63 | LV_4671-44_0_4_line_63 |  | 52 | 163 | 0.019861 | 0.125 | 0.08 | 261 | 0 | 0.364 | 1 | 1 | cs | TRUE
64 | LV_4671-44_0_4_line_64 |  | 53 | 169 | 0.021187 | 0.125 | 0.08 | 261 | 0 | 0.364 | 1 | 1 | cs | TRUE
65 | LV_4671-44_0_4_line_65 |  | 54 | 71 | 0.015643 | 0.125 | 0.08 | 261 | 0 | 0.364 | 1 | 1 | cs | TRUE
66 | LV_4671-44_0_4_line_66 |  | 55 | 56 | 0.0041567 | 0.125 | 0.08 | 261 | 0 | 0.364 | 1 | 1 | cs | TRUE
67 | LV_4671-44_0_4_line_67 |  | 55 | 57 | 0.018962 | 0.125 | 0.08 | 261 | 0 | 0.364 | 1 | 1 | cs | TRUE
68 | LV_4671-44_0_4_line_68 |  | 56 | 58 | 0.021596 | 0.125 | 0.08 | 261 | 0 | 0.364 | 1 | 1 | cs | TRUE
69 | LV_4671-44_0_4_line_69 |  | 57 | 59 | 0.016032 | 0.125 | 0.08 | 261 | 0 | 0.364 | 1 | 1 | cs | TRUE
70 | LV_4671-44_0_4_line_70 |  | 58 | 60 | 0.012041 | 0.125 | 0.08 | 261 | 0 | 0.364 | 1 | 1 | cs | TRUE
71 | LV_4671-44_0_4_line_71 |  | 59 | 61 | 0.011977 | 0.125 | 0.08 | 261 | 0 | 0.364 | 1 | 3 | cs | TRUE
72 | LV_4671-44_0_4_line_72 |  | 59 | 62 | 0.013331 | 0.125 | 0.08 | 261 | 0 | 0.364 | 1 | 3 | cs | TRUE
73 | LV_4671-44_0_4_line_73 |  | 62 | 63 | 0.015736 | 0.125 | 0.08 | 261 | 0 | 0.364 | 1 | 3 | cs | TRUE
74 | LV_4671-44_0_4_line_74 |  | 63 | 113 | 0.017893 | 0.125 | 0.08 | 261 | 0 | 0.364 | 1 | 3 | cs | TRUE
75 | LV_4671-44_0_4_line_75 |  | 65 | 66 | 0.0016388 | 0.125 | 0.08 | 261 | 0 | 0.364 | 1 | 1 | cs | TRUE
76 | LV_4671-44_0_4_line_76 |  | 65 | 67 | 0.012202 | 0.125 | 0.08 | 261 | 0 | 0.364 | 1 | 1 | cs | TRUE
77 | LV_4671-44_0_4_line_77 |  | 66 | 68 | 0.021036 | 0.125 | 0.08 | 261 | 0 | 0.364 | 1 | 1 | cs | TRUE
78 | LV_4671-44_0_4_line_78 |  | 67 | 69 | 0.01317 | 0.125 | 0.08 | 261 | 0 | 0.364 | 1 | 1 | cs | TRUE
79 | LV_4671-44_0_4_line_79 |  | 68 | 70 | 0.023502 | 0.125 | 0.08 | 261 | 0 | 0.364 | 1 | 1 | cs | TRUE
80 | LV_4671-44_0_4_line_80 |  | 71 | 72 | 0.0009117 | 0.125 | 0.08 | 261 | 0 | 0.364 | 1 | 1 | cs | TRUE
81 | LV_4671-44_0_4_line_81 |  | 72 | 73 | 0.021314 | 0.125 | 0.08 | 261 | 0 | 0.364 | 1 | 1 | cs | TRUE
82 | LV_4671-44_0_4_line_82 |  | 74 | 75 | 0.0010616 | 0.125 | 0.08 | 261 | 0 | 0.364 | 1 | 1 | cs | TRUE
83 | LV_4671-44_0_4_line_83 |  | 75 | 76 | 0.005517 | 0.125 | 0.08 | 261 | 0 | 0.364 | 1 | 1 | cs | TRUE
84 | LV_4671-44_0_4_line_84 |  | 76 | 77 | 0.0055161 | 0.125 | 0.08 | 261 | 0 | 0.364 | 1 | 1 | cs | TRUE
85 | LV_4671-44_0_4_line_85 |  | 77 | 78 | 0.005517 | 0.125 | 0.08 | 261 | 0 | 0.364 | 1 | 1 | cs | TRUE
86 | LV_4671-44_0_4_line_86 |  | 78 | 79 | 0.0008345 | 0.125 | 0.08 | 261 | 0 | 0.364 | 1 | 1 | cs | TRUE
87 | LV_4671-44_0_4_line_87 |  | 79 | 180 | 0.010076 | 0.125 | 0.08 | 261 | 0 | 0.364 | 1 | 1 | cs | TRUE
88 | LV_4671-44_0_4_line_88 |  | 80 | 84 | 0.0093356 | 0.125 | 0.08 | 261 | 0 | 0.364 | 1 | 1 | cs | TRUE
89 | LV_4671-44_0_4_line_89 |  | 81 | 82 | 0.011247 | 0.125 | 0.08 | 261 | 0 | 0.364 | 1 | 1 | cs | TRUE
90 | LV_4671-44_0_4_line_90 |  | 81 | 83 | 0.011951 | 0.125 | 0.08 | 261 | 0 | 0.364 | 1 | 1 | cs | TRUE
91 | LV_4671-44_0_4_line_91 |  | 82 | 85 | 0.018427 | 0.125 | 0.08 | 261 | 0 | 0.364 | 1 | 1 | cs | TRUE
92 | LV_4671-44_0_4_line_92 |  | 83 | 97 | 0.018404 | 0.125 | 0.08 | 261 | 0 | 0.364 | 1 | 1 | cs | TRUE
93 | LV_4671-44_0_4_line_93 |  | 84 | 100 | 0.0073518 | 0.125 | 0.08 | 261 | 0 | 0.364 | 1 | 1 | cs | TRUE
94 | LV_4671-44_0_4_line_94 |  | 85 | 94 | 0.017118 | 0.125 | 0.08 | 261 | 0 | 0.364 | 1 | 1 | cs | TRUE
95 | LV_4671-44_0_4_line_95 |  | 86 | 87 | 0.0047037 | 0.125 | 0.08 | 261 | 0 | 0.364 | 1 | 1 | cs | TRUE
96 | LV_4671-44_0_4_line_96 |  | 87 | 159 | 0.011644 | 0.125 | 0.08 | 261 | 0 | 0.364 | 1 | 1 | cs | TRUE
97 | LV_4671-44_0_4_line_97 |  | 88 | 89 | 0.032824 | 0.125 | 0.08 | 261 | 0 | 0.364 | 1 | 1 | cs | TRUE
98 | LV_4671-44_0_4_line_98 |  | 88 | 90 | 0.030025 | 0.125 | 0.08 | 261 | 0 | 0.364 | 1 | 1 | cs | TRUE
99 | LV_4671-44_0_4_line_99 |  | 88 | 91 | 0.01871 | 0.125 | 0.08 | 261 | 0 | 0.364 | 1 | 1 | cs | TRUE
100 | LV_4671-44_0_4_line_100 |  | 89 | 92 | 0.014791 | 0.125 | 0.08 | 261 | 0 | 0.364 | 1 | 1 | cs | TRUE
101 | LV_4671-44_0_4_line_101 |  | 89 | 93 | 0.026103 | 0.125 | 0.08 | 261 | 0 | 0.364 | 1 | 1 | cs | TRUE
102 | LV_4671-44_0_4_line_102 |  | 90 | 95 | 0.0057396 | 0.125 | 0.08 | 261 | 0 | 0.364 | 1 | 1 | cs | TRUE
103 | LV_4671-44_0_4_line_103 |  | 91 | 171 | 0.012791 | 0.125 | 0.08 | 261 | 0 | 0.364 | 1 | 1 | cs | TRUE
104 | LV_4671-44_0_4_line_104 |  | 92 | 173 | 0.006953 | 0.125 | 0.08 | 261 | 0 | 0.364 | 1 | 1 | cs | TRUE
105 | LV_4671-44_0_4_line_105 |  | 92 | 174 | 0.013498 | 0.125 | 0.08 | 261 | 0 | 0.364 | 1 | 1 | cs | TRUE
106 | LV_4671-44_0_4_line_106 |  | 93 | 170 | 0.017507 | 0.125 | 0.08 | 261 | 0 | 0.364 | 1 | 1 | cs | TRUE
107 | LV_4671-44_0_4_line_107 |  | 94 | 95 | 0.022057 | 0.125 | 0.08 | 261 | 0 | 0.364 | 1 | 1 | cs | TRUE
108 | LV_4671-44_0_4_line_108 |  | 94 | 96 | 0.032988 | 0.125 | 0.08 | 261 | 0 | 0.364 | 1 | 1 | cs | TRUE
109 | LV_4671-44_0_4_line_109 |  | 97 | 99 | 0.014866 | 0.125 | 0.08 | 261 | 0 | 0.364 | 1 | 1 | cs | TRUE
110 | LV_4671-44_0_4_line_110 |  | 98 | 99 | 0.024533 | 0.125 | 0.08 | 261 | 0 | 0.364 | 1 | 1 | cs | TRUE
111 | LV_4671-44_0_4_line_111 |  | 101 | 102 | 0.0048684 | 0.125 | 0.08 | 261 | 0 | 0.364 | 1 | 1 | cs | TRUE
112 | LV_4671-44_0_4_line_112 |  | 101 | 103 | 0.016912 | 0.125 | 0.08 | 261 | 0 | 0.364 | 1 | 1 | cs | TRUE
113 | LV_4671-44_0_4_line_113 |  | 102 | 104 | 0.014544 | 0.125 | 0.08 | 261 | 0 | 0.364 | 1 | 1 | cs | TRUE
114 | LV_4671-44_0_4_line_114 |  | 103 | 105 | 0.022197 | 0.125 | 0.08 | 261 | 0 | 0.364 | 1 | 1 | cs | TRUE
115 | LV_4671-44_0_4_line_115 |  | 103 | 106 | 0.020812 | 0.125 | 0.08 | 261 | 0 | 0.364 | 1 | 1 | cs | TRUE
116 | LV_4671-44_0_4_line_116 |  | 104 | 107 | 0.014728 | 0.125 | 0.08 | 261 | 0 | 0.364 | 1 | 1 | cs | TRUE
117 | LV_4671-44_0_4_line_117 |  | 105 | 108 | 0.013838 | 0.125 | 0.08 | 261 | 0 | 0.364 | 1 | 1 | cs | TRUE
118 | LV_4671-44_0_4_line_118 |  | 106 | 109 | 0.024257 | 0.125 | 0.08 | 261 | 0 | 0.364 | 1 | 1 | cs | TRUE
119 | LV_4671-44_0_4_line_119 |  | 107 | 110 | 0.0058015 | 0.125 | 0.08 | 261 | 0 | 0.364 | 1 | 1 | cs | TRUE
120 | LV_4671-44_0_4_line_120 |  | 108 | 111 | 0.0074222 | 0.125 | 0.08 | 261 | 0 | 0.364 | 1 | 1 | cs | TRUE
121 | LV_4671-44_0_4_line_121 |  | 109 | 112 | 0.035527 | 0.125 | 0.08 | 261 | 0 | 0.364 | 1 | 1 | cs | TRUE
122 | LV_4671-44_0_4_line_122 |  | 110 | 125 | 0.015404 | 0.125 | 0.08 | 261 | 0 | 0.364 | 1 | 1 | cs | TRUE
123 | LV_4671-44_0_4_line_123 |  | 111 | 131 | 0.014254 | 0.125 | 0.08 | 261 | 0 | 0.364 | 1 | 1 | cs | TRUE
124 | LV_4671-44_0_4_line_124 |  | 112 | 147 | 0.0012421 | 0.125 | 0.08 | 261 | 0 | 0.364 | 1 | 1 | cs | TRUE
125 | LV_4671-44_0_4_line_125 |  | 113 | 114 | 0.006194 | 0.125 | 0.08 | 261 | 0 | 0.364 | 1 | 3 | cs | TRUE
126 | LV_4671-44_0_4_line_126 |  | 114 | 115 | 0.02211 | 0.125 | 0.08 | 261 | 0 | 0.364 | 1 | 3 | cs | TRUE
127 | LV_4671-44_0_4_line_127 |  | 115 | 116 | 0.00048836 | 0.125 | 0.08 | 261 | 0 | 0.364 | 1 | 3 | cs | TRUE
128 | LV_4671-44_0_4_line_128 |  | 116 | 117 | 0.0070997 | 0.125 | 0.08 | 261 | 0 | 0.364 | 1 | 3 | cs | TRUE
129 | LV_4671-44_0_4_line_129 |  | 117 | 118 | 0.011205 | 0.125 | 0.08 | 261 | 0 | 0.364 | 1 | 3 | cs | TRUE
130 | LV_4671-44_0_4_line_130 |  | 118 | 119 | 0.0054102 | 0.125 | 0.08 | 261 | 0 | 0.364 | 1 | 1 | cs | TRUE
131 | LV_4671-44_0_4_line_131 |  | 118 | 120 | 0.023254 | 0.125 | 0.08 | 261 | 0 | 0.364 | 1 | 1 | cs | TRUE
132 | LV_4671-44_0_4_line_132 |  | 119 | 130 | 0.024031 | 0.125 | 0.08 | 261 | 0 | 0.364 | 1 | 1 | cs | TRUE
133 | LV_4671-44_0_4_line_133 |  | 120 | 126 | 0.0094538 | 0.125 | 0.08 | 261 | 0 | 0.364 | 1 | 1 | cs | TRUE
134 | LV_4671-44_0_4_line_134 |  | 121 | 123 | 0.026584 | 0.125 | 0.08 | 261 | 0 | 0.364 | 1 | 1 | cs | TRUE
135 | LV_4671-44_0_4_line_135 |  | 124 | 144 | 0.025986 | 0.125 | 0.08 | 261 | 0 | 0.364 | 1 | 1 | cs | TRUE
136 | LV_4671-44_0_4_line_136 |  | 125 | 149 | 0.0020777 | 0.125 | 0.08 | 261 | 0 | 0.364 | 1 | 1 | cs | TRUE
137 | LV_4671-44_0_4_line_137 |  | 126 | 127 | 0.021397 | 0.125 | 0.08 | 261 | 0 | 0.364 | 1 | 1 | cs | TRUE
138 | LV_4671-44_0_4_line_138 |  | 127 | 128 | 0.0029014 | 0.125 | 0.08 | 261 | 0 | 0.364 | 1 | 1 | cs | TRUE
139 | LV_4671-44_0_4_line_139 |  | 128 | 129 | 0.0081532 | 0.125 | 0.08 | 261 | 0 | 0.364 | 1 | 1 | cs | TRUE
140 | LV_4671-44_0_4_line_140 |  | 129 | 131 | 0.013841 | 0.125 | 0.08 | 261 | 0 | 0.364 | 1 | 1 | cs | TRUE
141 | LV_4671-44_0_4_line_141 |  | 130 | 132 | 0.013382 | 0.125 | 0.08 | 261 | 0 | 0.364 | 1 | 1 | cs | TRUE
142 | LV_4671-44_0_4_line_142 |  | 132 | 133 | 0.0172 | 0.125 | 0.08 | 261 | 0 | 0.364 | 1 | 1 | cs | TRUE
143 | LV_4671-44_0_4_line_143 |  | 132 | 134 | 0.015472 | 0.125 | 0.08 | 261 | 0 | 0.364 | 1 | 1 | cs | TRUE
144 | LV_4671-44_0_4_line_144 |  | 133 | 135 | 0.005942 | 0.125 | 0.08 | 261 | 0 | 0.364 | 1 | 1 | cs | TRUE
145 | LV_4671-44_0_4_line_145 |  | 133 | 136 | 0.069075 | 0.125 | 0.08 | 261 | 0 | 0.364 | 1 | 1 | cs | TRUE
146 | LV_4671-44_0_4_line_146 |  | 134 | 137 | 0.015519 | 0.125 | 0.08 | 261 | 0 | 0.364 | 1 | 1 | cs | TRUE
147 | LV_4671-44_0_4_line_147 |  | 135 | 138 | 0.048086 | 0.125 | 0.08 | 261 | 0 | 0.364 | 1 | 1 | cs | TRUE
148 | LV_4671-44_0_4_line_148 |  | 137 | 139 | 0.0066741 | 0.125 | 0.08 | 261 | 0 | 0.364 | 1 | 1 | cs | TRUE
149 | LV_4671-44_0_4_line_149 |  | 138 | 145 | 0.024347 | 0.125 | 0.08 | 261 | 0 | 0.364 | 1 | 1 | cs | TRUE
150 | LV_4671-44_0_4_line_150 |  | 140 | 141 | 0.032443 | 0.125 | 0.08 | 261 | 0 | 0.364 | 1 | 1 | cs | TRUE
151 | LV_4671-44_0_4_line_151 |  | 140 | 142 | 0.038893 | 0.125 | 0.08 | 261 | 0 | 0.364 | 1 | 1 | cs | TRUE
152 | LV_4671-44_0_4_line_152 |  | 141 | 143 | 0.020975 | 0.125 | 0.08 | 261 | 0 | 0.364 | 1 | 1 | cs | TRUE
153 | LV_4671-44_0_4_line_153 |  | 143 | 144 | 0.025679 | 0.125 | 0.08 | 261 | 0 | 0.364 | 1 | 1 | cs | TRUE
154 | LV_4671-44_0_4_line_154 |  | 145 | 146 | 0.00018981 | 0.125 | 0.08 | 261 | 0 | 0.364 | 1 | 1 | cs | TRUE
155 | LV_4671-44_0_4_line_155 |  | 147 | 148 | 0.00026338 | 0.125 | 0.08 | 261 | 0 | 0.364 | 1 | 1 | cs | TRUE
156 | LV_4671-44_0_4_line_156 |  | 150 | 151 | 0.0025806 | 0.125 | 0.08 | 261 | 0 | 0.364 | 1 | 1 | cs | TRUE
157 | LV_4671-44_0_4_line_157 |  | 150 | 152 | 0.0038388 | 0.125 | 0.08 | 261 | 0 | 0.364 | 1 | 1 | cs | TRUE
158 | LV_4671-44_0_4_line_158 |  | 151 | 153 | 0.018903 | 0.125 | 0.08 | 261 | 0 | 0.364 | 1 | 1 | cs | TRUE
159 | LV_4671-44_0_4_line_159 |  | 152 | 154 | 0.017287 | 0.125 | 0.08 | 261 | 0 | 0.364 | 1 | 1 | cs | TRUE
160 | LV_4671-44_0_4_line_160 |  | 153 | 155 | 0.0026564 | 0.125 | 0.08 | 261 | 0 | 0.364 | 1 | 1 | cs | TRUE
161 | LV_4671-44_0_4_line_161 |  | 154 | 156 | 0.0020657 | 0.125 | 0.08 | 261 | 0 | 0.364 | 1 | 1 | cs | TRUE
162 | LV_4671-44_0_4_line_162 |  | 155 | 157 | 0.026625 | 0.125 | 0.08 | 261 | 0 | 0.364 | 1 | 1 | cs | TRUE
163 | LV_4671-44_0_4_line_163 |  | 156 | 158 | 0.018045 | 0.125 | 0.08 | 261 | 0 | 0.364 | 1 | 1 | cs | TRUE
164 | LV_4671-44_0_4_line_164 |  | 157 | 165 | 0.029993 | 0.125 | 0.08 | 261 | 0 | 0.364 | 1 | 1 | cs | TRUE
165 | LV_4671-44_0_4_line_165 |  | 158 | 162 | 0.0046774 | 0.125 | 0.08 | 261 | 0 | 0.364 | 1 | 1 | cs | TRUE
166 | LV_4671-44_0_4_line_166 |  | 160 | 161 | 0.0087608 | 0.125 | 0.08 | 261 | 0 | 0.364 | 1 | 1 | cs | TRUE
167 | LV_4671-44_0_4_line_167 |  | 161 | 162 | 0.0066271 | 0.125 | 0.08 | 261 | 0 | 0.364 | 1 | 1 | cs | TRUE
168 | LV_4671-44_0_4_line_168 |  | 163 | 164 | 0.021656 | 0.125 | 0.08 | 261 | 0 | 0.364 | 1 | 1 | cs | TRUE
169 | LV_4671-44_0_4_line_169 |  | 164 | 165 | 0.010256 | 0.125 | 0.08 | 261 | 0 | 0.364 | 1 | 1 | cs | TRUE
170 | LV_4671-44_0_4_line_170 |  | 164 | 166 | 0.01638 | 0.125 | 0.08 | 261 | 0 | 0.364 | 1 | 1 | cs | TRUE
171 | LV_4671-44_0_4_line_171 |  | 166 | 167 | 0.0020134 | 0.125 | 0.08 | 261 | 0 | 0.364 | 1 | 1 | cs | TRUE
172 | LV_4671-44_0_4_line_172 |  | 167 | 168 | 0.011402 | 0.125 | 0.08 | 261 | 0 | 0.364 | 1 | 1 | cs | TRUE
173 | LV_4671-44_0_4_line_173 |  | 168 | 177 | 0.0038965 | 0.125 | 0.08 | 261 | 0 | 0.364 | 1 | 1 | cs | TRUE
174 | LV_4671-44_0_4_line_174 |  | 169 | 170 | 0.022151 | 0.125 | 0.08 | 261 | 0 | 0.364 | 1 | 1 | cs | TRUE
175 | LV_4671-44_0_4_line_175 |  | 171 | 172 | 0.034848 | 0.125 | 0.08 | 261 | 0 | 0.364 | 1 | 1 | cs | TRUE
176 | LV_4671-44_0_4_line_176 |  | 173 | 175 | 0.020296 | 0.125 | 0.08 | 261 | 0 | 0.364 | 1 | 1 | cs | TRUE
177 | LV_4671-44_0_4_line_177 |  | 174 | 176 | 0.0062643 | 0.125 | 0.08 | 261 | 0 | 0.364 | 1 | 1 | cs | TRUE
178 | LV_4671-44_0_4_line_178 |  | 175 | 178 | 0.0017085 | 0.125 | 0.08 | 261 | 0 | 0.364 | 1 | 1 | cs | TRUE
179 | LV_4671-44_0_4_line_179 |  | 176 | 179 | 0.0044532 | 0.125 | 0.08 | 261 | 0 | 0.364 | 1 | 1 | cs | TRUE

## trafo
| name | std_type | hv_bus | lv_bus | sn_mva | vn_hv_kv | vn_lv_kv | vk_percent | vkr_percent | pfe_kw | i0_percent | shift_degree | tap_side | tap_neutral | tap_min | tap_max | tap_step_percent | tap_step_degree | tap_pos | tap_phase_shifter | parallel | df | in_service
0 | LV_4671-44_0_4_trafo_36 | 0.63 MVA 20/0.4 kV | 181 | 69 | 0.63 | 20 | 0.4 | 6 | 1.206 | 1.65 | 0.2619 | 150 | hv | 0 | -2 | 2 | 2.5 | 0 | 0 | FALSE | 1 | 1 | TRUE

## line_geodata
| x0 | y0 | x1 | y1 | x2 | y2 | x3 | y3 | x4 | y4 | x5 | y5 | x6 | y6 | x7 | y7
0 | 2730826.4671 | 1278365.6 | 2730837.9261 | 1278361.8953 | 2730846.9683 | 1278359.0328
1 | 2730811.2394 | 1278370.5231 | 2730826.4671 | 1278365.6
2 | 2730846.9683 | 1278359.0328 | 2730864.5899 | 1278353.4543
3 | 2730811.2394 | 1278370.5231 | 2730810.8262 | 1278369.157 | 2730806.6177 | 1278355.1043
4 | 2730811.2394 | 1278370.5231 | 2730812.6292 | 1278374.9582 | 2730841.9648 | 1278365.5107 | 2730844.0513 | 1278371.0624
5 | 2730869.8653 | 1278351.7842 | 2730864.5899 | 1278353.4543
6 | 2730806.6177 | 1278355.1043 | 2730797.6441 | 1278325.1404
7 | 2730844.0513 | 1278371.0624 | 2730834.1693 | 1278374.3575 | 2730833.0643 | 1278374.7122
8 | 2730844.0513 | 1278371.0624 | 2730852.1878 | 1278378.3389 | 2730862.2412 | 1278399.4826 | 2730870.5091 | 1278399.4691
9 | 2730869.8653 | 1278351.7842 | 2730873.7743 | 1278350.5468
10 | 2730741.1616 | 1278393.3474 | 2730749.766 | 1278390.3797 | 2730768.3304 | 1278384.3045
11 | 2730741.1616 | 1278393.3474 | 2730741.7142 | 1278398.2534 | 2730745.5927 | 1278405.3685
12 | 2730796.6627 | 1278321.8633 | 2730797.6441 | 1278325.1404
13 | 2730745.5927 | 1278405.3685 | 2730756.1047 | 1278400.7748 | 2730766.0024 | 1278397.0148
14 | 2730766.0024 | 1278397.0148 | 2730772.9782 | 1278394.3648 | 2730793.3229 | 1278387.5789
15 | 2730817.8355 | 1278379.6003 | 2730833.0643 | 1278374.7122
16 | 2730877.8823 | 1278399.4571 | 2730870.5091 | 1278399.4691
17 | 2730903.2969 | 1278399.4156 | 2730877.8823 | 1278399.4571
18 | 2730903.2969 | 1278399.4156 | 2730908.5181 | 1278401.9006
19 | 2730908.5181 | 1278401.9006 | 2730906.824 | 1278404.9129
20 | 2730966.6686 | 1278370.594 | 2730961.0623 | 1278373.261 | 2730958.5997 | 1278374.1516 | 2730952.8887 | 1278374.4251 | 2730951.5575 | 1278375.4744 | 2730943.0556 | 1278390.0051
21 | 2730964.2366 | 1278359.2844 | 2730964.597 | 1278365.0537 | 2730966.6686 | 1278370.594
22 | 2730966.6686 | 1278370.594 | 2730970.1896 | 1278376.5335 | 2730972.7172 | 1278381.0235
23 | 2730942.1272 | 1278391.592 | 2730943.0556 | 1278390.0051
24 | 2730956.6548 | 1278349.3731 | 2730957.442 | 1278356.2306 | 2730961.1655 | 1278358.8047 | 2730964.2366 | 1278359.2844
25 | 2730964.2366 | 1278359.2844 | 2730990.9008 | 1278362.7777
26 | 2730972.7172 | 1278381.0235 | 2730982.1392 | 1278397.7601
27 | 2730903.8713 | 1278345.1308 | 2730903.6659 | 1278343.5469 | 2730899.8753 | 1278330.8024
28 | 2730903.8713 | 1278345.1308 | 2730908.1493 | 1278344.7364 | 2730914.1583 | 1278343.5686 | 2730919.8808 | 1278340.7484 | 2730924.991 | 1278337.7478 | 2730928.9286 | 1278333.7312 | 2730930.8463 | 1278330.3038
29 | 2730903.8713 | 1278345.1308 | 2730905.8841 | 1278349.602 | 2730908.3007 | 1278348.4101 | 2730908.5503 | 1278354.4326 | 2730908.8406 | 1278360.3115
30 | 2730903.8713 | 1278345.1308 | 2730898.9719 | 1278345.4112 | 2730891.328 | 1278346.3584
31 | 2730892.426 | 1278305.7567 | 2730899.8753 | 1278330.8024
32 | 2730930.8463 | 1278330.3038 | 2730932.9415 | 1278325.3121 | 2730936.7193 | 1278315.2972 | 2730938.3074 | 1278308.7705 | 2730940.3392 | 1278298.5167 | 2730941.3683 | 1278286.7058 | 2730941.3412 | 1278273.7147 | 2730940.9944 | 1278262.7742
33 | 2730930.8463 | 1278330.3038 | 2730934.6383 | 1278331.4891 | 2730940.5804 | 1278333.3339 | 2730946.0281 | 1278334.4226
34 | 2730908.8406 | 1278360.3115 | 2730904.0276 | 1278360.427 | 2730894.8444 | 1278361.0238 | 2730890.4286 | 1278361.3517
35 | 2730891.328 | 1278346.3584 | 2730888.1636 | 1278346.7505 | 2730878.8321 | 1278348.9456 | 2730873.7743 | 1278350.5468
36 | 2730946.0281 | 1278334.4226 | 2730946.0512 | 1278338.4604 | 2730947.2277 | 1278342.0011 | 2730948.7058 | 1278343.8134 | 2730956.4201 | 1278338.2904
37 | 2730946.0281 | 1278334.4226 | 2730946.7704 | 1278328.7557 | 2730948.9421 | 1278316.6031 | 2730950.4223 | 1278302.0773 | 2730950.3719 | 1278292.32
38 | 2730956.6548 | 1278349.3731 | 2730955.9185 | 1278344.2851 | 2730955.7387 | 1278340.1993 | 2730956.4201 | 1278338.2904
39 | 2730956.4201 | 1278338.2904 | 2730957.6743 | 1278336.9836 | 2730969.0958 | 1278331.8271
40 | 2730949.9718 | 1278263.8299 | 2730950.3046 | 1278279.2969 | 2730950.3719 | 1278292.32
41 | 2730945.4732 | 1278264.6753 | 2730949.9718 | 1278263.8299
42 | 2730945.4732 | 1278264.6753 | 2730944.1463 | 1278221.1585
43 | 2730949.9718 | 1278263.8299 | 2730962.554 | 1278261.4847 | 2730965.2362 | 1278260.2186
44 | 2730943.4991 | 1278199.9348 | 2730944.1463 | 1278221.1585
45 | 2730956.6548 | 1278349.3731 | 2730979.444 | 1278354.8066 | 2730983.2056 | 1278355.4756
46 | 2730969.0958 | 1278331.8271 | 2730985.4281 | 1278324.4535
47 | 2731009.6266 | 1278360.1749 | 2730983.2056 | 1278355.4756
48 | 2730906.824 | 1278404.9129 | 2730904.4098 | 1278409.2055 | 2730898.777 | 1278419.0112
49 | 2730796.6627 | 1278321.8633 | 2730811.2886 | 1278316.7501
50 | 2730796.6627 | 1278321.8633 | 2730790.3852 | 1278300.9259 | 2730790.3546 | 1278300.8038
51 | 2730733.4464 | 1278351.7561 | 2730723.0895 | 1278322.5821
52 | 2730717.8348 | 1278307.7801 | 2730723.0895 | 1278322.5821
53 | 2730793.3229 | 1278387.5789 | 2730802.1167 | 1278384.6457 | 2730811.2456 | 1278381.7156
54 | 2730811.2456 | 1278381.7156 | 2730817.8355 | 1278379.6003
55 | 2730875.4337 | 1278452.5605 | 2730878.779 | 1278444.7493
56 | 2730875.4337 | 1278452.5605 | 2730858.4476 | 1278455.2395
57 | 2730875.4337 | 1278452.5605 | 2730879.9142 | 1278451.8481
58 | 2730987.0111 | 1278406.4142 | 2730982.1392 | 1278397.7601
59 | 2730892.426 | 1278305.7567 | 2730891.7856 | 1278303.6035
60 | 2730965.2362 | 1278260.2186 | 2730991.1521 | 1278247.9862
61 | 2730947.8665 | 1278199.587 | 2730943.4991 | 1278199.9348
62 | 2730943.4991 | 1278199.9348 | 2730943.4334 | 1278197.8202 | 2730943.2022 | 1278185.5586
63 | 2731003.5302 | 1278316.281 | 2730985.4281 | 1278324.4535
64 | 2731009.6266 | 1278360.1749 | 2731020.6064 | 1278362.1278 | 2731030.5088 | 1278363.7545
65 | 2730890.9851 | 1278432.5755 | 2730898.777 | 1278419.0112
66 | 2730754.3542 | 1278298.0512 | 2730750.3376 | 1278299.1212
67 | 2730754.3542 | 1278298.0512 | 2730772.6767 | 1278293.17
68 | 2730729.4696 | 1278304.6805 | 2730750.3376 | 1278299.1212
69 | 2730788.1684 | 1278289.0429 | 2730772.6767 | 1278293.17
70 | 2730717.8348 | 1278307.7801 | 2730729.4696 | 1278304.6805
71 | 2730788.1684 | 1278289.0429 | 2730789.2251 | 1278296.2957 | 2730790.3546 | 1278300.8038
72 | 2730788.1684 | 1278289.0429 | 2730786.7488 | 1278275.7874
73 | 2730786.7488 | 1278275.7874 | 2730787.6435 | 1278270.3574 | 2730790.096 | 1278265.1845 | 2730792.9696 | 1278261.7117
74 | 2730799.6318 | 1278246.4278 | 2730800.2109 | 1278248.0142 | 2730800.4715 | 1278250.8339 | 2730799.3952 | 1278253.9464 | 2730792.9696 | 1278261.7117
75 | 2730884.0853 | 1278277.7139 | 2730884.5525 | 1278279.2847
76 | 2730888.0312 | 1278290.9805 | 2730884.5525 | 1278279.2847
77 | 2730884.0853 | 1278277.7139 | 2730878.0882 | 1278257.5508
78 | 2730888.0312 | 1278290.9805 | 2730891.7856 | 1278303.6035
79 | 2730855.7311 | 1278264.7952 | 2730878.0882 | 1278257.5508 | 2730878.0882 | 1278257.5508
80 | 2730890.9851 | 1278432.5755 | 2730890.531 | 1278433.366
81 | 2730879.9142 | 1278451.8481 | 2730890.531 | 1278433.366
82 | 2730812.2907 | 1278316.3997 | 2730811.2886 | 1278316.7501
83 | 2730817.4986 | 1278314.579 | 2730812.2907 | 1278316.3997
84 | 2730822.7057 | 1278312.7586 | 2730817.4986 | 1278314.579
85 | 2730827.9136 | 1278310.9378 | 2730822.7057 | 1278312.7586
86 | 2730828.7013 | 1278310.6624 | 2730827.9136 | 1278310.9378
87 | 2730838.2128 | 1278307.3372 | 2730828.7013 | 1278310.6624
88 | 2730858.4476 | 1278455.2395 | 2730853.3035 | 1278456.0508 | 2730849.6678 | 1278458.0055
89 | 2731011.6439 | 1278450.1706 | 2731021.4117 | 1278444.5946
90 | 2731011.6439 | 1278450.1706 | 2731001.2114 | 1278456.0016
91 | 2731021.4117 | 1278444.5946 | 2731037.415 | 1278435.4592
92 | 2730985.1467 | 1278464.9807 | 2731001.2114 | 1278456.0016
93 | 2730849.6678 | 1278458.0055 | 2730843.1925 | 1278461.4869
94 | 2731052.2816 | 1278426.9727 | 2731037.415 | 1278435.4592
95 | 2730995.0308 | 1278420.66 | 2730992.7234 | 1278416.5612
96 | 2730987.0111 | 1278406.4142 | 2730992.7234 | 1278416.5612
97 | 2731070.1195 | 1278382.9592 | 2731071.1785 | 1278376.9102 | 2731075.2167 | 1278378.1789 | 2731083.5391 | 1278381.4782 | 2731087.647 | 1278384.3389 | 2731094.1499 | 1278378.8781
98 | 2731070.1195 | 1278382.9592 | 2731067.9757 | 1278395.2014 | 2731062.5013 | 1278400.7185 | 2731054.0108 | 1278405.6601
99 | 2731070.1195 | 1278382.9592 | 2731065.1312 | 1278381.4914 | 2731055.5976 | 1278379.2552 | 2731051.9587 | 1278378.4956
100 | 2731100.2893 | 1278366.102 | 2731100.4525 | 1278369.242 | 2731099.6106 | 1278371.9482 | 2731094.1499 | 1278378.8781
101 | 2731094.1499 | 1278378.8781 | 2731087.9734 | 1278375.7489 | 2731079.8927 | 1278372.733 | 2731069.5997 | 1278370.4029
102 | 2731049.0503 | 1278408.5473 | 2731054.0108 | 1278405.6601
103 | 2731039.4373 | 1278375.8818 | 2731051.9587 | 1278378.4956
104 | 2731100.2893 | 1278366.102 | 2731098.874 | 1278363.5013 | 2731096.1506 | 1278360.5713
105 | 2731100.2893 | 1278366.102 | 2731107.7713 | 1278360.2181 | 2731110.4427 | 1278357.268
106 | 2731052.367 | 1278367.3451 | 2731065.9449 | 1278369.5756 | 2731069.5997 | 1278370.4029
107 | 2731052.2816 | 1278426.9727 | 2731046.8036 | 1278415.4175 | 2731045.2917 | 1278410.7349 | 2731049.0503 | 1278408.5473
108 | 2731052.2816 | 1278426.9727 | 2731056.8722 | 1278424.3499 | 2731080.4601 | 1278409.8265
109 | 2730972.1703 | 1278472.2337 | 2730985.1467 | 1278464.9807
110 | 2730972.1703 | 1278472.2337 | 2730950.7554 | 1278484.2031
111 | 2730923.1735 | 1278138.2848 | 2730927.6407 | 1278136.3495
112 | 2730907.6549 | 1278145.0078 | 2730923.1735 | 1278138.2848
113 | 2730941.855 | 1278135.2239 | 2730931.2209 | 1278134.7986 | 2730927.6407 | 1278136.3495
114 | 2730907.6549 | 1278145.0078 | 2730891.6937 | 1278151.9271 | 2730887.3402 | 1278153.9491
115 | 2730907.6549 | 1278145.0078 | 2730909.9363 | 1278152.2766 | 2730911.8108 | 1278165.3364
116 | 2730941.855 | 1278135.2239 | 2730956.0864 | 1278139.177
117 | 2730887.3402 | 1278153.9491 | 2730874.7895 | 1278159.7784
118 | 2730914.9132 | 1278189.3917 | 2730913.6662 | 1278178.2626 | 2730911.8108 | 1278165.3364
119 | 2730956.0864 | 1278139.177 | 2730959.5291 | 1278134.5074
120 | 2730874.7895 | 1278159.7784 | 2730868.0579 | 1278162.9049
121 | 2730914.9132 | 1278189.3917 | 2730917.5492 | 1278212.916 | 2730906.1889 | 1278216.3052
122 | 2730959.5291 | 1278134.5074 | 2730968.6701 | 1278122.1086
123 | 2730855.1305 | 1278168.9092 | 2730868.0579 | 1278162.9049
124 | 2730906.1889 | 1278216.3052 | 2730904.9987 | 1278216.6603
125 | 2730799.6318 | 1278246.4278 | 2730797.5077 | 1278240.6094
126 | 2730789.9258 | 1278219.8404 | 2730797.5077 | 1278240.6094
127 | 2730789.9258 | 1278219.8404 | 2730789.7583 | 1278219.3817
128 | 2730789.7583 | 1278219.3817 | 2730787.3236 | 1278212.7125
129 | 2730783.4813 | 1278202.1874 | 2730787.3236 | 1278212.7125
130 | 2730783.4813 | 1278202.1874 | 2730778.3477 | 1278203.895
131 | 2730783.4813 | 1278202.1874 | 2730804.5712 | 1278192.392
132 | 2730755.4976 | 1278211.2978 | 2730756.9323 | 1278211.0186 | 2730778.3477 | 1278203.895
133 | 2730813.1454 | 1278188.4096 | 2730804.5712 | 1278192.392
134 | 2730947.8665 | 1278199.587 | 2730950.053 | 1278197.2554 | 2730956.5162 | 1278191.2152 | 2730964.9118 | 1278184.8064 | 2730968.7328 | 1278183.6971
135 | 2731012.5537 | 1278233.423 | 2731012.5537 | 1278233.423 | 2730996.7596 | 1278245.3394 | 2730991.1521 | 1278247.9862
136 | 2730969.9031 | 1278120.4363 | 2730968.6701 | 1278122.1086
137 | 2730813.1454 | 1278188.4096 | 2730832.5518 | 1278179.3961
138 | 2730835.1832 | 1278178.1739 | 2730832.5518 | 1278179.3961
139 | 2730835.1832 | 1278178.1739 | 2730842.5778 | 1278174.7395
140 | 2730855.1305 | 1278168.9092 | 2730842.5778 | 1278174.7395
141 | 2730742.3625 | 1278213.854 | 2730755.4976 | 1278211.2978
142 | 2730742.3625 | 1278213.854 | 2730725.1473 | 1278214.9736
143 | 2730742.3625 | 1278213.854 | 2730747.6506 | 1278228.3938
144 | 2730725.1473 | 1278214.9736 | 2730719.2372 | 1278215.7434
145 | 2730758.9236 | 1278157.1768 | 2730751.0987 | 1278161.5854 | 2730745.2546 | 1278167.8509 | 2730739.5244 | 1278175.4202 | 2730732.1833 | 1278195.6329 | 2730725.1473 | 1278214.9736
146 | 2730752.9549 | 1278242.9781 | 2730747.6506 | 1278228.3938
147 | 2730719.2372 | 1278215.7434 | 2730729.4446 | 1278184.5725 | 2730731.7919 | 1278183.1231 | 2730734.049 | 1278176.5889 | 2730731.0798 | 1278171.8234
148 | 2730752.9549 | 1278242.9781 | 2730755.236 | 1278249.2502
149 | 2730724.1325 | 1278150.0316 | 2730727.2441 | 1278159.4102 | 2730725.4552 | 1278162.7961 | 2730731.0798 | 1278171.8234
150 | 2731041.8656 | 1278161.8706 | 2731034.9619 | 1278193.5706
151 | 2731041.8656 | 1278161.8706 | 2731050.7275 | 1278147.0085 | 2731068.8838 | 1278135.3266
152 | 2731034.9619 | 1278193.5706 | 2731032.9419 | 1278202.8458 | 2731028.3207 | 1278213.3576
153 | 2731012.5537 | 1278233.423 | 2731026.6083 | 1278217.2526 | 2731028.3207 | 1278213.3576
154 | 2730724.0727 | 1278149.8515 | 2730724.1325 | 1278150.0316
155 | 2730904.9987 | 1278216.6603 | 2730904.7463 | 1278216.7356
156 | 2731087.2385 | 1278248.0679 | 2731089.4816 | 1278246.792
157 | 2731092.8183 | 1278244.894 | 2731089.4816 | 1278246.792
158 | 2731087.2385 | 1278248.0679 | 2731083.2388 | 1278250.3431 | 2731076.3171 | 1278255.0272 | 2731071.4926 | 1278258.4985
159 | 2731092.8183 | 1278244.894 | 2731105.8566 | 1278237.4775 | 2731107.8877 | 1278236.4263
160 | 2731069.3363 | 1278260.05 | 2731071.4926 | 1278258.4985
161 | 2731109.7222 | 1278235.4769 | 2731107.8877 | 1278236.4263
162 | 2731069.3363 | 1278260.05 | 2731059.7487 | 1278266.9485 | 2731049.6537 | 1278277.7896
163 | 2731109.7222 | 1278235.4769 | 2731116.5707 | 1278231.9324 | 2731120.167 | 1278228.7426 | 2731118.0668 | 1278223.6305
164 | 2731028.3558 | 1278298.9047 | 2731028.3558 | 1278298.9047 | 2731037.9275 | 1278289.2968 | 2731048.3136 | 1278279.2287 | 2731049.6537 | 1278277.7896
165 | 2731118.0668 | 1278223.6305 | 2731116.2893 | 1278219.304
166 | 2731120.6517 | 1278207.7511 | 2731113.771 | 1278213.1741
167 | 2731116.2893 | 1278219.304 | 2731113.771 | 1278213.1741 | 2731113.771 | 1278213.1741
168 | 2731023.5023 | 1278307.9391 | 2731014.8694 | 1278311.1616 | 2731003.5302 | 1278316.281
169 | 2731023.5023 | 1278307.9391 | 2731024.9607 | 1278305.2244 | 2731028.3558 | 1278298.9047
170 | 2731023.5023 | 1278307.9391 | 2731036.7667 | 1278317.5489
171 | 2731036.7667 | 1278317.5489 | 2731038.3972 | 1278318.7301
172 | 2731047.6305 | 1278325.4194 | 2731038.3972 | 1278318.7301
173 | 2731047.6305 | 1278325.4194 | 2731050.7859 | 1278327.7055
174 | 2731052.367 | 1278367.3451 | 2731030.5088 | 1278363.7545
175 | 2731039.4373 | 1278375.8818 | 2731026.412 | 1278373.4901 | 2731021.2551 | 1278376.2227 | 2731005.6213 | 1278373.5062
176 | 2731096.1506 | 1278360.5713 | 2731079.7144 | 1278348.6636
177 | 2731110.4427 | 1278357.268 | 2731112.5103 | 1278354.9849 | 2731115.0634 | 1278353.0822
178 | 2731079.7144 | 1278348.6636 | 2731078.3308 | 1278347.6612
179 | 2731115.0634 | 1278353.0822 | 2731117.9445 | 1278350.9351 | 2731118.7574 | 1278350.6544

## bus_geodata
| x | y | coords
0 | 2730826.4671 | 1278365.6
1 | 2730846.9683 | 1278359.0328
2 | 2730811.2394 | 1278370.5231
3 | 2730864.5899 | 1278353.4543
4 | 2730806.6177 | 1278355.1043
5 | 2730844.0513 | 1278371.0624
6 | 2730869.8653 | 1278351.7842
7 | 2730768.3304 | 1278384.3045
8 | 2730741.1616 | 1278393.3474
9 | 2730797.6441 | 1278325.1404
10 | 2730745.5927 | 1278405.3685
11 | 2730766.0024 | 1278397.0148
12 | 2730833.0643 | 1278374.7122
13 | 2730870.5091 | 1278399.4691
14 | 2730903.2969 | 1278399.4156
15 | 2730877.8823 | 1278399.4571
16 | 2730908.5181 | 1278401.9006
17 | 2730966.6686 | 1278370.594
18 | 2730943.0556 | 1278390.0051
19 | 2730964.2366 | 1278359.2844
20 | 2730972.7172 | 1278381.0235
21 | 2730903.8713 | 1278345.1308
22 | 2730899.8753 | 1278330.8024
23 | 2730930.8463 | 1278330.3038
24 | 2730908.8406 | 1278360.3115
25 | 2730891.328 | 1278346.3584
26 | 2730946.0281 | 1278334.4226
27 | 2730956.4201 | 1278338.2904
28 | 2730950.3719 | 1278292.32
29 | 2730945.4732 | 1278264.6753
30 | 2730949.9718 | 1278263.8299
31 | 2730944.1463 | 1278221.1585
32 | 2730956.6548 | 1278349.3731
33 | 2730969.0958 | 1278331.8271
34 | 2730990.9008 | 1278362.7777
35 | 2730940.9944 | 1278262.7742
36 | 2730890.4286 | 1278361.3517
37 | 2730983.2056 | 1278355.4756
38 | 2730906.824 | 1278404.9129
39 | 2730873.7743 | 1278350.5468
40 | 2730796.6627 | 1278321.8633
41 | 2730733.4464 | 1278351.7561
42 | 2730723.0895 | 1278322.5821
43 | 2730793.3229 | 1278387.5789
44 | 2730817.8355 | 1278379.6003
45 | 2730878.779 | 1278444.7493
46 | 2730875.4337 | 1278452.5605
47 | 2730942.1272 | 1278391.592
48 | 2730982.1392 | 1278397.7601
49 | 2730892.426 | 1278305.7567
50 | 2730965.2362 | 1278260.2186
51 | 2730943.4991 | 1278199.9348
52 | 2730985.4281 | 1278324.4535
53 | 2731009.6266 | 1278360.1749
54 | 2730898.777 | 1278419.0112
55 | 2730754.3542 | 1278298.0512
56 | 2730750.3376 | 1278299.1212
57 | 2730772.6767 | 1278293.17
58 | 2730729.4696 | 1278304.6805
59 | 2730788.1684 | 1278289.0429
60 | 2730717.8348 | 1278307.7801
61 | 2730790.3546 | 1278300.8038
62 | 2730786.7488 | 1278275.7874
63 | 2730792.9696 | 1278261.7117
64 | 2730811.2456 | 1278381.7156
65 | 2730884.5525 | 1278279.2847
66 | 2730884.0853 | 1278277.7139
67 | 2730888.0312 | 1278290.9805
68 | 2730878.0882 | 1278257.5508
69 | 2730891.7856 | 1278303.6035
70 | 2730855.7311 | 1278264.7952
71 | 2730890.9851 | 1278432.5755
72 | 2730890.531 | 1278433.366
73 | 2730879.9142 | 1278451.8481
74 | 2730811.2886 | 1278316.7501
75 | 2730812.2907 | 1278316.3997
76 | 2730817.4986 | 1278314.579
77 | 2730822.7057 | 1278312.7586
78 | 2730827.9136 | 1278310.9378
79 | 2730828.7013 | 1278310.6624
80 | 2730858.4476 | 1278455.2395
81 | 2731011.6439 | 1278450.1706
82 | 2731021.4117 | 1278444.5946
83 | 2731001.2114 | 1278456.0016
84 | 2730849.6678 | 1278458.0056
85 | 2731037.415 | 1278435.4592
86 | 2730995.0308 | 1278420.66
87 | 2730992.7234 | 1278416.5612
88 | 2731070.1195 | 1278382.9592
89 | 2731094.1499 | 1278378.8781
90 | 2731054.0108 | 1278405.6601
91 | 2731051.9587 | 1278378.4956
92 | 2731100.2893 | 1278366.102
93 | 2731069.5997 | 1278370.4029
94 | 2731052.2816 | 1278426.9727
95 | 2731049.0503 | 1278408.5473
96 | 2731080.4601 | 1278409.8265
97 | 2730985.1467 | 1278464.9807
98 | 2730950.7554 | 1278484.2031
99 | 2730972.1703 | 1278472.2337
100 | 2730843.1925 | 1278461.4869
101 | 2730923.1735 | 1278138.2848
102 | 2730927.6407 | 1278136.3495
103 | 2730907.6549 | 1278145.0078
104 | 2730941.855 | 1278135.2239
105 | 2730887.3402 | 1278153.9491
106 | 2730911.8108 | 1278165.3364
107 | 2730956.0864 | 1278139.177
108 | 2730874.7895 | 1278159.7784
109 | 2730914.9132 | 1278189.3917
110 | 2730959.5291 | 1278134.5074
111 | 2730868.0579 | 1278162.9049
112 | 2730906.1889 | 1278216.3052
113 | 2730799.6318 | 1278246.4278
114 | 2730797.5077 | 1278240.6094
115 | 2730789.9258 | 1278219.8404
116 | 2730789.7583 | 1278219.3817
117 | 2730787.3236 | 1278212.7125
118 | 2730783.4813 | 1278202.1874
119 | 2730778.3477 | 1278203.895
120 | 2730804.5712 | 1278192.392
121 | 2730947.8665 | 1278199.587
122 | 2730943.2022 | 1278185.5586
123 | 2730968.7328 | 1278183.6971
124 | 2730991.1521 | 1278247.9862
125 | 2730968.6701 | 1278122.1086
126 | 2730813.1454 | 1278188.4096
127 | 2730832.5518 | 1278179.3961
128 | 2730835.1832 | 1278178.1739
129 | 2730842.5778 | 1278174.7395
130 | 2730755.4976 | 1278211.2978
131 | 2730855.1305 | 1278168.9092
132 | 2730742.3625 | 1278213.854
133 | 2730725.1473 | 1278214.9736
134 | 2730747.6506 | 1278228.3938
135 | 2730719.2372 | 1278215.7434
136 | 2730758.9236 | 1278157.1768
137 | 2730752.9549 | 1278242.9781
138 | 2730731.0798 | 1278171.8234
139 | 2730755.236 | 1278249.2502
140 | 2731041.8656 | 1278161.8706
141 | 2731034.9619 | 1278193.5706
142 | 2731068.8838 | 1278135.3266
143 | 2731028.3207 | 1278213.3576
144 | 2731012.5537 | 1278233.423
145 | 2730724.1325 | 1278150.0316
146 | 2730724.0727 | 1278149.8515
147 | 2730904.9987 | 1278216.6603
148 | 2730904.7463 | 1278216.7356
149 | 2730969.9031 | 1278120.4363
150 | 2731089.4816 | 1278246.792
151 | 2731087.2385 | 1278248.0679
152 | 2731092.8183 | 1278244.894
153 | 2731071.4926 | 1278258.4985
154 | 2731107.8877 | 1278236.4263
155 | 2731069.3363 | 1278260.05
156 | 2731109.7222 | 1278235.4769
157 | 2731049.6537 | 1278277.7896
158 | 2731118.0668 | 1278223.6305
159 | 2730987.0111 | 1278406.4142
160 | 2731120.6517 | 1278207.7511
161 | 2731113.771 | 1278213.1741
162 | 2731116.2893 | 1278219.304
163 | 2731003.5302 | 1278316.2809
164 | 2731023.5023 | 1278307.9391
165 | 2731028.3558 | 1278298.9047
166 | 2731036.7667 | 1278317.5489
167 | 2731038.3972 | 1278318.7301
168 | 2731047.6305 | 1278325.4194
169 | 2731030.5088 | 1278363.7545
170 | 2731052.367 | 1278367.3451
171 | 2731039.4373 | 1278375.8818
172 | 2731005.6213 | 1278373.5062
173 | 2731096.1506 | 1278360.5713
174 | 2731110.4427 | 1278357.268
175 | 2731079.7144 | 1278348.6636
176 | 2731115.0634 | 1278353.0822
177 | 2731050.7859 | 1278327.7055
178 | 2731078.3308 | 1278347.6612
179 | 2731118.7574 | 1278350.6544
180 | 2730838.2128 | 1278307.3372
181 | 2730903.8713 | 1278345.1308

## line_std_types
| c_nf_per_km | r_ohm_per_km | x_ohm_per_km | max_i_ka | type | q_mm2 | alpha | voltage_rating
NAYY 4x50 SE | 210 | 0.642 | 0.083 | 0.142 | cs | 50 | 0.00403 | LV
NAYY 4x120 SE | 264 | 0.225 | 0.08 | 0.242 | cs | 120 | 0.00403 | LV
NAYY 4x150 SE | 261 | 0.208 | 0.08 | 0.27 | cs | 150 | 0.00403 | LV
NA2XS2Y 1x95 RM/25 12/20 kV | 216 | 0.313 | 0.132 | 0.252 | cs | 95 | 0.00403 | MV
NA2XS2Y 1x185 RM/25 12/20 kV | 273 | 0.161 | 0.117 | 0.362 | cs | 185 | 0.00403 | MV
NA2XS2Y 1x240 RM/25 12/20 kV | 304 | 0.122 | 0.112 | 0.421 | cs | 240 | 0.00403 | MV
NA2XS2Y 1x95 RM/25 6/10 kV | 315 | 0.313 | 0.123 | 0.249 | cs | 95 | 0.00403 | MV
NA2XS2Y 1x185 RM/25 6/10 kV | 406 | 0.161 | 0.11 | 0.358 | cs | 185 | 0.00403 | MV
NA2XS2Y 1x240 RM/25 6/10 kV | 456 | 0.122 | 0.105 | 0.416 | cs | 240 | 0.00403 | MV
NA2XS2Y 1x150 RM/25 12/20 kV | 250 | 0.206 | 0.116 | 0.319 | cs | 150 | 0.00403 | MV
NA2XS2Y 1x120 RM/25 12/20 kV | 230 | 0.253 | 0.119 | 0.283 | cs | 120 | 0.00403 | MV
NA2XS2Y 1x70 RM/25 12/20 kV | 190 | 0.443 | 0.132 | 0.22 | cs | 70 | 0.00403 | MV
NA2XS2Y 1x150 RM/25 6/10 kV | 360 | 0.206 | 0.11 | 0.315 | cs | 150 | 0.00403 | MV
NA2XS2Y 1x120 RM/25 6/10 kV | 340 | 0.253 | 0.113 | 0.28 | cs | 120 | 0.00403 | MV
NA2XS2Y 1x70 RM/25 6/10 kV | 280 | 0.443 | 0.123 | 0.217 | cs | 70 | 0.00403 | MV
N2XS(FL)2Y 1x120 RM/35 64/110 kV | 112 | 0.153 | 0.166 | 0.366 | cs | 120 | 0.00393 | HV
N2XS(FL)2Y 1x185 RM/35 64/110 kV | 125 | 0.099 | 0.156 | 0.457 | cs | 185 | 0.00393 | HV
N2XS(FL)2Y 1x240 RM/35 64/110 kV | 135 | 0.075 | 0.149 | 0.526 | cs | 240 | 0.00393 | HV
N2XS(FL)2Y 1x300 RM/35 64/110 kV | 144 | 0.06 | 0.144 | 0.588 | cs | 300 | 0.00393 | HV
15-AL1/3-ST1A 0.4 | 11 | 1.8769 | 0.35 | 0.105 | ol | 16 | 0.00403 | LV
24-AL1/4-ST1A 0.4 | 11.25 | 1.2012 | 0.335 | 0.14 | ol | 24 | 0.00403 | LV
48-AL1/8-ST1A 0.4 | 12.2 | 0.5939 | 0.3 | 0.21 | ol | 48 | 0.00403 | LV
94-AL1/15-ST1A 0.4 | 13.2 | 0.306 | 0.29 | 0.35 | ol | 94 | 0.00403 | LV
34-AL1/6-ST1A 10.0 | 9.7 | 0.8342 | 0.36 | 0.17 | ol | 34 | 0.00403 | MV
48-AL1/8-ST1A 10.0 | 10.1 | 0.5939 | 0.35 | 0.21 | ol | 48 | 0.00403 | MV
70-AL1/11-ST1A 10.0 | 10.4 | 0.4132 | 0.339 | 0.29 | ol | 70 | 0.00403 | MV
94-AL1/15-ST1A 10.0 | 10.75 | 0.306 | 0.33 | 0.35 | ol | 94 | 0.00403 | MV
122-AL1/20-ST1A 10.0 | 11.1 | 0.2376 | 0.323 | 0.41 | ol | 122 | 0.00403 | MV
149-AL1/24-ST1A 10.0 | 11.25 | 0.194 | 0.315 | 0.47 | ol | 149 | 0.00403 | MV
34-AL1/6-ST1A 20.0 | 9.15 | 0.8342 | 0.382 | 0.17 | ol | 34 | 0.00403 | MV
48-AL1/8-ST1A 20.0 | 9.5 | 0.5939 | 0.372 | 0.21 | ol | 48 | 0.00403 | MV
70-AL1/11-ST1A 20.0 | 9.7 | 0.4132 | 0.36 | 0.29 | ol | 70 | 0.00403 | MV
94-AL1/15-ST1A 20.0 | 10 | 0.306 | 0.35 | 0.35 | ol | 94 | 0.00403 | MV
122-AL1/20-ST1A 20.0 | 10.3 | 0.2376 | 0.344 | 0.41 | ol | 122 | 0.00403 | MV
149-AL1/24-ST1A 20.0 | 10.5 | 0.194 | 0.337 | 0.47 | ol | 149 | 0.00403 | MV
184-AL1/30-ST1A 20.0 | 10.75 | 0.1571 | 0.33 | 0.535 | ol | 184 | 0.00403 | MV
243-AL1/39-ST1A 20.0 | 11 | 0.1188 | 0.32 | 0.645 | ol | 243 | 0.00403 | MV
48-AL1/8-ST1A 110.0 | 8 | 0.5939 | 0.46 | 0.21 | ol | 48 | 0.00403 | HV
70-AL1/11-ST1A 110.0 | 8.4 | 0.4132 | 0.45 | 0.29 | ol | 70 | 0.00403 | HV
94-AL1/15-ST1A 110.0 | 8.65 | 0.306 | 0.44 | 0.35 | ol | 94 | 0.00403 | HV
122-AL1/20-ST1A 110.0 | 8.5 | 0.2376 | 0.43 | 0.41 | ol | 122 | 0.00403 | HV
149-AL1/24-ST1A 110.0 | 8.75 | 0.194 | 0.41 | 0.47 | ol | 149 | 0.00403 | HV
184-AL1/30-ST1A 110.0 | 8.8 | 0.1571 | 0.4 | 0.535 | ol | 184 | 0.00403 | HV
243-AL1/39-ST1A 110.0 | 9 | 0.1188 | 0.39 | 0.645 | ol | 243 | 0.00403 | HV
305-AL1/39-ST1A 110.0 | 9.2 | 0.0949 | 0.38 | 0.74 | ol | 305 | 0.00403 | HV
490-AL1/64-ST1A 110.0 | 9.75 | 0.059 | 0.37 | 0.96 | ol | 490 | 0.00403 | HV
679-AL1/86-ST1A 110.0 | 9.95 | 0.042 | 0.36 | 1.15 | ol | 679 | 0.00403 | HV
490-AL1/64-ST1A 220.0 | 10 | 0.059 | 0.285 | 0.96 | ol | 490 | 0.00403 | HV
679-AL1/86-ST1A 220.0 | 11.7 | 0.042 | 0.275 | 1.15 | ol | 679 | 0.00403 | HV
490-AL1/64-ST1A 380.0 | 11 | 0.059 | 0.253 | 0.96 | ol | 490 | 0.00403 | HV
679-AL1/86-ST1A 380.0 | 14.6 | 0.042 | 0.25 | 1.15 | ol | 679 | 0.00403 | HV

## trafo_std_types
| i0_percent | pfe_kw | vkr_percent | sn_mva | vn_lv_kv | vn_hv_kv | vk_percent | shift_degree | vector_group | tap_side | tap_neutral | tap_min | tap_max | tap_step_degree | tap_step_percent | tap_phase_shifter
160 MVA 380/110 kV | 0.06 | 60 | 0.25 | 160 | 110 | 380 | 12.2 | 0 | Yy0 | hv | 0 | -9 | 9 | 0 | 1.5 | FALSE
100 MVA 220/110 kV | 0.06 | 55 | 0.26 | 100 | 110 | 220 | 12 | 0 | Yy0 | hv | 0 | -9 | 9 | 0 | 1.5 | FALSE
63 MVA 110/20 kV | 0.04 | 22 | 0.32 | 63 | 20 | 110 | 18 | 150 | YNd5 | hv | 0 | -9 | 9 | 0 | 1.5 | FALSE
40 MVA 110/20 kV | 0.05 | 18 | 0.34 | 40 | 20 | 110 | 16.2 | 150 | YNd5 | hv | 0 | -9 | 9 | 0 | 1.5 | FALSE
25 MVA 110/20 kV | 0.07 | 14 | 0.41 | 25 | 20 | 110 | 12 | 150 | YNd5 | hv | 0 | -9 | 9 | 0 | 1.5 | FALSE
63 MVA 110/10 kV | 0.04 | 22 | 0.32 | 63 | 10 | 110 | 18 | 150 | YNd5 | hv | 0 | -9 | 9 | 0 | 1.5 | FALSE
40 MVA 110/10 kV | 0.05 | 18 | 0.34 | 40 | 10 | 110 | 16.2 | 150 | YNd5 | hv | 0 | -9 | 9 | 0 | 1.5 | FALSE
25 MVA 110/10 kV | 0.07 | 14 | 0.41 | 25 | 10 | 110 | 12 | 150 | YNd5 | hv | 0 | -9 | 9 | 0 | 1.5 | FALSE
0.25 MVA 20/0.4 kV | 0.32 | 0.8 | 1.44 | 0.25 | 0.4 | 20 | 6 | 150 | Yzn5 | hv | 0 | -2 | 2 | 0 | 2.5 | FALSE
0.4 MVA 20/0.4 kV | 0.3375 | 1.35 | 1.425 | 0.4 | 0.4 | 20 | 6 | 150 | Dyn5 | hv | 0 | -2 | 2 | 0 | 2.5 | FALSE
0.63 MVA 20/0.4 kV | 0.2619 | 1.65 | 1.206 | 0.63 | 0.4 | 20 | 6 | 150 | Dyn5 | hv | 0 | -2 | 2 | 0 | 2.5 | FALSE
0.25 MVA 10/0.4 kV | 0.24 | 0.6 | 1.2 | 0.25 | 0.4 | 10 | 4 | 150 | Dyn5 | hv | 0 | -2 | 2 | 0 | 2.5 | FALSE
0.4 MVA 10/0.4 kV | 0.2375 | 0.95 | 1.325 | 0.4 | 0.4 | 10 | 4 | 150 | Dyn5 | hv | 0 | -2 | 2 | 0 | 2.5 | FALSE
0.63 MVA 10/0.4 kV | 0.1873 | 1.18 | 1.0794 | 0.63 | 0.4 | 10 | 4 | 150 | Dyn5 | hv | 0 | -2 | 2 | 0 | 2.5 | FALSE

## trafo3w_std_types
| sn_hv_mva | sn_mv_mva | sn_lv_mva | vn_hv_kv | vn_mv_kv | vn_lv_kv | vk_hv_percent | vk_mv_percent | vk_lv_percent | vkr_hv_percent | vkr_mv_percent | vkr_lv_percent | pfe_kw | i0_percent | shift_mv_degree | shift_lv_degree | vector_group | tap_side | tap_neutral | tap_min | tap_max | tap_step_percent
63/25/38 MVA 110/20/10 kV | 63 | 25 | 38 | 110 | 20 | 10 | 10.4 | 10.4 | 10.4 | 0.28 | 0.32 | 0.35 | 35 | 0.89 | 0 | 0 | YN0yn0yn0 | hv | 0 | -10 | 10 | 1.2
63/25/38 MVA 110/10/10 kV | 63 | 25 | 38 | 110 | 10 | 10 | 10.4 | 10.4 | 10.4 | 0.28 | 0.32 | 0.35 | 35 | 0.89 | 0 | 0 | YN0yn0yn0 | hv | 0 | -10 | 10 | 1.2

## fuse_std_types
| fuse_type | i_rated_a | t_avg | t_min | t_total | x_avg | x_min | x_total
HV 100A | HV 100A | 100 | 0 | [10.0, 3.64, 0.854, 0.281, 0.1, 0.0531, 0.022, 0.01] | [10.0, 4.267, 1.21, 0.403, 0.1, 0.058, 0.022, 0.01] | 0 | [300.0, 350.0, 450.0, 550.0, 700.0, 850.0, 1200.0, 1752.0] | [600.0, 700.0, 900.0, 1150.0, 1665.0, 2000.0, 3000.0, 4313.0]
HV 10A | HV 10A | 10 | 0 | [10.0, 1675.0, 0.344, 0.156, 0.1, 0.0417, 0.0171, 0.01] | [10.0, 1.3, 0.3, 0.155, 0.1, 0.0555, 0.023, 0.01] | 0 | [30.0, 32.0, 35.0, 37.0, 39.0, 50.0, 70.0, 88.0] | [60.0, 70.0, 80.0, 87.0, 94.0, 110.0, 150.0, 216.0]
HV 125A | HV 125A | 125 | 0 | [10.0, 1.82, 0.344, 0.1, 0.0467, 0.0269, 0.01] | [10.0, 2.478, 0.426, 0.1, 0.0427, 0.0211, 0.01] | 0 | [375.0, 500.0, 700.0, 925.0, 1200.0, 1500.0, 2341.0] | [750.0, 1000.0, 1500.0, 2200.0, 3000.0, 4000.0, 5765.0]
HV 160A | HV 160A | 160 | 0 | [10.0, 4.15, 1.03, 0.198, 0.1, 0.051, 0.0172, 0.01] | [10.0, 2.3, 0.734, 0.274, 0.1, 0.046, 0.0177, 0.01] | 0 | [480.0, 550.0, 700.0, 1000.0, 1260.0, 1600.0, 2500.0, 3227.0] | [960.0, 1300.0, 1700.0, 2200.0, 2996.0, 4000.0, 6000.0, 7946.0]
HV 16A | HV 16A | 16 | 0 | [10.0, 0.352, 0.164, 0.1, 0.0649, 0.0342, 0.01] | [10.0, 2.34, 0.722, 0.181, 0.1, 0.055, 0.0296, 0.01] | 0 | [48.0, 60.0, 65.0, 71.0, 80.0, 100.0, 162.0] | [96.0, 110.0, 125.0, 150.0, 168.0, 200.0, 250.0, 398.0]
HV 200A | HV 200A | 200 | 0 | [10.0, 4.267, 1.21, 0.403, 0.1, 0.058, 0.022, 0.01] | [10.0, 3.73, 1.654, 0.328, 0.1, 0.0531, 0.019, 0.01] | 0 | [600.0, 700.0, 900.0, 1150.0, 1665.0, 2000.0, 3000.0, 4313.0] | [1200.0, 1500.0, 1800.0, 2700.0, 3960.0, 5000.0, 7500.0, 10620.0]
HV 20A | HV 20A | 20 | 0 | [10.0, 1.3, 0.3, 0.155, 0.1, 0.0555, 0.023, 0.01] | [10.0, 1.3, 0.161, 0.1, 0.0611, 0.0399, 0.0141, 0.01] | 0 | [60.0, 70.0, 80.0, 87.0, 94.0, 110.0, 150.0, 216.0] | [120.0, 150.0, 200.0, 223.0, 260.0, 300.0, 450.0, 532.0]
HV 25A | HV 25A | 25 | 0 | [10.0, 2.512, 0.833, 0.299, 0.1, 0.0372, 0.0223, 0.01] | [10.0, 3.125, 0.597, 0.198, 0.1, 0.0378, 0.022, 0.01] | 0 | [75.0, 82.0, 90.0, 100.0, 124.0, 170.0, 200.0, 289.0] | [150.0, 170.0, 210.0, 250.0, 294.0, 400.0, 500.0, 711.0]
HV 31.5A | HV 31.5A | 31.5 | 0 | [10.0, 2.34, 0.722, 0.181, 0.1, 0.055, 0.0296, 0.01] | [10.0, 2.84, 0.368, 0.164, 0.1, 0.0621, 0.0378, 0.0195, 0.01] | 0 | [95.0, 110.0, 125.0, 150.0, 165.0, 200.0, 250.0, 390.0] | [189.0, 220.0, 300.0, 350.0, 393.0, 450.0, 530.0, 700.0, 960.0]
HV 40A | HV 40A | 40 | 0 | [10.0, 1.3, 0.161, 0.1, 0.0611, 0.0399, 0.0141, 0.01] | [10.0, 2.05, 0.369, 0.198, 0.1, 0.051, 0.0298, 0.01] | 0 | [120.0, 150.0, 200.0, 223.0, 260.0, 300.0, 450.0, 532.0] | [240.0, 300.0, 400.0, 450.0, 530.0, 650.0, 800.0, 1311.0]
HV 50A | HV 50A | 50 | 0 | [10.0, 3.215, 0.597, 0.198, 0.1, 0.0378, 0.022, 0.01] | [10.0, 3.64, 0.854, 0.281, 0.1, 0.0531, 0.022, 0.01] | 0 | [150.0, 170.0, 210.0, 250.0, 294.0, 400.0, 500.0, 711.0] | [300.0, 350.0, 450.0, 550.0, 700.0, 850.0, 1200.0, 1752.0]
HV 6.3A | HV 6.3A | 6.3 | 0 | [10.0, 1.39, 0.344, 0.168, 0.1, 0.056, 0.0263, 0.01] | [10.0, 1.711, 0.516, 0.198, 0.1, 0.0634, 0.0303, 0.01] | 0 | [19.0, 19.5, 20.4, 20.8, 22.0, 25.0, 32.0, 48.0] | [38.0, 40.0, 43.0, 48.0, 53.0, 60.0, 75.0, 118.0]
HV 63A | HV 63A | 63 | 0 | [10.0, 2.84, 0.368, 0.164, 0.1, 0.0621, 0.0378, 0.0195, 0.01] | [10.0, 1.82, 0.344, 0.1, 0.0467, 0.0269, 0.01] | 0 | [189.0, 220.0, 300.0, 350.0, 393.0, 450.0, 530.0, 700.0, 961.0] | [378.0, 500.0, 700.0, 934.0, 1200.0, 1500.0, 2366.0]
HV 80A | HV 80A | 80 | 0 | [10.0, 2.05, 0.369, 0.198, 0.1, 0.051, 0.0298, 0.01] | [10.0, 4.15, 1.03, 0.198, 0.1, 0.051, 0.0172, 0.01] | 0 | [240.0, 300.0, 400.0, 450.0, 530.0, 650.0, 800.0, 1311.0] | [480.0, 550.0, 700.0, 1000.0, 1260.0, 1600.0, 2500.0, 3227.0]
Siemens NH-1-100 | Siemens NH-1-100 | 100 | [5400.0, 2000.0, 400.0, 20.0, 1.0, 0.2, 0.012, 0.004] | 0 | 0 | [150.0, 190.0, 250.0, 430.0, 900.0, 1250.0, 2700.0, 3600.0] | 0 | 0
Siemens NH-1-125 | Siemens NH-1-125 | 125 | [4800.0, 120.0, 7.0, 0.1, 0.004] | 0 | 0 | [180.0, 400.0, 740.0, 2000.0, 4250.0] | 0 | 0
Siemens NH-1-16 | Siemens NH-1-16 | 16 | [4000.0, 400.0, 2.0, 0.1, 0.04, 0.01] | 0 | 0 | [26.0, 35.0, 75.0, 150.0, 200.0, 300.0] | 0 | 0
Siemens NH-1-160 | Siemens NH-1-160 | 160 | [4800.0, 120.0, 7.0, 0.1, 0.004] | 0 | 0 | [210.0, 500.0, 900.0, 2300.0, 5000.0] | 0 | 0
Siemens NH-1-25 | Siemens NH-1-25 | 25 | [4000.0, 1000.0, 10.0, 0.2, 0.02, 0.01] | 0 | 0 | [40.0, 50.0, 100.0, 210.0, 400.0, 500.0] | 0 | 0
Siemens NH-1-50 | Siemens NH-1-50 | 50 | [4000.0, 40.0, 4.0, 1.0, 0.02, 0.01] | 0 | 0 | [86.0, 200.0, 300.0, 400.0, 1000.0, 1280.0] | 0 | 0
Siemens NH-1-63 | Siemens NH-1-63 | 63 | [4000.0, 100.0, 10.0, 2.0, 0.04, 0.01] | 0 | 0 | [100.0, 200.0, 300.0, 400.0, 1000.0, 1500.0] | 0 | 0
Siemens NH-1-80 | Siemens NH-1-80 | 80 | [4800.0, 120.0, 7.0, 0.1, 0.01] | 0 | 0 | [150.58, 250.0, 450.0, 1150.0, 2470.0] | 0 | 0
Siemens NH-2-1000 | Siemens NH-2-1000 | 1000 | [4800.0, 120.0, 7.0, 0.1, 0.004] | 0 | 0 | [1900.0, 3500.0, 8400.0, 24000.0, 52000.0] | 0 | 0
Siemens NH-2-200 | Siemens NH-2-200 | 200 | [4800.0, 120.0, 7.0, 0.1, 0.004] | 0 | 0 | [280.0, 650.0, 1200.0, 3000.0, 7000.0] | 0 | 0
Siemens NH-2-224 | Siemens NH-2-224 | 224 | [4800.0, 120.0, 7.0, 0.2, 0.04, 0.004] | 0 | 0 | [400.0, 750.0, 1453.0, 3025.0, 4315.0, 7600.0] | 0 | 0
Siemens NH-2-250 | Siemens NH-2-250 | 250 | [4800.0, 120.0, 7.0, 0.1, 0.004] | 0 | 0 | [450.0, 800.0, 1650.0, 4000.0, 8500.0] | 0 | 0
Siemens NH-2-315 | Siemens NH-2-315 | 315 | [4800.0, 120.0, 7.0, 0.1, 0.004] | 0 | 0 | [550.0, 920.0, 1900.0, 5000.0, 11000.0] | 0 | 0
Siemens NH-2-355 | Siemens NH-2-355 | 355 | [4800.0, 120.0, 6.0, 0.1, 0.004] | 0 | 0 | [650.0, 1116.27, 2350.0, 5840.0, 12790.0] | 0 | 0
Siemens NH-2-400 | Siemens NH-2-400 | 400 | [4800.0, 120.0, 7.0, 0.1, 0.004] | 0 | 0 | [720.0, 1350.0, 2800.0, 6500.0, 15000.0] | 0 | 0
Siemens NH-2-425 | Siemens NH-2-425 | 425 | [4800.0, 120.0, 7.0, 0.1, 0.004] | 0 | 0 | [850.0, 1500.0, 3050.0, 7500.0, 16500.0] | 0 | 0
Siemens NH-2-630 | Siemens NH-2-630 | 630 | [4800.0, 120.0, 7.0, 0.1, 0.004] | 0 | 0 | [1200.0, 2000.0, 4800.0, 12000.0, 26000.0] | 0 | 0

## dtypes
| element | column | dtype
0 | bus | name | object
1 | bus | vn_kv | float64
2 | bus | type | object
3 | bus | zone | object
4 | bus | in_service | bool
5 | load | name | object
6 | load | bus | uint32
7 | load | p_mw | float64
8 | load | q_mvar | float64
9 | load | const_z_percent | float64
10 | load | const_i_percent | float64
11 | load | sn_mva | float64
12 | load | scaling | float64
13 | load | in_service | bool
14 | load | type | object
15 | ext_grid | name | object
16 | ext_grid | bus | uint32
17 | ext_grid | vm_pu | float64
18 | ext_grid | va_degree | float64
19 | ext_grid | slack_weight | float64
20 | ext_grid | in_service | bool
21 | line | name | object
22 | line | std_type | object
23 | line | from_bus | uint32
24 | line | to_bus | uint32
25 | line | length_km | float64
26 | line | r_ohm_per_km | float64
27 | line | x_ohm_per_km | float64
28 | line | c_nf_per_km | float64
29 | line | g_us_per_km | float64
30 | line | max_i_ka | float64
31 | line | df | float64
32 | line | parallel | uint32
33 | line | type | object
34 | line | in_service | bool
35 | trafo | name | object
36 | trafo | std_type | object
37 | trafo | hv_bus | uint32
38 | trafo | lv_bus | uint32
39 | trafo | sn_mva | float64
40 | trafo | vn_hv_kv | float64
41 | trafo | vn_lv_kv | float64
42 | trafo | vk_percent | float64
43 | trafo | vkr_percent | float64
44 | trafo | pfe_kw | float64
45 | trafo | i0_percent | float64
46 | trafo | shift_degree | float64
47 | trafo | tap_side | object
48 | trafo | tap_neutral | int32
49 | trafo | tap_min | int32
50 | trafo | tap_max | int32
51 | trafo | tap_step_percent | float64
52 | trafo | tap_step_degree | float64
53 | trafo | tap_pos | int32
54 | trafo | tap_phase_shifter | bool
55 | trafo | parallel | uint32
56 | trafo | df | float64
57 | trafo | in_service | bool
58 | line_geodata | coords | object
59 | bus_geodata | x | float64
60 | bus_geodata | y | float64
61 | bus_geodata | coords | object

## parameters
| version | format_version | converged | OPF_converged | name | f_hz | sn_mva
0 | 2.14.6 | 2.14.0 | FALSE | FALSE |  | 50 | 1