## bus
| name | vn_kv | type | zone | in_service
0 | bus_LV_4724-11_0_6_node_0 | 0.4 | n |  | TRUE
1 | bus_LV_4724-11_0_6_node_1 | 0.4 | n |  | TRUE
2 | bus_LV_4724-11_0_6_node_2 | 0.4 | n |  | TRUE
3 | bus_LV_4724-11_0_6_node_3 | 0.4 | n |  | TRUE
4 | bus_LV_4724-11_0_6_node_4 | 0.4 | n |  | TRUE
5 | bus_LV_4724-11_0_6_node_5 | 0.4 | n |  | TRUE
6 | bus_LV_4724-11_0_6_node_115 | 0.4 | n |  | TRUE
7 | bus_LV_4724-11_0_6_node_143 | 0.4 | n |  | TRUE
8 | bus_LV_4724-11_0_6_node_6 | 0.4 | n |  | TRUE
9 | bus_LV_4724-11_0_6_node_116 | 0.4 | n |  | TRUE
10 | bus_LV_4724-11_0_6_node_114 | 0.4 | n |  | TRUE
11 | bus_LV_4724-11_0_6_node_128 | 0.4 | n |  | TRUE
12 | bus_LV_4724-11_0_6_node_7 | 0.4 | n |  | TRUE
13 | bus_LV_4724-11_0_6_node_8 | 0.4 | n |  | TRUE
14 | bus_LV_4724-11_0_6_node_9 | 0.4 | n |  | TRUE
15 | bus_LV_4724-11_0_6_node_10 | 0.4 | n |  | TRUE
16 | bus_LV_4724-11_0_6_node_11 | 0.4 | n |  | TRUE
17 | bus_LV_4724-11_0_6_node_12 | 0.4 | n |  | TRUE
18 | bus_LV_4724-11_0_6_node_13 | 0.4 | n |  | TRUE
19 | bus_LV_4724-11_0_6_node_200 | 0.4 | n |  | TRUE
20 | bus_LV_4724-11_0_6_node_201 | 0.4 | n |  | TRUE
21 | bus_LV_4724-11_0_6_node_202 | 0.4 | n |  | TRUE
22 | bus_LV_4724-11_0_6_node_14 | 0.4 | n |  | TRUE
23 | bus_LV_4724-11_0_6_node_15 | 0.4 | n |  | TRUE
24 | bus_LV_4724-11_0_6_node_16 | 0.4 | n |  | TRUE
25 | bus_LV_4724-11_0_6_node_212 | 0.4 | n |  | TRUE
26 | bus_LV_4724-11_0_6_node_213 | 0.4 | n |  | TRUE
27 | bus_LV_4724-11_0_6_node_17 | 0.4 | n |  | TRUE
28 | bus_LV_4724-11_0_6_node_18 | 0.4 | n |  | TRUE
29 | bus_LV_4724-11_0_6_node_19 | 0.4 | n |  | TRUE
30 | bus_LV_4724-11_0_6_node_20 | 0.4 | n |  | TRUE
31 | bus_LV_4724-11_0_6_node_21 | 0.4 | n |  | TRUE
32 | bus_LV_4724-11_0_6_node_22 | 0.4 | n |  | TRUE
33 | bus_LV_4724-11_0_6_node_23 | 0.4 | n |  | TRUE
34 | bus_LV_4724-11_0_6_node_24 | 0.4 | n |  | TRUE
35 | bus_LV_4724-11_0_6_node_211 | 0.4 | n |  | TRUE
36 | bus_LV_4724-11_0_6_node_36 | 0.4 | n |  | TRUE
37 | bus_LV_4724-11_0_6_node_209 | 0.4 | n |  | TRUE
38 | bus_LV_4724-11_0_6_node_25 | 0.4 | n |  | TRUE
39 | bus_LV_4724-11_0_6_node_31 | 0.4 | n |  | TRUE
40 | bus_LV_4724-11_0_6_node_26 | 0.4 | n |  | TRUE
41 | bus_LV_4724-11_0_6_node_27 | 0.4 | n |  | TRUE
42 | bus_LV_4724-11_0_6_node_28 | 0.4 | n |  | TRUE
43 | bus_LV_4724-11_0_6_node_29 | 0.4 | n |  | TRUE
44 | bus_LV_4724-11_0_6_node_30 | 0.4 | n |  | TRUE
45 | bus_LV_4724-11_0_6_node_32 | 0.4 | n |  | TRUE
46 | bus_LV_4724-11_0_6_node_33 | 0.4 | n |  | TRUE
47 | bus_LV_4724-11_0_6_node_34 | 0.4 | n |  | TRUE
48 | bus_LV_4724-11_0_6_node_35 | 0.4 | n |  | TRUE
49 | bus_LV_4724-11_0_6_node_37 | 0.4 | n |  | TRUE
50 | bus_LV_4724-11_0_6_node_38 | 0.4 | n |  | TRUE
51 | bus_LV_4724-11_0_6_node_39 | 0.4 | n |  | TRUE
52 | bus_LV_4724-11_0_6_node_40 | 0.4 | n |  | TRUE
53 | bus_LV_4724-11_0_6_node_41 | 0.4 | n |  | TRUE
54 | bus_LV_4724-11_0_6_node_42 | 0.4 | n |  | TRUE
55 | bus_LV_4724-11_0_6_node_43 | 0.4 | n |  | TRUE
56 | bus_LV_4724-11_0_6_node_44 | 0.4 | n |  | TRUE
57 | bus_LV_4724-11_0_6_node_205 | 0.4 | n |  | TRUE
58 | bus_LV_4724-11_0_6_node_206 | 0.4 | n |  | TRUE
59 | bus_LV_4724-11_0_6_node_199 | 0.4 | n |  | TRUE
60 | bus_LV_4724-11_0_6_node_203 | 0.4 | n |  | TRUE
61 | bus_LV_4724-11_0_6_node_45 | 0.4 | n |  | TRUE
62 | bus_LV_4724-11_0_6_node_46 | 0.4 | n |  | TRUE
63 | bus_LV_4724-11_0_6_node_47 | 0.4 | n |  | TRUE
64 | bus_LV_4724-11_0_6_node_48 | 0.4 | n |  | TRUE
65 | bus_LV_4724-11_0_6_node_49 | 0.4 | n |  | TRUE
66 | bus_LV_4724-11_0_6_node_56 | 0.4 | n |  | TRUE
67 | bus_LV_4724-11_0_6_node_54 | 0.4 | n |  | TRUE
68 | bus_LV_4724-11_0_6_node_50 | 0.4 | n |  | TRUE
69 | bus_LV_4724-11_0_6_node_51 | 0.4 | n |  | TRUE
70 | bus_LV_4724-11_0_6_node_55 | 0.4 | n |  | TRUE
71 | bus_LV_4724-11_0_6_node_57 | 0.4 | n |  | TRUE
72 | bus_LV_4724-11_0_6_node_191 | 0.4 | n |  | TRUE
73 | bus_LV_4724-11_0_6_node_52 | 0.4 | n |  | TRUE
74 | bus_LV_4724-11_0_6_node_53 | 0.4 | n |  | TRUE
75 | bus_LV_4724-11_0_6_node_194 | 0.4 | n |  | TRUE
76 | bus_LV_4724-11_0_6_node_184 | 0.4 | n |  | TRUE
77 | bus_LV_4724-11_0_6_node_182 | 0.4 | n |  | TRUE
78 | bus_LV_4724-11_0_6_node_192 | 0.4 | n |  | TRUE
79 | bus_LV_4724-11_0_6_node_183 | 0.4 | n |  | TRUE
80 | bus_LV_4724-11_0_6_node_58 | 0.4 | n |  | TRUE
81 | bus_LV_4724-11_0_6_node_195 | 0.4 | n |  | TRUE
82 | bus_LV_4724-11_0_6_node_175 | 0.4 | n |  | TRUE
83 | bus_LV_4724-11_0_6_node_173 | 0.4 | n |  | TRUE
84 | bus_LV_4724-11_0_6_node_59 | 0.4 | n |  | TRUE
85 | bus_LV_4724-11_0_6_node_207 | 0.4 | n |  | TRUE
86 | bus_LV_4724-11_0_6_node_60 | 0.4 | n |  | TRUE
87 | bus_LV_4724-11_0_6_node_61 | 0.4 | n |  | TRUE
88 | bus_LV_4724-11_0_6_node_63 | 0.4 | n |  | TRUE
89 | bus_LV_4724-11_0_6_node_62 | 0.4 | n |  | TRUE
90 | bus_LV_4724-11_0_6_node_64 | 0.4 | n |  | TRUE
91 | bus_LV_4724-11_0_6_node_65 | 0.4 | n |  | TRUE
92 | bus_LV_4724-11_0_6_node_80 | 0.4 | n |  | TRUE
93 | bus_LV_4724-11_0_6_node_81 | 0.4 | n |  | TRUE
94 | bus_LV_4724-11_0_6_node_79 | 0.4 | n |  | TRUE
95 | bus_LV_4724-11_0_6_node_77 | 0.4 | n |  | TRUE
96 | bus_LV_4724-11_0_6_node_71 | 0.4 | n |  | TRUE
97 | bus_LV_4724-11_0_6_node_85 | 0.4 | n |  | TRUE
98 | bus_LV_4724-11_0_6_node_108 | 0.4 | n |  | TRUE
99 | bus_LV_4724-11_0_6_node_110 | 0.4 | n |  | TRUE
100 | bus_LV_4724-11_0_6_node_107 | 0.4 | n |  | TRUE
101 | bus_LV_4724-11_0_6_node_76 | 0.4 | n |  | TRUE
102 | bus_LV_4724-11_0_6_node_78 | 0.4 | n |  | TRUE
103 | bus_LV_4724-11_0_6_node_109 | 0.4 | n |  | TRUE
104 | bus_LV_4724-11_0_6_node_86 | 0.4 | n |  | TRUE
105 | bus_LV_4724-11_0_6_node_118 | 0.4 | n |  | TRUE
106 | bus_LV_4724-11_0_6_node_66 | 0.4 | n |  | TRUE
107 | bus_LV_4724-11_0_6_node_67 | 0.4 | n |  | TRUE
108 | bus_LV_4724-11_0_6_node_68 | 0.4 | n |  | TRUE
109 | bus_LV_4724-11_0_6_node_69 | 0.4 | n |  | TRUE
110 | bus_LV_4724-11_0_6_node_70 | 0.4 | n |  | TRUE
111 | bus_LV_4724-11_0_6_node_92 | 0.4 | n |  | TRUE
112 | bus_LV_4724-11_0_6_node_84 | 0.4 | n |  | TRUE
113 | bus_LV_4724-11_0_6_node_75 | 0.4 | n |  | TRUE
114 | bus_LV_4724-11_0_6_node_93 | 0.4 | n |  | TRUE
115 | bus_LV_4724-11_0_6_node_82 | 0.4 | n |  | TRUE
116 | bus_LV_4724-11_0_6_node_119 | 0.4 | n |  | TRUE
117 | bus_LV_4724-11_0_6_node_117 | 0.4 | n |  | TRUE
118 | bus_LV_4724-11_0_6_node_72 | 0.4 | n |  | TRUE
119 | bus_LV_4724-11_0_6_node_73 | 0.4 | n |  | TRUE
120 | bus_LV_4724-11_0_6_node_74 | 0.4 | n |  | TRUE
121 | bus_LV_4724-11_0_6_node_112 | 0.4 | n |  | TRUE
122 | bus_LV_4724-11_0_6_node_113 | 0.4 | n |  | TRUE
123 | bus_LV_4724-11_0_6_node_83 | 0.4 | n |  | TRUE
124 | bus_LV_4724-11_0_6_node_136 | 0.4 | n |  | TRUE
125 | bus_LV_4724-11_0_6_node_135 | 0.4 | n |  | TRUE
126 | bus_LV_4724-11_0_6_node_87 | 0.4 | n |  | TRUE
127 | bus_LV_4724-11_0_6_node_88 | 0.4 | n |  | TRUE
128 | bus_LV_4724-11_0_6_node_104 | 0.4 | n |  | TRUE
129 | bus_LV_4724-11_0_6_node_94 | 0.4 | n |  | TRUE
130 | bus_LV_4724-11_0_6_node_103 | 0.4 | n |  | TRUE
131 | bus_LV_4724-11_0_6_node_89 | 0.4 | n |  | TRUE
132 | bus_LV_4724-11_0_6_node_90 | 0.4 | n |  | TRUE
133 | bus_LV_4724-11_0_6_node_91 | 0.4 | n |  | TRUE
134 | bus_LV_4724-11_0_6_node_101 | 0.4 | n |  | TRUE
135 | bus_LV_4724-11_0_6_node_102 | 0.4 | n |  | TRUE
136 | bus_LV_4724-11_0_6_node_100 | 0.4 | n |  | TRUE
137 | bus_LV_4724-11_0_6_node_98 | 0.4 | n |  | TRUE
138 | bus_LV_4724-11_0_6_node_96 | 0.4 | n |  | TRUE
139 | bus_LV_4724-11_0_6_node_95 | 0.4 | n |  | TRUE
140 | bus_LV_4724-11_0_6_node_97 | 0.4 | n |  | TRUE
141 | bus_LV_4724-11_0_6_node_99 | 0.4 | n |  | TRUE
142 | bus_LV_4724-11_0_6_node_120 | 0.4 | n |  | TRUE
143 | bus_LV_4724-11_0_6_node_150 | 0.4 | n |  | TRUE
144 | bus_LV_4724-11_0_6_node_149 | 0.4 | n |  | TRUE
145 | bus_LV_4724-11_0_6_node_145 | 0.4 | n |  | TRUE
146 | bus_LV_4724-11_0_6_node_146 | 0.4 | n |  | TRUE
147 | bus_LV_4724-11_0_6_node_147 | 0.4 | n |  | TRUE
148 | bus_LV_4724-11_0_6_node_105 | 0.4 | n |  | TRUE
149 | bus_LV_4724-11_0_6_node_106 | 0.4 | n |  | TRUE
150 | bus_LV_4724-11_0_6_node_111 | 0.4 | n |  | TRUE
151 | bus_LV_4724-11_0_6_node_151 | 0.4 | n |  | TRUE
152 | bus_LV_4724-11_0_6_node_148 | 0.4 | n |  | TRUE
153 | bus_LV_4724-11_0_6_node_121 | 0.4 | n |  | TRUE
154 | bus_LV_4724-11_0_6_node_122 | 0.4 | n |  | TRUE
155 | bus_LV_4724-11_0_6_node_123 | 0.4 | n |  | TRUE
156 | bus_LV_4724-11_0_6_node_124 | 0.4 | n |  | TRUE
157 | bus_LV_4724-11_0_6_node_125 | 0.4 | n |  | TRUE
158 | bus_LV_4724-11_0_6_node_126 | 0.4 | n |  | TRUE
159 | bus_LV_4724-11_0_6_node_127 | 0.4 | n |  | TRUE
160 | bus_LV_4724-11_0_6_node_144 | 0.4 | n |  | TRUE
161 | bus_LV_4724-11_0_6_node_180 | 0.4 | n |  | TRUE
162 | bus_LV_4724-11_0_6_node_129 | 0.4 | n |  | TRUE
163 | bus_LV_4724-11_0_6_node_130 | 0.4 | n |  | TRUE
164 | bus_LV_4724-11_0_6_node_131 | 0.4 | n |  | TRUE
165 | bus_LV_4724-11_0_6_node_132 | 0.4 | n |  | TRUE
166 | bus_LV_4724-11_0_6_node_133 | 0.4 | n |  | TRUE
167 | bus_LV_4724-11_0_6_node_141 | 0.4 | n |  | TRUE
168 | bus_LV_4724-11_0_6_node_161 | 0.4 | n |  | TRUE
169 | bus_LV_4724-11_0_6_node_134 | 0.4 | n |  | TRUE
170 | bus_LV_4724-11_0_6_node_172 | 0.4 | n |  | TRUE
171 | bus_LV_4724-11_0_6_node_142 | 0.4 | n |  | TRUE
172 | bus_LV_4724-11_0_6_node_160 | 0.4 | n |  | TRUE
173 | bus_LV_4724-11_0_6_node_179 | 0.4 | n |  | TRUE
174 | bus_LV_4724-11_0_6_node_171 | 0.4 | n |  | TRUE
175 | bus_LV_4724-11_0_6_node_137 | 0.4 | n |  | TRUE
176 | bus_LV_4724-11_0_6_node_138 | 0.4 | n |  | TRUE
177 | bus_LV_4724-11_0_6_node_139 | 0.4 | n |  | TRUE
178 | bus_LV_4724-11_0_6_node_140 | 0.4 | n |  | TRUE
179 | bus_LV_4724-11_0_6_node_155 | 0.4 | n |  | TRUE
180 | bus_LV_4724-11_0_6_node_157 | 0.4 | n |  | TRUE
181 | bus_LV_4724-11_0_6_node_154 | 0.4 | n |  | TRUE
182 | bus_LV_4724-11_0_6_node_176 | 0.4 | n |  | TRUE
183 | bus_LV_4724-11_0_6_node_168 | 0.4 | n |  | TRUE
184 | bus_LV_4724-11_0_6_node_152 | 0.4 | n |  | TRUE
185 | bus_LV_4724-11_0_6_node_153 | 0.4 | n |  | TRUE
186 | bus_LV_4724-11_0_6_node_156 | 0.4 | n |  | TRUE
187 | bus_LV_4724-11_0_6_node_158 | 0.4 | n |  | TRUE
188 | bus_LV_4724-11_0_6_node_159 | 0.4 | n |  | TRUE
189 | bus_LV_4724-11_0_6_node_196 | 0.4 | n |  | TRUE
190 | bus_LV_4724-11_0_6_node_185 | 0.4 | n |  | TRUE
191 | bus_LV_4724-11_0_6_node_187 | 0.4 | n |  | TRUE
192 | bus_LV_4724-11_0_6_node_188 | 0.4 | n |  | TRUE
193 | bus_LV_4724-11_0_6_node_170 | 0.4 | n |  | TRUE
194 | bus_LV_4724-11_0_6_node_190 | 0.4 | n |  | TRUE
195 | bus_LV_4724-11_0_6_node_162 | 0.4 | n |  | TRUE
196 | bus_LV_4724-11_0_6_node_163 | 0.4 | n |  | TRUE
197 | bus_LV_4724-11_0_6_node_164 | 0.4 | n |  | TRUE
198 | bus_LV_4724-11_0_6_node_177 | 0.4 | n |  | TRUE
199 | bus_LV_4724-11_0_6_node_181 | 0.4 | n |  | TRUE
200 | bus_LV_4724-11_0_6_node_178 | 0.4 | n |  | TRUE
201 | bus_LV_4724-11_0_6_node_174 | 0.4 | n |  | TRUE
202 | bus_LV_4724-11_0_6_node_165 | 0.4 | n |  | TRUE
203 | bus_LV_4724-11_0_6_node_166 | 0.4 | n |  | TRUE
204 | bus_LV_4724-11_0_6_node_167 | 0.4 | n |  | TRUE
205 | bus_LV_4724-11_0_6_node_169 | 0.4 | n |  | TRUE
206 | bus_LV_4724-11_0_6_node_197 | 0.4 | n |  | TRUE
207 | bus_LV_4724-11_0_6_node_198 | 0.4 | n |  | TRUE
208 | bus_LV_4724-11_0_6_node_189 | 0.4 | n |  | TRUE
209 | bus_LV_4724-11_0_6_node_186 | 0.4 | n |  | TRUE
210 | bus_LV_4724-11_0_6_node_193 | 0.4 | n |  | TRUE
211 | bus_LV_4724-11_0_6_node_208 | 0.4 | n |  | TRUE
212 | bus_LV_4724-11_0_6_node_204 | 0.4 | n |  | TRUE
213 | bus_LV_4724-11_0_6_node_210 | 0.4 | n |  | TRUE
214 | bus_MV_35_1_node_83 | 20 | n |  | TRUE

## load
| name | bus | p_mw | q_mvar | const_z_percent | const_i_percent | sn_mva | scaling | in_service | type
0 | LV_4724-11_0_6_load_0 | 0 | 0.0060703 | 0.0015214 | 0 | 0 |  | 1 | TRUE | wye
1 | LV_4724-11_0_6_load_1 | 1 | 0.0023035 | 0.0005773 | 0 | 0 |  | 1 | TRUE | wye
2 | LV_4724-11_0_6_load_2 | 2 | 0.0012385 | 0.0003104 | 0 | 0 |  | 1 | TRUE | wye
3 | LV_4724-11_0_6_load_3 | 3 | 0.0028984 | 0.00072641 | 0 | 0 |  | 1 | TRUE | wye
4 | LV_4724-11_0_6_load_5 | 5 | 0.0036494 | 0.00091463 | 0 | 0 |  | 1 | TRUE | wye
5 | LV_4724-11_0_6_load_143 | 7 | 0.0030289 | 0.00075911 | 0 | 0 |  | 1 | TRUE | wye
6 | LV_4724-11_0_6_load_6 | 8 | 0.0028483 | 0.00071384 | 0 | 0 |  | 1 | TRUE | wye
7 | LV_4724-11_0_6_load_116 | 9 | 0.0022797 | 0.00057135 | 0 | 0 |  | 1 | TRUE | wye
8 | LV_4724-11_0_6_load_114 | 10 | 0.0037086 | 0.00092947 | 0 | 0 |  | 1 | TRUE | wye
9 | LV_4724-11_0_6_load_7 | 12 | 0.0010236 | 0.00025655 | 0 | 0 |  | 1 | TRUE | wye
10 | LV_4724-11_0_6_load_8 | 13 | 0.0019668 | 0.00049292 | 0 | 0 |  | 1 | TRUE | wye
11 | LV_4724-11_0_6_load_9 | 14 | 0.0016766 | 0.00042021 | 0 | 0 |  | 1 | TRUE | wye
12 | LV_4724-11_0_6_load_10 | 15 | 0.0013385 | 0.00033546 | 0 | 0 |  | 1 | TRUE | wye
13 | LV_4724-11_0_6_load_12 | 17 | 0.0017647 | 0.00044227 | 0 | 0 |  | 1 | TRUE | wye
14 | LV_4724-11_0_6_load_13 | 18 | 0.0013974 | 0.00035023 | 0 | 0 |  | 1 | TRUE | wye
15 | LV_4724-11_0_6_load_202 | 21 | 0.0010324 | 0.00025875 | 0 | 0 |  | 1 | TRUE | wye
16 | LV_4724-11_0_6_load_14 | 22 | 0.0014986 | 0.00037558 | 0 | 0 |  | 1 | TRUE | wye
17 | LV_4724-11_0_6_load_15 | 23 | 0.0017504 | 0.00043868 | 0 | 0 |  | 1 | TRUE | wye
18 | LV_4724-11_0_6_load_16 | 24 | 0.0013142 | 0.00032937 | 0 | 0 |  | 1 | TRUE | wye
19 | LV_4724-11_0_6_load_212 | 25 | 0.0013144 | 0.00032943 | 0 | 0 |  | 1 | TRUE | wye
20 | LV_4724-11_0_6_load_213 | 26 | 0.0013144 | 0.00032943 | 0 | 0 |  | 1 | TRUE | wye
21 | LV_4724-11_0_6_load_17 | 27 | 0.0013144 | 0.00032943 | 0 | 0 |  | 1 | TRUE | wye
22 | LV_4724-11_0_6_load_18 | 28 | 0.0016356 | 0.00040993 | 0 | 0 |  | 1 | TRUE | wye
23 | LV_4724-11_0_6_load_19 | 29 | 0.0023745 | 0.00059509 | 0 | 0 |  | 1 | TRUE | wye
24 | LV_4724-11_0_6_load_21 | 31 | 0.001187 | 0.0002975 | 0 | 0 |  | 1 | TRUE | wye
25 | LV_4724-11_0_6_load_22 | 32 | 0.001878 | 0.00047066 | 0 | 0 |  | 1 | TRUE | wye
26 | LV_4724-11_0_6_load_23 | 33 | 0.0010266 | 0.0002573 | 0 | 0 |  | 1 | TRUE | wye
27 | LV_4724-11_0_6_load_24 | 34 | 0.00080788 | 0.00020247 | 0 | 0 |  | 1 | TRUE | wye
28 | LV_4724-11_0_6_load_211 | 35 | 0.00055918 | 0.00014014 | 0 | 0 |  | 1 | TRUE | wye
29 | LV_4724-11_0_6_load_36 | 36 | 0.0015533 | 0.0003893 | 0 | 0 |  | 1 | TRUE | wye
30 | LV_4724-11_0_6_load_209 | 37 | 0.00042594 | 0.00010675 | 0 | 0 |  | 1 | TRUE | wye
31 | LV_4724-11_0_6_load_25 | 38 | 0.0029649 | 0.00074308 | 0 | 0 |  | 1 | TRUE | wye
32 | LV_4724-11_0_6_load_26 | 40 | 0.00078975 | 0.00019793 | 0 | 0 |  | 1 | TRUE | wye
33 | LV_4724-11_0_6_load_28 | 42 | 0.002922 | 0.00073233 | 0 | 0 |  | 1 | TRUE | wye
34 | LV_4724-11_0_6_load_30 | 44 | 0.0014155 | 0.00035475 | 0 | 0 |  | 1 | TRUE | wye
35 | LV_4724-11_0_6_load_32 | 45 | 0.0020214 | 0.0005066 | 0 | 0 |  | 1 | TRUE | wye
36 | LV_4724-11_0_6_load_33 | 46 | 0.0024502 | 0.00061408 | 0 | 0 |  | 1 | TRUE | wye
37 | LV_4724-11_0_6_load_34 | 47 | 0.0010183 | 0.0002552 | 0 | 0 |  | 1 | TRUE | wye
38 | LV_4724-11_0_6_load_35 | 48 | 0.0021913 | 0.00054918 | 0 | 0 |  | 1 | TRUE | wye
39 | LV_4724-11_0_6_load_37 | 49 | 0.0011782 | 0.00029528 | 0 | 0 |  | 1 | TRUE | wye
40 | LV_4724-11_0_6_load_38 | 50 | 0.0023492 | 0.00058877 | 0 | 0 |  | 1 | TRUE | wye
41 | LV_4724-11_0_6_load_39 | 51 | 0.0025888 | 0.00064881 | 0 | 0 |  | 1 | TRUE | wye
42 | LV_4724-11_0_6_load_40 | 52 | 0.0014199 | 0.00035585 | 0 | 0 |  | 1 | TRUE | wye
43 | LV_4724-11_0_6_load_41 | 53 | 0.0052969 | 0.0013275 | 0 | 0 |  | 1 | TRUE | wye
44 | LV_4724-11_0_6_load_42 | 54 | 0.0061612 | 0.0015441 | 0 | 0 |  | 1 | TRUE | wye
45 | LV_4724-11_0_6_load_43 | 55 | 0.0032245 | 0.00080814 | 0 | 0 |  | 1 | TRUE | wye
46 | LV_4724-11_0_6_load_44 | 56 | 0.0043003 | 0.0010778 | 0 | 0 |  | 1 | TRUE | wye
47 | LV_4724-11_0_6_load_206 | 58 | 0.0076276 | 0.0019117 | 0 | 0 |  | 1 | TRUE | wye
48 | LV_4724-11_0_6_load_199 | 59 | 0.0046928 | 0.0011761 | 0 | 0 |  | 1 | TRUE | wye
49 | LV_4724-11_0_6_load_203 | 60 | 0.0060224 | 0.0015094 | 0 | 0 |  | 1 | TRUE | wye
50 | LV_4724-11_0_6_load_45 | 61 | 0.0017765 | 0.00044524 | 0 | 0 |  | 1 | TRUE | wye
51 | LV_4724-11_0_6_load_46 | 62 | 0.0017695 | 0.00044348 | 0 | 0 |  | 1 | TRUE | wye
52 | LV_4724-11_0_6_load_48 | 64 | 0.0020133 | 0.00050458 | 0 | 0 |  | 1 | TRUE | wye
53 | LV_4724-11_0_6_load_49 | 65 | 0.0061534 | 0.0015422 | 0 | 0 |  | 1 | TRUE | wye
54 | LV_4724-11_0_6_load_56 | 66 | 0.0012298 | 0.00030822 | 0 | 0 |  | 1 | TRUE | wye
55 | LV_4724-11_0_6_load_54 | 67 | 0.0019896 | 0.00049864 | 0 | 0 |  | 1 | TRUE | wye
56 | LV_4724-11_0_6_load_50 | 68 | 0.0024914 | 0.00062439 | 0 | 0 |  | 1 | TRUE | wye
57 | LV_4724-11_0_6_load_57 | 71 | 0.0088958 | 0.0022295 | 0 | 0 |  | 1 | TRUE | wye
58 | LV_4724-11_0_6_load_191 | 72 | 0.0013532 | 0.00033915 | 0 | 0 |  | 1 | TRUE | wye
59 | LV_4724-11_0_6_load_52 | 73 | 0.0014207 | 0.00035607 | 0 | 0 |  | 1 | TRUE | wye
60 | LV_4724-11_0_6_load_194 | 75 | 0.0013453 | 0.00033718 | 0 | 0 |  | 1 | TRUE | wye
61 | LV_4724-11_0_6_load_184 | 76 | 0.0026256 | 0.00065805 | 0 | 0 |  | 1 | TRUE | wye
62 | LV_4724-11_0_6_load_182 | 77 | 0.0010186 | 0.00025528 | 0 | 0 |  | 1 | TRUE | wye
63 | LV_4724-11_0_6_load_192 | 78 | 0.0027668 | 0.00069342 | 0 | 0 |  | 1 | TRUE | wye
64 | LV_4724-11_0_6_load_58 | 80 | 0.0039178 | 0.00098188 | 0 | 0 |  | 1 | TRUE | wye
65 | LV_4724-11_0_6_load_195 | 81 | 0.0013532 | 0.00033914 | 0 | 0 |  | 1 | TRUE | wye
66 | LV_4724-11_0_6_load_175 | 82 | 0.0061536 | 0.0015422 | 0 | 0 |  | 1 | TRUE | wye
67 | LV_4724-11_0_6_load_59 | 84 | 0.0065172 | 0.0016334 | 0 | 0 |  | 1 | TRUE | wye
68 | LV_4724-11_0_6_load_207 | 85 | 0.0039167 | 0.00098161 | 0 | 0 |  | 1 | TRUE | wye
69 | LV_4724-11_0_6_load_60 | 86 | 0.0027198 | 0.00068166 | 0 | 0 |  | 1 | TRUE | wye
70 | LV_4724-11_0_6_load_61 | 87 | 0.0018163 | 0.0004552 | 0 | 0 |  | 1 | TRUE | wye
71 | LV_4724-11_0_6_load_63 | 88 | 0.0025197 | 0.0006315 | 0 | 0 |  | 1 | TRUE | wye
72 | LV_4724-11_0_6_load_64 | 90 | 0.0029854 | 0.0007482 | 0 | 0 |  | 1 | TRUE | wye
73 | LV_4724-11_0_6_load_65 | 91 | 0.0021141 | 0.00052984 | 0 | 0 |  | 1 | TRUE | wye
74 | LV_4724-11_0_6_load_80 | 92 | 0.0014116 | 0.00035378 | 0 | 0 |  | 1 | TRUE | wye
75 | LV_4724-11_0_6_load_81 | 93 | 0.0016774 | 0.0004204 | 0 | 0 |  | 1 | TRUE | wye
76 | LV_4724-11_0_6_load_79 | 94 | 0.0015666 | 0.00039263 | 0 | 0 |  | 1 | TRUE | wye
77 | LV_4724-11_0_6_load_77 | 95 | 0.0019659 | 0.0004927 | 0 | 0 |  | 1 | TRUE | wye
78 | LV_4724-11_0_6_load_71 | 96 | 0.00096929 | 0.00024293 | 0 | 0 |  | 1 | TRUE | wye
79 | LV_4724-11_0_6_load_85 | 97 | 0.0018253 | 0.00045747 | 0 | 0 |  | 1 | TRUE | wye
80 | LV_4724-11_0_6_load_108 | 98 | 0.0013611 | 0.00034113 | 0 | 0 |  | 1 | TRUE | wye
81 | LV_4724-11_0_6_load_110 | 99 | 0.002274 | 0.00056992 | 0 | 0 |  | 1 | TRUE | wye
82 | LV_4724-11_0_6_load_107 | 100 | 0.0029237 | 0.00073275 | 0 | 0 |  | 1 | TRUE | wye
83 | LV_4724-11_0_6_load_76 | 101 | 0.0019807 | 0.0004964 | 0 | 0 |  | 1 | TRUE | wye
84 | LV_4724-11_0_6_load_78 | 102 | 0.0018882 | 0.00047322 | 0 | 0 |  | 1 | TRUE | wye
85 | LV_4724-11_0_6_load_109 | 103 | 0.0021687 | 0.00054352 | 0 | 0 |  | 1 | TRUE | wye
86 | LV_4724-11_0_6_load_86 | 104 | 0.0026014 | 0.00065197 | 0 | 0 |  | 1 | TRUE | wye
87 | LV_4724-11_0_6_load_118 | 105 | 0.0013773 | 0.00034518 | 0 | 0 |  | 1 | TRUE | wye
88 | LV_4724-11_0_6_load_66 | 106 | 0.0017727 | 0.00044428 | 0 | 0 |  | 1 | TRUE | wye
89 | LV_4724-11_0_6_load_67 | 107 | 0.0023414 | 0.00058681 | 0 | 0 |  | 1 | TRUE | wye
90 | LV_4724-11_0_6_load_68 | 108 | 0.0030386 | 0.00076154 | 0 | 0 |  | 1 | TRUE | wye
91 | LV_4724-11_0_6_load_92 | 111 | 0.0031128 | 0.00078014 | 0 | 0 |  | 1 | TRUE | wye
92 | LV_4724-11_0_6_load_84 | 112 | 0.0034797 | 0.00087208 | 0 | 0 |  | 1 | TRUE | wye
93 | LV_4724-11_0_6_load_75 | 113 | 0.0020244 | 0.00050736 | 0 | 0 |  | 1 | TRUE | wye
94 | LV_4724-11_0_6_load_82 | 115 | 0.0015438 | 0.00038691 | 0 | 0 |  | 1 | TRUE | wye
95 | LV_4724-11_0_6_load_119 | 116 | 0.0026883 | 0.00067374 | 0 | 0 |  | 1 | TRUE | wye
96 | LV_4724-11_0_6_load_117 | 117 | 0.0022513 | 0.00056422 | 0 | 0 |  | 1 | TRUE | wye
97 | LV_4724-11_0_6_load_73 | 119 | 0.0018468 | 0.00046286 | 0 | 0 |  | 1 | TRUE | wye
98 | LV_4724-11_0_6_load_112 | 121 | 0.012483 | 0.0031286 | 0 | 0 |  | 1 | TRUE | wye
99 | LV_4724-11_0_6_load_113 | 122 | 0.022758 | 0.0057037 | 0 | 0 |  | 1 | TRUE | wye
100 | LV_4724-11_0_6_load_83 | 123 | 0.0022112 | 0.00055418 | 0 | 0 |  | 1 | TRUE | wye
101 | LV_4724-11_0_6_load_136 | 124 | 0.0036987 | 0.00092699 | 0 | 0 |  | 1 | TRUE | wye
102 | LV_4724-11_0_6_load_135 | 125 | 0.0016011 | 0.00040127 | 0 | 0 |  | 1 | TRUE | wye
103 | LV_4724-11_0_6_load_87 | 126 | 0.0020512 | 0.00051408 | 0 | 0 |  | 1 | TRUE | wye
104 | LV_4724-11_0_6_load_104 | 128 | 0.002872 | 0.00071979 | 0 | 0 |  | 1 | TRUE | wye
105 | LV_4724-11_0_6_load_94 | 129 | 0.0023156 | 0.00058035 | 0 | 0 |  | 1 | TRUE | wye
106 | LV_4724-11_0_6_load_103 | 130 | 0.001484 | 0.00037193 | 0 | 0 |  | 1 | TRUE | wye
107 | LV_4724-11_0_6_load_90 | 132 | 0.0016997 | 0.00042598 | 0 | 0 |  | 1 | TRUE | wye
108 | LV_4724-11_0_6_load_91 | 133 | 0.0020369 | 0.00051049 | 0 | 0 |  | 1 | TRUE | wye
109 | LV_4724-11_0_6_load_100 | 136 | 0.0014773 | 0.00037025 | 0 | 0 |  | 1 | TRUE | wye
110 | LV_4724-11_0_6_load_98 | 137 | 0.0014684 | 0.00036801 | 0 | 0 |  | 1 | TRUE | wye
111 | LV_4724-11_0_6_load_96 | 138 | 0.0016334 | 0.00040937 | 0 | 0 |  | 1 | TRUE | wye
112 | LV_4724-11_0_6_load_95 | 139 | 0.0014283 | 0.00035795 | 0 | 0 |  | 1 | TRUE | wye
113 | LV_4724-11_0_6_load_97 | 140 | 0.0013858 | 0.0003473 | 0 | 0 |  | 1 | TRUE | wye
114 | LV_4724-11_0_6_load_99 | 141 | 0.0037107 | 0.00092998 | 0 | 0 |  | 1 | TRUE | wye
115 | LV_4724-11_0_6_load_150 | 143 | 0.0036004 | 0.00090234 | 0 | 0 |  | 1 | TRUE | wye
116 | LV_4724-11_0_6_load_149 | 144 | 0.0060726 | 0.0015219 | 0 | 0 |  | 1 | TRUE | wye
117 | LV_4724-11_0_6_load_145 | 145 | 0.0017217 | 0.00043151 | 0 | 0 |  | 1 | TRUE | wye
118 | LV_4724-11_0_6_load_146 | 146 | 0.006288 | 0.0015759 | 0 | 0 |  | 1 | TRUE | wye
119 | LV_4724-11_0_6_load_105 | 148 | 0.0013892 | 0.00034817 | 0 | 0 |  | 1 | TRUE | wye
120 | LV_4724-11_0_6_load_106 | 149 | 0.0048383 | 0.0012126 | 0 | 0 |  | 1 | TRUE | wye
121 | LV_4724-11_0_6_load_111 | 150 | 0.0054188 | 0.0013581 | 0 | 0 |  | 1 | TRUE | wye
122 | LV_4724-11_0_6_load_148 | 152 | 0.0013017 | 0.00032624 | 0 | 0 |  | 1 | TRUE | wye
123 | LV_4724-11_0_6_load_121 | 153 | 0.0012461 | 0.00031229 | 0 | 0 |  | 1 | TRUE | wye
124 | LV_4724-11_0_6_load_122 | 154 | 0.01085 | 0.0027193 | 0 | 0 |  | 1 | TRUE | wye
125 | LV_4724-11_0_6_load_123 | 155 | 0.0017893 | 0.00044845 | 0 | 0 |  | 1 | TRUE | wye
126 | LV_4724-11_0_6_load_124 | 156 | 0.0010656 | 0.00026707 | 0 | 0 |  | 1 | TRUE | wye
127 | LV_4724-11_0_6_load_125 | 157 | 0.0017526 | 0.00043924 | 0 | 0 |  | 1 | TRUE | wye
128 | LV_4724-11_0_6_load_126 | 158 | 0.0045536 | 0.0011412 | 0 | 0 |  | 1 | TRUE | wye
129 | LV_4724-11_0_6_load_127 | 159 | 0.0038936 | 0.00097584 | 0 | 0 |  | 1 | TRUE | wye
130 | LV_4724-11_0_6_load_144 | 160 | 0.0021863 | 0.00054795 | 0 | 0 |  | 1 | TRUE | wye
131 | LV_4724-11_0_6_load_180 | 161 | 0.0015035 | 0.00037681 | 0 | 0 |  | 1 | TRUE | wye
132 | LV_4724-11_0_6_load_129 | 162 | 0.0031783 | 0.00079655 | 0 | 0 |  | 1 | TRUE | wye
133 | LV_4724-11_0_6_load_130 | 163 | 0.003839 | 0.00096215 | 0 | 0 |  | 1 | TRUE | wye
134 | LV_4724-11_0_6_load_132 | 165 | 0.003993 | 0.0010007 | 0 | 0 |  | 1 | TRUE | wye
135 | LV_4724-11_0_6_load_133 | 166 | 0.011243 | 0.0028177 | 0 | 0 |  | 1 | TRUE | wye
136 | LV_4724-11_0_6_load_141 | 167 | 0.0020572 | 0.00051558 | 0 | 0 |  | 1 | TRUE | wye
137 | LV_4724-11_0_6_load_161 | 168 | 0.0026911 | 0.00067445 | 0 | 0 |  | 1 | TRUE | wye
138 | LV_4724-11_0_6_load_134 | 169 | 0.0076216 | 0.0019102 | 0 | 0 |  | 1 | TRUE | wye
139 | LV_4724-11_0_6_load_160 | 172 | 0.0077994 | 0.0019547 | 0 | 0 |  | 1 | TRUE | wye
140 | LV_4724-11_0_6_load_179 | 173 | 0.0022652 | 0.00056772 | 0 | 0 |  | 1 | TRUE | wye
141 | LV_4724-11_0_6_load_171 | 174 | 0.0022668 | 0.0005681 | 0 | 0 |  | 1 | TRUE | wye
142 | LV_4724-11_0_6_load_138 | 176 | 0.0020963 | 0.00052539 | 0 | 0 |  | 1 | TRUE | wye
143 | LV_4724-11_0_6_load_140 | 178 | 0.0036943 | 0.00092588 | 0 | 0 |  | 1 | TRUE | wye
144 | LV_4724-11_0_6_load_157 | 180 | 0.0045225 | 0.0011335 | 0 | 0 |  | 1 | TRUE | wye
145 | LV_4724-11_0_6_load_154 | 181 | 0.0034106 | 0.00085478 | 0 | 0 |  | 1 | TRUE | wye
146 | LV_4724-11_0_6_load_176 | 182 | 0.0009368 | 0.00023478 | 0 | 0 |  | 1 | TRUE | wye
147 | LV_4724-11_0_6_load_168 | 183 | 0.0035867 | 0.00089892 | 0 | 0 |  | 1 | TRUE | wye
148 | LV_4724-11_0_6_load_152 | 184 | 0.0060706 | 0.0015214 | 0 | 0 |  | 1 | TRUE | wye
149 | LV_4724-11_0_6_load_153 | 185 | 0.0020145 | 0.00050487 | 0 | 0 |  | 1 | TRUE | wye
150 | LV_4724-11_0_6_load_159 | 188 | 0.0030326 | 0.00076005 | 0 | 0 |  | 1 | TRUE | wye
151 | LV_4724-11_0_6_load_196 | 189 | 0.0034038 | 0.00085308 | 0 | 0 |  | 1 | TRUE | wye
152 | LV_4724-11_0_6_load_185 | 190 | 0.0014281 | 0.00035793 | 0 | 0 |  | 1 | TRUE | wye
153 | LV_4724-11_0_6_load_187 | 191 | 0.0029476 | 0.00073873 | 0 | 0 |  | 1 | TRUE | wye
154 | LV_4724-11_0_6_load_170 | 193 | 0.0076231 | 0.0019105 | 0 | 0 |  | 1 | TRUE | wye
155 | LV_4724-11_0_6_load_190 | 194 | 0.0052468 | 0.001315 | 0 | 0 |  | 1 | TRUE | wye
156 | LV_4724-11_0_6_load_163 | 196 | 0.0020753 | 0.00052012 | 0 | 0 |  | 1 | TRUE | wye
157 | LV_4724-11_0_6_load_164 | 197 | 0.0025126 | 0.00062972 | 0 | 0 |  | 1 | TRUE | wye
158 | LV_4724-11_0_6_load_177 | 198 | 0.0021115 | 0.00052919 | 0 | 0 |  | 1 | TRUE | wye
159 | LV_4724-11_0_6_load_181 | 199 | 0.0061009 | 0.001529 | 0 | 0 |  | 1 | TRUE | wye
160 | LV_4724-11_0_6_load_178 | 200 | 0.0037414 | 0.00093768 | 0 | 0 |  | 1 | TRUE | wye
161 | LV_4724-11_0_6_load_174 | 201 | 0.0052873 | 0.0013251 | 0 | 0 |  | 1 | TRUE | wye
162 | LV_4724-11_0_6_load_165 | 202 | 0.0016308 | 0.00040872 | 0 | 0 |  | 1 | TRUE | wye
163 | LV_4724-11_0_6_load_166 | 203 | 0.00085762 | 0.00021494 | 0 | 0 |  | 1 | TRUE | wye
164 | LV_4724-11_0_6_load_167 | 204 | 0.0060869 | 0.0015255 | 0 | 0 |  | 1 | TRUE | wye
165 | LV_4724-11_0_6_load_197 | 206 | 0.00096517 | 0.0002419 | 0 | 0 |  | 1 | TRUE | wye
166 | LV_4724-11_0_6_load_198 | 207 | 0.0024759 | 0.00062053 | 0 | 0 |  | 1 | TRUE | wye
167 | LV_4724-11_0_6_load_189 | 208 | 0.0052478 | 0.0013152 | 0 | 0 |  | 1 | TRUE | wye
168 | LV_4724-11_0_6_load_186 | 209 | 0.002767 | 0.00069347 | 0 | 0 |  | 1 | TRUE | wye
169 | LV_4724-11_0_6_load_193 | 210 | 0.0013531 | 0.00033911 | 0 | 0 |  | 1 | TRUE | wye
170 | LV_4724-11_0_6_load_208 | 211 | 0.0033297 | 0.00083449 | 0 | 0 |  | 1 | TRUE | wye
171 | LV_4724-11_0_6_load_204 | 212 | 0.0010413 | 0.00026097 | 0 | 0 |  | 1 | TRUE | wye
172 | LV_4724-11_0_6_load_210 | 213 | 0.0054561 | 0.0013674 | 0 | 0 |  | 1 | TRUE | wye

## ext_grid
| name | bus | vm_pu | va_degree | slack_weight | in_service
0 |  | 166 | 1 | 0 | 1 | TRUE

## line
| name | std_type | from_bus | to_bus | length_km | r_ohm_per_km | x_ohm_per_km | c_nf_per_km | g_us_per_km | max_i_ka | df | parallel | type | in_service
0 | LV_4724-11_0_6_line_0 |  | 0 | 1 | 0.01855 | 0.125 | 0.08 | 261 | 0 | 0.364 | 1 | 1 | cs | TRUE
1 | LV_4724-11_0_6_line_1 |  | 0 | 2 | 0.016197 | 0.125 | 0.08 | 261 | 0 | 0.364 | 1 | 1 | cs | TRUE
2 | LV_4724-11_0_6_line_2 |  | 1 | 3 | 0.030188 | 0.125 | 0.08 | 261 | 0 | 0.364 | 1 | 1 | cs | TRUE
3 | LV_4724-11_0_6_line_3 |  | 2 | 4 | 0.034414 | 0.125 | 0.08 | 261 | 0 | 0.364 | 1 | 1 | cs | TRUE
4 | LV_4724-11_0_6_line_4 |  | 3 | 5 | 0.015825 | 0.125 | 0.08 | 261 | 0 | 0.364 | 1 | 1 | cs | TRUE
5 | LV_4724-11_0_6_line_5 |  | 4 | 6 | 0.008015 | 0.125 | 0.08 | 261 | 0 | 0.364 | 1 | 3 | cs | TRUE
6 | LV_4724-11_0_6_line_6 |  | 4 | 7 | 0.011527 | 0.125 | 0.08 | 261 | 0 | 0.364 | 1 | 3 | cs | TRUE
7 | LV_4724-11_0_6_line_7 |  | 5 | 8 | 0.0081967 | 0.125 | 0.08 | 261 | 0 | 0.364 | 1 | 1 | cs | TRUE
8 | LV_4724-11_0_6_line_8 |  | 6 | 9 | 0.012927 | 0.125 | 0.08 | 261 | 0 | 0.364 | 1 | 3 | cs | TRUE
9 | LV_4724-11_0_6_line_9 |  | 6 | 10 | 0.0082031 | 0.125 | 0.08 | 261 | 0 | 0.364 | 1 | 1 | cs | TRUE
10 | LV_4724-11_0_6_line_10 |  | 7 | 11 | 0.026392 | 0.125 | 0.08 | 261 | 0 | 0.364 | 1 | 3 | cs | TRUE
11 | LV_4724-11_0_6_line_11 |  | 8 | 12 | 0.024707 | 0.125 | 0.08 | 261 | 0 | 0.364 | 1 | 1 | cs | TRUE
12 | LV_4724-11_0_6_line_12 |  | 9 | 150 | 0.010974 | 0.125 | 0.08 | 261 | 0 | 0.364 | 1 | 2 | cs | TRUE
13 | LV_4724-11_0_6_line_13 |  | 10 | 120 | 0.025065 | 0.125 | 0.08 | 261 | 0 | 0.364 | 1 | 1 | cs | TRUE
14 | LV_4724-11_0_6_line_14 |  | 11 | 160 | 0.017074 | 0.125 | 0.08 | 261 | 0 | 0.364 | 1 | 3 | cs | TRUE
15 | LV_4724-11_0_6_line_15 |  | 11 | 159 | 0.018073 | 0.125 | 0.08 | 261 | 0 | 0.364 | 1 | 1 | cs | TRUE
16 | LV_4724-11_0_6_line_16 |  | 12 | 13 | 0.0001291 | 0.125 | 0.08 | 261 | 0 | 0.364 | 1 | 1 | cs | TRUE
17 | LV_4724-11_0_6_line_17 |  | 13 | 14 | 0.023907 | 0.125 | 0.08 | 261 | 0 | 0.364 | 1 | 1 | cs | TRUE
18 | LV_4724-11_0_6_line_18 |  | 14 | 15 | 0.02944 | 0.125 | 0.08 | 261 | 0 | 0.364 | 1 | 1 | cs | TRUE
19 | LV_4724-11_0_6_line_19 |  | 15 | 16 | 0.014145 | 0.125 | 0.08 | 261 | 0 | 0.364 | 1 | 1 | cs | TRUE
20 | LV_4724-11_0_6_line_20 |  | 16 | 17 | 0.018254 | 0.125 | 0.08 | 261 | 0 | 0.364 | 1 | 1 | cs | TRUE
21 | LV_4724-11_0_6_line_21 |  | 18 | 19 | 0.0037157 | 0.125 | 0.08 | 261 | 0 | 0.364 | 1 | 1 | cs | TRUE
22 | LV_4724-11_0_6_line_22 |  | 19 | 20 | 0.032464 | 0.125 | 0.08 | 261 | 0 | 0.364 | 1 | 1 | cs | TRUE
23 | LV_4724-11_0_6_line_23 |  | 19 | 21 | 0.01444 | 0.125 | 0.08 | 261 | 0 | 0.364 | 1 | 1 | cs | TRUE
24 | LV_4724-11_0_6_line_24 |  | 20 | 211 | 0.026813 | 0.125 | 0.08 | 261 | 0 | 0.364 | 1 | 1 | cs | TRUE
25 | LV_4724-11_0_6_line_25 |  | 20 | 212 | 0.010417 | 0.125 | 0.08 | 261 | 0 | 0.364 | 1 | 1 | cs | TRUE
26 | LV_4724-11_0_6_line_26 |  | 21 | 25 | 0.031783 | 0.125 | 0.08 | 261 | 0 | 0.364 | 1 | 1 | cs | TRUE
27 | LV_4724-11_0_6_line_27 |  | 22 | 23 | 0.022294 | 0.125 | 0.08 | 261 | 0 | 0.364 | 1 | 1 | cs | TRUE
28 | LV_4724-11_0_6_line_28 |  | 23 | 24 | 0.015809 | 0.125 | 0.08 | 261 | 0 | 0.364 | 1 | 1 | cs | TRUE
29 | LV_4724-11_0_6_line_29 |  | 23 | 25 | 0.0339 | 0.125 | 0.08 | 261 | 0 | 0.364 | 1 | 1 | cs | TRUE
30 | LV_4724-11_0_6_line_30 |  | 24 | 27 | 0.0073561 | 0.125 | 0.08 | 261 | 0 | 0.364 | 1 | 1 | cs | TRUE
31 | LV_4724-11_0_6_line_31 |  | 25 | 26 | 0.0047426 | 0.125 | 0.08 | 261 | 0 | 0.364 | 1 | 1 | cs | TRUE
32 | LV_4724-11_0_6_line_32 |  | 27 | 28 | 0.0023313 | 0.125 | 0.08 | 261 | 0 | 0.364 | 1 | 1 | cs | TRUE
33 | LV_4724-11_0_6_line_33 |  | 28 | 29 | 0.030683 | 0.125 | 0.08 | 261 | 0 | 0.364 | 1 | 1 | cs | TRUE
34 | LV_4724-11_0_6_line_34 |  | 29 | 30 | 0.016722 | 0.125 | 0.08 | 261 | 0 | 0.364 | 1 | 1 | cs | TRUE
35 | LV_4724-11_0_6_line_35 |  | 30 | 31 | 0.018361 | 0.125 | 0.08 | 261 | 0 | 0.364 | 1 | 1 | cs | TRUE
36 | LV_4724-11_0_6_line_36 |  | 30 | 32 | 0.0070024 | 0.125 | 0.08 | 261 | 0 | 0.364 | 1 | 1 | cs | TRUE
37 | LV_4724-11_0_6_line_37 |  | 32 | 33 | 0.026403 | 0.125 | 0.08 | 261 | 0 | 0.364 | 1 | 1 | cs | TRUE
38 | LV_4724-11_0_6_line_38 |  | 33 | 34 | 0.021635 | 0.125 | 0.08 | 261 | 0 | 0.364 | 1 | 1 | cs | TRUE
39 | LV_4724-11_0_6_line_39 |  | 34 | 38 | 0.0057216 | 0.125 | 0.08 | 261 | 0 | 0.364 | 1 | 1 | cs | TRUE
40 | LV_4724-11_0_6_line_40 |  | 35 | 36 | 0.029361 | 0.125 | 0.08 | 261 | 0 | 0.364 | 1 | 1 | cs | TRUE
41 | LV_4724-11_0_6_line_41 |  | 35 | 37 | 0.025323 | 0.125 | 0.08 | 261 | 0 | 0.364 | 1 | 1 | cs | TRUE
42 | LV_4724-11_0_6_line_42 |  | 36 | 39 | 0.018187 | 0.125 | 0.08 | 261 | 0 | 0.364 | 1 | 1 | cs | TRUE
43 | LV_4724-11_0_6_line_43 |  | 37 | 213 | 0.03426 | 0.125 | 0.08 | 261 | 0 | 0.364 | 1 | 1 | cs | TRUE
44 | LV_4724-11_0_6_line_44 |  | 39 | 43 | 0.030542 | 0.125 | 0.08 | 261 | 0 | 0.364 | 1 | 1 | cs | TRUE
45 | LV_4724-11_0_6_line_45 |  | 40 | 41 | 0.023334 | 0.125 | 0.08 | 261 | 0 | 0.364 | 1 | 1 | cs | TRUE
46 | LV_4724-11_0_6_line_46 |  | 41 | 42 | 0.018659 | 0.125 | 0.08 | 261 | 0 | 0.364 | 1 | 1 | cs | TRUE
47 | LV_4724-11_0_6_line_47 |  | 42 | 43 | 0.022471 | 0.125 | 0.08 | 261 | 0 | 0.364 | 1 | 1 | cs | TRUE
48 | LV_4724-11_0_6_line_48 |  | 43 | 44 | 0.020923 | 0.125 | 0.08 | 261 | 0 | 0.364 | 1 | 1 | cs | TRUE
49 | LV_4724-11_0_6_line_49 |  | 44 | 45 | 0.031725 | 0.125 | 0.08 | 261 | 0 | 0.364 | 1 | 1 | cs | TRUE
50 | LV_4724-11_0_6_line_50 |  | 46 | 47 | 0.023545 | 0.125 | 0.08 | 261 | 0 | 0.364 | 1 | 1 | cs | TRUE
51 | LV_4724-11_0_6_line_51 |  | 47 | 48 | 0.0041818 | 0.125 | 0.08 | 261 | 0 | 0.364 | 1 | 1 | cs | TRUE
52 | LV_4724-11_0_6_line_52 |  | 48 | 49 | 0.015792 | 0.125 | 0.08 | 261 | 0 | 0.364 | 1 | 1 | cs | TRUE
53 | LV_4724-11_0_6_line_53 |  | 49 | 50 | 0.018624 | 0.125 | 0.08 | 261 | 0 | 0.364 | 1 | 1 | cs | TRUE
54 | LV_4724-11_0_6_line_54 |  | 50 | 51 | 0.0010966 | 0.125 | 0.08 | 261 | 0 | 0.364 | 1 | 1 | cs | TRUE
55 | LV_4724-11_0_6_line_55 |  | 51 | 52 | 0.014174 | 0.125 | 0.08 | 261 | 0 | 0.364 | 1 | 1 | cs | TRUE
56 | LV_4724-11_0_6_line_56 |  | 52 | 53 | 0.010896 | 0.125 | 0.08 | 261 | 0 | 0.364 | 1 | 1 | cs | TRUE
57 | LV_4724-11_0_6_line_57 |  | 53 | 54 | 0.0065541 | 0.125 | 0.08 | 261 | 0 | 0.364 | 1 | 1 | cs | TRUE
58 | LV_4724-11_0_6_line_58 |  | 54 | 55 | 0.0070648 | 0.125 | 0.08 | 261 | 0 | 0.364 | 1 | 1 | cs | TRUE
59 | LV_4724-11_0_6_line_59 |  | 55 | 56 | 0.012429 | 0.125 | 0.08 | 261 | 0 | 0.364 | 1 | 1 | cs | TRUE
60 | LV_4724-11_0_6_line_60 |  | 56 | 57 | 0.044597 | 0.125 | 0.08 | 261 | 0 | 0.364 | 1 | 1 | cs | TRUE
61 | LV_4724-11_0_6_line_61 |  | 57 | 58 | 0.021346 | 0.125 | 0.08 | 261 | 0 | 0.364 | 1 | 3 | cs | TRUE
62 | LV_4724-11_0_6_line_62 |  | 57 | 59 | 0.017964 | 0.125 | 0.08 | 261 | 0 | 0.364 | 1 | 3 | cs | TRUE
63 | LV_4724-11_0_6_line_63 |  | 57 | 60 | 0.021504 | 0.125 | 0.08 | 261 | 0 | 0.364 | 1 | 1 | cs | TRUE
64 | LV_4724-11_0_6_line_64 |  | 58 | 85 | 0.0080055 | 0.125 | 0.08 | 261 | 0 | 0.364 | 1 | 3 | cs | TRUE
65 | LV_4724-11_0_6_line_65 |  | 59 | 207 | 0.016696 | 0.125 | 0.08 | 261 | 0 | 0.364 | 1 | 3 | cs | TRUE
66 | LV_4724-11_0_6_line_66 |  | 60 | 212 | 0.016266 | 0.125 | 0.08 | 261 | 0 | 0.364 | 1 | 1 | cs | TRUE
67 | LV_4724-11_0_6_line_67 |  | 61 | 62 | 0.00094014 | 0.125 | 0.08 | 261 | 0 | 0.364 | 1 | 1 | cs | TRUE
68 | LV_4724-11_0_6_line_68 |  | 61 | 63 | 0.013942 | 0.125 | 0.08 | 261 | 0 | 0.364 | 1 | 1 | cs | TRUE
69 | LV_4724-11_0_6_line_69 |  | 62 | 64 | 0.02371 | 0.125 | 0.08 | 261 | 0 | 0.364 | 1 | 1 | cs | TRUE
70 | LV_4724-11_0_6_line_70 |  | 63 | 65 | 0.011761 | 0.125 | 0.08 | 261 | 0 | 0.364 | 1 | 1 | cs | TRUE
71 | LV_4724-11_0_6_line_71 |  | 65 | 66 | 0.022192 | 0.125 | 0.08 | 261 | 0 | 0.364 | 1 | 1 | cs | TRUE
72 | LV_4724-11_0_6_line_72 |  | 66 | 67 | 0.012828 | 0.125 | 0.08 | 261 | 0 | 0.364 | 1 | 1 | cs | TRUE
73 | LV_4724-11_0_6_line_73 |  | 67 | 71 | 0.014612 | 0.125 | 0.08 | 261 | 0 | 0.364 | 1 | 3 | cs | TRUE
74 | LV_4724-11_0_6_line_74 |  | 67 | 69 | 0.023118 | 0.125 | 0.08 | 261 | 0 | 0.364 | 1 | 3 | cs | TRUE
75 | LV_4724-11_0_6_line_75 |  | 68 | 69 | 0.0034636 | 0.125 | 0.08 | 261 | 0 | 0.364 | 1 | 1 | cs | TRUE
76 | LV_4724-11_0_6_line_76 |  | 69 | 70 | 0.025695 | 0.125 | 0.08 | 261 | 0 | 0.364 | 1 | 3 | cs | TRUE
77 | LV_4724-11_0_6_line_77 |  | 70 | 72 | 0.012377 | 0.125 | 0.08 | 261 | 0 | 0.364 | 1 | 3 | cs | TRUE
78 | LV_4724-11_0_6_line_78 |  | 71 | 80 | 0.023405 | 0.125 | 0.08 | 261 | 0 | 0.364 | 1 | 3 | cs | TRUE
79 | LV_4724-11_0_6_line_79 |  | 72 | 81 | 0.014535 | 0.125 | 0.08 | 261 | 0 | 0.364 | 1 | 3 | cs | TRUE
80 | LV_4724-11_0_6_line_80 |  | 73 | 74 | 0.013622 | 0.125 | 0.08 | 261 | 0 | 0.364 | 1 | 3 | cs | TRUE
81 | LV_4724-11_0_6_line_81 |  | 73 | 75 | 0.03393 | 0.125 | 0.08 | 261 | 0 | 0.364 | 1 | 3 | cs | TRUE
82 | LV_4724-11_0_6_line_82 |  | 74 | 76 | 0.024453 | 0.125 | 0.08 | 261 | 0 | 0.364 | 1 | 1 | cs | TRUE
83 | LV_4724-11_0_6_line_83 |  | 74 | 77 | 0.023048 | 0.125 | 0.08 | 261 | 0 | 0.364 | 1 | 3 | cs | TRUE
84 | LV_4724-11_0_6_line_84 |  | 75 | 78 | 0.00234 | 0.125 | 0.08 | 261 | 0 | 0.364 | 1 | 3 | cs | TRUE
85 | LV_4724-11_0_6_line_85 |  | 77 | 79 | 0.0020936 | 0.125 | 0.08 | 261 | 0 | 0.364 | 1 | 3 | cs | TRUE
86 | LV_4724-11_0_6_line_86 |  | 78 | 210 | 0.02012 | 0.125 | 0.08 | 261 | 0 | 0.364 | 1 | 3 | cs | TRUE
87 | LV_4724-11_0_6_line_87 |  | 79 | 209 | 0.021483 | 0.125 | 0.08 | 261 | 0 | 0.364 | 1 | 1 | cs | TRUE
88 | LV_4724-11_0_6_line_88 |  | 79 | 190 | 0.007932 | 0.125 | 0.08 | 261 | 0 | 0.364 | 1 | 3 | cs | TRUE
89 | LV_4724-11_0_6_line_89 |  | 80 | 84 | 0.0061298 | 0.125 | 0.08 | 261 | 0 | 0.364 | 1 | 3 | cs | TRUE
90 | LV_4724-11_0_6_line_90 |  | 81 | 210 | 0.011294 | 0.125 | 0.08 | 261 | 0 | 0.364 | 1 | 3 | cs | TRUE
91 | LV_4724-11_0_6_line_91 |  | 82 | 83 | 0.0098952 | 0.125 | 0.08 | 261 | 0 | 0.364 | 1 | 1 | cs | TRUE
92 | LV_4724-11_0_6_line_92 |  | 83 | 201 | 0.019759 | 0.125 | 0.08 | 261 | 0 | 0.364 | 1 | 1 | cs | TRUE
93 | LV_4724-11_0_6_line_93 |  | 84 | 85 | 0.015644 | 0.125 | 0.08 | 261 | 0 | 0.364 | 1 | 3 | cs | TRUE
94 | LV_4724-11_0_6_line_94 |  | 86 | 87 | 0.0048875 | 0.125 | 0.08 | 261 | 0 | 0.364 | 1 | 1 | cs | TRUE
95 | LV_4724-11_0_6_line_95 |  | 87 | 88 | 0.022879 | 0.125 | 0.08 | 261 | 0 | 0.364 | 1 | 1 | cs | TRUE
96 | LV_4724-11_0_6_line_96 |  | 88 | 95 | 0.0068962 | 0.125 | 0.08 | 261 | 0 | 0.364 | 1 | 1 | cs | TRUE
97 | LV_4724-11_0_6_line_97 |  | 89 | 90 | 0.016091 | 0.125 | 0.08 | 261 | 0 | 0.364 | 1 | 1 | cs | TRUE
98 | LV_4724-11_0_6_line_98 |  | 89 | 91 | 0.010697 | 0.125 | 0.08 | 261 | 0 | 0.364 | 1 | 1 | cs | TRUE
99 | LV_4724-11_0_6_line_99 |  | 90 | 96 | 0.00023631 | 0.125 | 0.08 | 261 | 0 | 0.364 | 1 | 1 | cs | TRUE
100 | LV_4724-11_0_6_line_100 |  | 91 | 97 | 0.0085088 | 0.125 | 0.08 | 261 | 0 | 0.364 | 1 | 1 | cs | TRUE
101 | LV_4724-11_0_6_line_101 |  | 92 | 93 | 0.017214 | 0.125 | 0.08 | 261 | 0 | 0.364 | 1 | 1 | cs | TRUE
102 | LV_4724-11_0_6_line_102 |  | 92 | 94 | 0.0067472 | 0.125 | 0.08 | 261 | 0 | 0.364 | 1 | 1 | cs | TRUE
103 | LV_4724-11_0_6_line_103 |  | 93 | 119 | 0.010822 | 0.125 | 0.08 | 261 | 0 | 0.364 | 1 | 1 | cs | TRUE
104 | LV_4724-11_0_6_line_104 |  | 94 | 102 | 0.022968 | 0.125 | 0.08 | 261 | 0 | 0.364 | 1 | 1 | cs | TRUE
105 | LV_4724-11_0_6_line_105 |  | 95 | 101 | 0.017599 | 0.125 | 0.08 | 261 | 0 | 0.364 | 1 | 1 | cs | TRUE
106 | LV_4724-11_0_6_line_106 |  | 96 | 100 | 0.046784 | 0.125 | 0.08 | 261 | 0 | 0.364 | 1 | 1 | cs | TRUE
107 | LV_4724-11_0_6_line_107 |  | 97 | 104 | 0.014881 | 0.125 | 0.08 | 261 | 0 | 0.364 | 1 | 1 | cs | TRUE
108 | LV_4724-11_0_6_line_108 |  | 98 | 99 | 0.0051104 | 0.125 | 0.08 | 261 | 0 | 0.364 | 1 | 1 | cs | TRUE
109 | LV_4724-11_0_6_line_109 |  | 98 | 100 | 0.019289 | 0.125 | 0.08 | 261 | 0 | 0.364 | 1 | 1 | cs | TRUE
110 | LV_4724-11_0_6_line_110 |  | 99 | 105 | 0.02385 | 0.125 | 0.08 | 261 | 0 | 0.364 | 1 | 1 | cs | TRUE
111 | LV_4724-11_0_6_line_111 |  | 100 | 103 | 0.00073266 | 0.125 | 0.08 | 261 | 0 | 0.364 | 1 | 2 | cs | TRUE
112 | LV_4724-11_0_6_line_112 |  | 101 | 113 | 0.0074547 | 0.125 | 0.08 | 261 | 0 | 0.364 | 1 | 1 | cs | TRUE
113 | LV_4724-11_0_6_line_113 |  | 103 | 150 | 0.023566 | 0.125 | 0.08 | 261 | 0 | 0.364 | 1 | 2 | cs | TRUE
114 | LV_4724-11_0_6_line_114 |  | 104 | 126 | 0.0049102 | 0.125 | 0.08 | 261 | 0 | 0.364 | 1 | 1 | cs | TRUE
115 | LV_4724-11_0_6_line_115 |  | 105 | 117 | 0.0028119 | 0.125 | 0.08 | 261 | 0 | 0.364 | 1 | 1 | cs | TRUE
116 | LV_4724-11_0_6_line_116 |  | 106 | 107 | 0.0032716 | 0.125 | 0.08 | 261 | 0 | 0.364 | 1 | 1 | cs | TRUE
117 | LV_4724-11_0_6_line_117 |  | 106 | 108 | 0.033535 | 0.125 | 0.08 | 261 | 0 | 0.364 | 1 | 1 | cs | TRUE
118 | LV_4724-11_0_6_line_118 |  | 107 | 109 | 0.015565 | 0.125 | 0.08 | 261 | 0 | 0.364 | 1 | 1 | cs | TRUE
119 | LV_4724-11_0_6_line_119 |  | 108 | 110 | 0.027302 | 0.125 | 0.08 | 261 | 0 | 0.364 | 1 | 1 | cs | TRUE
120 | LV_4724-11_0_6_line_120 |  | 109 | 111 | 0.030322 | 0.125 | 0.08 | 261 | 0 | 0.364 | 1 | 1 | cs | TRUE
121 | LV_4724-11_0_6_line_121 |  | 109 | 112 | 0.014506 | 0.125 | 0.08 | 261 | 0 | 0.364 | 1 | 1 | cs | TRUE
122 | LV_4724-11_0_6_line_122 |  | 110 | 113 | 0.028461 | 0.125 | 0.08 | 261 | 0 | 0.364 | 1 | 1 | cs | TRUE
123 | LV_4724-11_0_6_line_123 |  | 111 | 114 | 0.019626 | 0.125 | 0.08 | 261 | 0 | 0.364 | 1 | 1 | cs | TRUE
124 | LV_4724-11_0_6_line_124 |  | 112 | 115 | 0.0096334 | 0.125 | 0.08 | 261 | 0 | 0.364 | 1 | 1 | cs | TRUE
125 | LV_4724-11_0_6_line_125 |  | 114 | 129 | 0.030003 | 0.125 | 0.08 | 261 | 0 | 0.364 | 1 | 1 | cs | TRUE
126 | LV_4724-11_0_6_line_126 |  | 114 | 127 | 0.0276 | 0.125 | 0.08 | 261 | 0 | 0.364 | 1 | 1 | cs | TRUE
127 | LV_4724-11_0_6_line_127 |  | 115 | 123 | 0.039722 | 0.125 | 0.08 | 261 | 0 | 0.364 | 1 | 1 | cs | TRUE
128 | LV_4724-11_0_6_line_128 |  | 116 | 117 | 0.0070037 | 0.125 | 0.08 | 261 | 0 | 0.364 | 1 | 1 | cs | TRUE
129 | LV_4724-11_0_6_line_129 |  | 118 | 119 | 0.034866 | 0.125 | 0.08 | 261 | 0 | 0.364 | 1 | 1 | cs | TRUE
130 | LV_4724-11_0_6_line_130 |  | 118 | 120 | 0.013939 | 0.125 | 0.08 | 261 | 0 | 0.364 | 1 | 1 | cs | TRUE
131 | LV_4724-11_0_6_line_131 |  | 120 | 121 | 0.018205 | 0.125 | 0.08 | 261 | 0 | 0.364 | 1 | 1 | cs | TRUE
132 | LV_4724-11_0_6_line_132 |  | 121 | 122 | 0.025144 | 0.125 | 0.08 | 261 | 0 | 0.364 | 1 | 1 | cs | TRUE
133 | LV_4724-11_0_6_line_133 |  | 124 | 125 | 0.019814 | 0.125 | 0.08 | 261 | 0 | 0.364 | 1 | 1 | cs | TRUE
134 | LV_4724-11_0_6_line_134 |  | 125 | 175 | 0.008282 | 0.125 | 0.08 | 261 | 0 | 0.364 | 1 | 1 | cs | TRUE
135 | LV_4724-11_0_6_line_135 |  | 126 | 127 | 0.011267 | 0.125 | 0.08 | 261 | 0 | 0.364 | 1 | 1 | cs | TRUE
136 | LV_4724-11_0_6_line_136 |  | 127 | 128 | 0.016947 | 0.125 | 0.08 | 261 | 0 | 0.364 | 1 | 1 | cs | TRUE
137 | LV_4724-11_0_6_line_137 |  | 128 | 130 | 0.0035827 | 0.125 | 0.08 | 261 | 0 | 0.364 | 1 | 1 | cs | TRUE
138 | LV_4724-11_0_6_line_138 |  | 129 | 137 | 0.014138 | 0.125 | 0.08 | 261 | 0 | 0.364 | 1 | 1 | cs | TRUE
139 | LV_4724-11_0_6_line_139 |  | 130 | 148 | 0.020968 | 0.125 | 0.08 | 261 | 0 | 0.364 | 1 | 1 | cs | TRUE
140 | LV_4724-11_0_6_line_140 |  | 131 | 132 | 0.0077913 | 0.125 | 0.08 | 261 | 0 | 0.364 | 1 | 1 | cs | TRUE
141 | LV_4724-11_0_6_line_141 |  | 131 | 133 | 0.027858 | 0.125 | 0.08 | 261 | 0 | 0.364 | 1 | 1 | cs | TRUE
142 | LV_4724-11_0_6_line_142 |  | 133 | 134 | 0.018374 | 0.125 | 0.08 | 261 | 0 | 0.364 | 1 | 1 | cs | TRUE
143 | LV_4724-11_0_6_line_143 |  | 134 | 135 | 0.025658 | 0.125 | 0.08 | 261 | 0 | 0.364 | 1 | 1 | cs | TRUE
144 | LV_4724-11_0_6_line_144 |  | 134 | 136 | 0.0085312 | 0.125 | 0.08 | 261 | 0 | 0.364 | 1 | 1 | cs | TRUE
145 | LV_4724-11_0_6_line_145 |  | 135 | 142 | 0.021941 | 0.125 | 0.08 | 261 | 0 | 0.364 | 1 | 1 | cs | TRUE
146 | LV_4724-11_0_6_line_146 |  | 136 | 141 | 0.017462 | 0.125 | 0.08 | 261 | 0 | 0.364 | 1 | 1 | cs | TRUE
147 | LV_4724-11_0_6_line_147 |  | 137 | 138 | 0.024912 | 0.125 | 0.08 | 261 | 0 | 0.364 | 1 | 1 | cs | TRUE
148 | LV_4724-11_0_6_line_148 |  | 138 | 139 | 0.00031551 | 0.125 | 0.08 | 261 | 0 | 0.364 | 1 | 1 | cs | TRUE
149 | LV_4724-11_0_6_line_149 |  | 139 | 140 | 0.024959 | 0.125 | 0.08 | 261 | 0 | 0.364 | 1 | 1 | cs | TRUE
150 | LV_4724-11_0_6_line_150 |  | 140 | 141 | 0.00685 | 0.125 | 0.08 | 261 | 0 | 0.364 | 1 | 1 | cs | TRUE
151 | LV_4724-11_0_6_line_151 |  | 142 | 143 | 0.0056863 | 0.125 | 0.08 | 261 | 0 | 0.364 | 1 | 1 | cs | TRUE
152 | LV_4724-11_0_6_line_152 |  | 142 | 144 | 0.020111 | 0.125 | 0.08 | 261 | 0 | 0.364 | 1 | 1 | cs | TRUE
153 | LV_4724-11_0_6_line_153 |  | 143 | 151 | 0.019834 | 0.125 | 0.08 | 261 | 0 | 0.364 | 1 | 1 | cs | TRUE
154 | LV_4724-11_0_6_line_154 |  | 145 | 146 | 0.010734 | 0.125 | 0.08 | 261 | 0 | 0.364 | 1 | 1 | cs | TRUE
155 | LV_4724-11_0_6_line_155 |  | 145 | 147 | 0.013262 | 0.125 | 0.08 | 261 | 0 | 0.364 | 1 | 1 | cs | TRUE
156 | LV_4724-11_0_6_line_156 |  | 146 | 152 | 0.0044361 | 0.125 | 0.08 | 261 | 0 | 0.364 | 1 | 1 | cs | TRUE
157 | LV_4724-11_0_6_line_157 |  | 147 | 178 | 0.017593 | 0.125 | 0.08 | 261 | 0 | 0.364 | 1 | 1 | cs | TRUE
158 | LV_4724-11_0_6_line_158 |  | 148 | 149 | 0.038013 | 0.125 | 0.08 | 261 | 0 | 0.364 | 1 | 1 | cs | TRUE
159 | LV_4724-11_0_6_line_159 |  | 151 | 184 | 0.005482 | 0.125 | 0.08 | 261 | 0 | 0.364 | 1 | 1 | cs | TRUE
160 | LV_4724-11_0_6_line_160 |  | 151 | 185 | 0.01743 | 0.125 | 0.08 | 261 | 0 | 0.364 | 1 | 1 | cs | TRUE
161 | LV_4724-11_0_6_line_161 |  | 153 | 154 | 0.0066086 | 0.125 | 0.08 | 261 | 0 | 0.364 | 1 | 1 | cs | TRUE
162 | LV_4724-11_0_6_line_162 |  | 153 | 155 | 0.0086714 | 0.125 | 0.08 | 261 | 0 | 0.364 | 1 | 1 | cs | TRUE
163 | LV_4724-11_0_6_line_163 |  | 154 | 156 | 0.018626 | 0.125 | 0.08 | 261 | 0 | 0.364 | 1 | 1 | cs | TRUE
164 | LV_4724-11_0_6_line_164 |  | 156 | 157 | 0.026531 | 0.125 | 0.08 | 261 | 0 | 0.364 | 1 | 1 | cs | TRUE
165 | LV_4724-11_0_6_line_165 |  | 157 | 158 | 0.017591 | 0.125 | 0.08 | 261 | 0 | 0.364 | 1 | 1 | cs | TRUE
166 | LV_4724-11_0_6_line_166 |  | 158 | 159 | 0.0064722 | 0.125 | 0.08 | 261 | 0 | 0.364 | 1 | 1 | cs | TRUE
167 | LV_4724-11_0_6_line_167 |  | 160 | 161 | 0.021997 | 0.125 | 0.08 | 261 | 0 | 0.364 | 1 | 3 | cs | TRUE
168 | LV_4724-11_0_6_line_168 |  | 161 | 171 | 0.012894 | 0.125 | 0.08 | 261 | 0 | 0.364 | 1 | 3 | cs | TRUE
169 | LV_4724-11_0_6_line_169 |  | 162 | 163 | 0.014176 | 0.125 | 0.08 | 261 | 0 | 0.364 | 1 | 3 | cs | TRUE
170 | LV_4724-11_0_6_line_170 |  | 162 | 164 | 0.0097959 | 0.125 | 0.08 | 261 | 0 | 0.364 | 1 | 3 | cs | TRUE
171 | LV_4724-11_0_6_line_171 |  | 163 | 165 | 0.022532 | 0.125 | 0.08 | 261 | 0 | 0.364 | 1 | 3 | cs | TRUE
172 | LV_4724-11_0_6_line_172 |  | 164 | 166 | 0.02359 | 0.125 | 0.08 | 261 | 0 | 0.364 | 1 | 3 | cs | TRUE
173 | LV_4724-11_0_6_line_173 |  | 165 | 167 | 0.004122 | 0.125 | 0.08 | 261 | 0 | 0.364 | 1 | 3 | cs | TRUE
174 | LV_4724-11_0_6_line_174 |  | 166 | 168 | 0.016847 | 0.125 | 0.08 | 261 | 0 | 0.364 | 1 | 3 | cs | TRUE
175 | LV_4724-11_0_6_line_175 |  | 167 | 171 | 0.016099 | 0.125 | 0.08 | 261 | 0 | 0.364 | 1 | 3 | cs | TRUE
176 | LV_4724-11_0_6_line_176 |  | 168 | 172 | 0.024261 | 0.125 | 0.08 | 261 | 0 | 0.364 | 1 | 3 | cs | TRUE
177 | LV_4724-11_0_6_line_177 |  | 169 | 170 | 0.01798 | 0.125 | 0.08 | 261 | 0 | 0.364 | 1 | 1 | cs | TRUE
178 | LV_4724-11_0_6_line_178 |  | 170 | 173 | 0.022399 | 0.125 | 0.08 | 261 | 0 | 0.364 | 1 | 1 | cs | TRUE
179 | LV_4724-11_0_6_line_179 |  | 170 | 174 | 0.014001 | 0.125 | 0.08 | 261 | 0 | 0.364 | 1 | 1 | cs | TRUE
180 | LV_4724-11_0_6_line_180 |  | 172 | 195 | 0.015262 | 0.125 | 0.08 | 261 | 0 | 0.364 | 1 | 3 | cs | TRUE
181 | LV_4724-11_0_6_line_181 |  | 173 | 177 | 0.011219 | 0.125 | 0.08 | 261 | 0 | 0.364 | 1 | 1 | cs | TRUE
182 | LV_4724-11_0_6_line_182 |  | 174 | 193 | 0.028525 | 0.125 | 0.08 | 261 | 0 | 0.364 | 1 | 1 | cs | TRUE
183 | LV_4724-11_0_6_line_183 |  | 175 | 176 | 0.011709 | 0.125 | 0.08 | 261 | 0 | 0.364 | 1 | 1 | cs | TRUE
184 | LV_4724-11_0_6_line_184 |  | 175 | 177 | 0.029549 | 0.125 | 0.08 | 261 | 0 | 0.364 | 1 | 1 | cs | TRUE
185 | LV_4724-11_0_6_line_185 |  | 176 | 178 | 0.014294 | 0.125 | 0.08 | 261 | 0 | 0.364 | 1 | 1 | cs | TRUE
186 | LV_4724-11_0_6_line_186 |  | 179 | 180 | 0.014392 | 0.125 | 0.08 | 261 | 0 | 0.364 | 1 | 1 | cs | TRUE
187 | LV_4724-11_0_6_line_187 |  | 179 | 181 | 0.015203 | 0.125 | 0.08 | 261 | 0 | 0.364 | 1 | 1 | cs | TRUE
188 | LV_4724-11_0_6_line_188 |  | 181 | 186 | 0.0064038 | 0.125 | 0.08 | 261 | 0 | 0.364 | 1 | 1 | cs | TRUE
189 | LV_4724-11_0_6_line_189 |  | 182 | 183 | 0.0041771 | 0.125 | 0.08 | 261 | 0 | 0.364 | 1 | 1 | cs | TRUE
190 | LV_4724-11_0_6_line_190 |  | 183 | 203 | 0.0084139 | 0.125 | 0.08 | 261 | 0 | 0.364 | 1 | 1 | cs | TRUE
191 | LV_4724-11_0_6_line_191 |  | 186 | 187 | 0.014507 | 0.125 | 0.08 | 261 | 0 | 0.364 | 1 | 3 | cs | TRUE
192 | LV_4724-11_0_6_line_192 |  | 186 | 188 | 0.022647 | 0.125 | 0.08 | 261 | 0 | 0.364 | 1 | 3 | cs | TRUE
193 | LV_4724-11_0_6_line_193 |  | 187 | 189 | 0.023601 | 0.125 | 0.08 | 261 | 0 | 0.364 | 1 | 1 | cs | TRUE
194 | LV_4724-11_0_6_line_194 |  | 187 | 190 | 0.015992 | 0.125 | 0.08 | 261 | 0 | 0.364 | 1 | 3 | cs | TRUE
195 | LV_4724-11_0_6_line_195 |  | 188 | 191 | 9.4795e-05 | 0.125 | 0.08 | 261 | 0 | 0.364 | 1 | 3 | cs | TRUE
196 | LV_4724-11_0_6_line_196 |  | 191 | 192 | 0.010868 | 0.125 | 0.08 | 261 | 0 | 0.364 | 1 | 3 | cs | TRUE
197 | LV_4724-11_0_6_line_197 |  | 192 | 208 | 0.0054137 | 0.125 | 0.08 | 261 | 0 | 0.364 | 1 | 1 | cs | TRUE
198 | LV_4724-11_0_6_line_198 |  | 192 | 194 | 0.017449 | 0.125 | 0.08 | 261 | 0 | 0.364 | 1 | 2 | cs | TRUE
199 | LV_4724-11_0_6_line_199 |  | 193 | 194 | 0.03258 | 0.125 | 0.08 | 261 | 0 | 0.364 | 1 | 2 | cs | TRUE
200 | LV_4724-11_0_6_line_200 |  | 195 | 196 | 0.012981 | 0.125 | 0.08 | 261 | 0 | 0.364 | 1 | 3 | cs | TRUE
201 | LV_4724-11_0_6_line_201 |  | 195 | 197 | 0.0045566 | 0.125 | 0.08 | 261 | 0 | 0.364 | 1 | 1 | cs | TRUE
202 | LV_4724-11_0_6_line_202 |  | 196 | 198 | 0.005028 | 0.125 | 0.08 | 261 | 0 | 0.364 | 1 | 3 | cs | TRUE
203 | LV_4724-11_0_6_line_203 |  | 197 | 199 | 0.025571 | 0.125 | 0.08 | 261 | 0 | 0.364 | 1 | 1 | cs | TRUE
204 | LV_4724-11_0_6_line_204 |  | 198 | 200 | 0.023141 | 0.125 | 0.08 | 261 | 0 | 0.364 | 1 | 3 | cs | TRUE
205 | LV_4724-11_0_6_line_205 |  | 199 | 201 | 0.0134 | 0.125 | 0.08 | 261 | 0 | 0.364 | 1 | 1 | cs | TRUE
206 | LV_4724-11_0_6_line_206 |  | 200 | 205 | 0.018142 | 0.125 | 0.08 | 261 | 0 | 0.364 | 1 | 3 | cs | TRUE
207 | LV_4724-11_0_6_line_207 |  | 202 | 203 | 0.017677 | 0.125 | 0.08 | 261 | 0 | 0.364 | 1 | 1 | cs | TRUE
208 | LV_4724-11_0_6_line_208 |  | 202 | 204 | 0.0037922 | 0.125 | 0.08 | 261 | 0 | 0.364 | 1 | 1 | cs | TRUE
209 | LV_4724-11_0_6_line_209 |  | 204 | 205 | 0.0085159 | 0.125 | 0.08 | 261 | 0 | 0.364 | 1 | 1 | cs | TRUE
210 | LV_4724-11_0_6_line_210 |  | 205 | 206 | 0.036306 | 0.125 | 0.08 | 261 | 0 | 0.364 | 1 | 3 | cs | TRUE
211 | LV_4724-11_0_6_line_211 |  | 206 | 207 | 0.013497 | 0.125 | 0.08 | 261 | 0 | 0.364 | 1 | 3 | cs | TRUE
212 | LV_4724-11_0_6_line_212 |  | 211 | 213 | 0.01017 | 0.125 | 0.08 | 261 | 0 | 0.364 | 1 | 1 | cs | TRUE

## trafo
| name | std_type | hv_bus | lv_bus | sn_mva | vn_hv_kv | vn_lv_kv | vk_percent | vkr_percent | pfe_kw | i0_percent | shift_degree | tap_side | tap_neutral | tap_min | tap_max | tap_step_percent | tap_step_degree | tap_pos | tap_phase_shifter | parallel | df | in_service
0 | LV_4724-11_0_6_trafo_133 | 0.63 MVA 20/0.4 kV | 214 | 166 | 0.63 | 20 | 0.4 | 6 | 1.206 | 1.65 | 0.2619 | 150 | hv | 0 | -2 | 2 | 2.5 | 0 | 0 | FALSE | 1 | 1 | TRUE

## line_geodata
| x0 | y0 | x1 | y1 | x2 | y2 | x3 | y3 | x4 | y4 | x5 | y5
0 | 2714475.876 | 1257281.59 | 2714476.6517 | 1257280.0215 | 2714476.5059 | 1257263.2215
1 | 2714475.876 | 1257281.59 | 2714468.6961 | 1257296.1088
2 | 2714476.5059 | 1257263.2215 | 2714476.244 | 1257233.0351
3 | 2714453.4407 | 1257326.9571 | 2714468.6961 | 1257296.1088
4 | 2714476.1066 | 1257217.2103 | 2714476.244 | 1257233.0351
5 | 2714453.4407 | 1257326.9571 | 2714454.6072 | 1257334.8864
6 | 2714453.4407 | 1257326.9571 | 2714451.0221 | 1257315.6871
7 | 2714476.1066 | 1257217.2103 | 2714476.0355 | 1257209.0138
8 | 2714454.6072 | 1257334.8864 | 2714441.89 | 1257337.2047
9 | 2714454.6072 | 1257334.8864 | 2714456.237 | 1257342.926
10 | 2714445.4844 | 1257289.8828 | 2714451.0221 | 1257315.6871
11 | 2714475.8211 | 1257184.3073 | 2714476.0355 | 1257209.0138
12 | 2714431.0937 | 1257339.1729 | 2714441.89 | 1257337.2047
13 | 2714464.2404 | 1257366.3662 | 2714461.032 | 1257361.4555 | 2714458.8553 | 1257355.842 | 2714456.237 | 1257342.926
14 | 2714445.4844 | 1257289.8828 | 2714442.163 | 1257273.1353
15 | 2714445.4844 | 1257289.8828 | 2714427.6408 | 1257292.7551
16 | 2714475.82 | 1257184.1782 | 2714475.8211 | 1257184.3073
17 | 2714475.82 | 1257184.1782 | 2714475.6126 | 1257160.2718
18 | 2714475.3571 | 1257130.8328 | 2714475.6126 | 1257160.2718
19 | 2714475.2344 | 1257116.6883 | 2714475.3571 | 1257130.8328
20 | 2714475.2344 | 1257116.6883 | 2714488.508 | 1257124.9409 | 2714490.4788 | 1257126.6728
21 | 2714451.414 | 1257083.9888 | 2714454.1306 | 1257086.5238
22 | 2714424.4 | 1257065.8623 | 2714451.414 | 1257083.9888
23 | 2714451.414 | 1257083.9888 | 2714455.5467 | 1257070.1526
24 | 2714424.4 | 1257065.8623 | 2714431.6837 | 1257046.4977 | 2714432.6623 | 1257040.452
25 | 2714424.4 | 1257065.8623 | 2714414.8836 | 1257070.0993
26 | 2714469.9125 | 1257042.4694 | 2714468.4818 | 1257046.6314 | 2714466.9931 | 1257048.7266 | 2714461.0226 | 1257055.1834 | 2714458.8742 | 1257059.0117 | 2714455.5467 | 1257070.1526
27 | 2714500.7359 | 1257070.5888 | 2714501.0984 | 1257069.1257 | 2714503.28 | 1257048.4542
28 | 2714504.9393 | 1257032.7321 | 2714503.28 | 1257048.4542
29 | 2714469.9125 | 1257042.4694 | 2714503.28 | 1257048.4542
30 | 2714504.9393 | 1257032.7321 | 2714505.0794 | 1257031.4039 | 2714506.1365 | 1257025.4768
31 | 2714469.9125 | 1257042.4694 | 2714470.0084 | 1257042.1905 | 2714470.4262 | 1257037.7625
32 | 2714506.1365 | 1257025.4768 | 2714506.5458 | 1257023.1817
33 | 2714511.9331 | 1256992.975 | 2714506.5458 | 1257023.1817
34 | 2714514.8689 | 1256976.5132 | 2714511.9331 | 1256992.975
35 | 2714514.8689 | 1256976.5132 | 2714532.5192 | 1256971.4548
36 | 2714514.8689 | 1256976.5132 | 2714512.5262 | 1256969.9144
37 | 2714503.6925 | 1256945.0324 | 2714512.5262 | 1256969.9144
38 | 2714503.6925 | 1256945.0324 | 2714496.4542 | 1256924.6439
39 | 2714496.4542 | 1256924.6439 | 2714494.5399 | 1256919.252
40 | 2714435.8135 | 1256970.9409 | 2714436.5037 | 1256941.588
41 | 2714435.3502 | 1256996.2577 | 2714435.3141 | 1256992.1772 | 2714435.8135 | 1256970.9409
42 | 2714436.9312 | 1256923.4055 | 2714436.5037 | 1256941.588
43 | 2714435.3502 | 1256996.2577 | 2714435.5814 | 1257022.4192 | 2714434.2874 | 1257030.4131
44 | 2714436.9312 | 1256923.4055 | 2714442.2274 | 1256893.3267
45 | 2714455.6965 | 1256854.4651 | 2714469.3367 | 1256873.3976
46 | 2714455.6965 | 1256854.4651 | 2714449.5861 | 1256872.0952
47 | 2714442.2274 | 1256893.3267 | 2714449.5861 | 1256872.0952
48 | 2714442.2274 | 1256893.3267 | 2714421.3054 | 1256893.1612
49 | 2714421.3054 | 1256893.1612 | 2714389.5816 | 1256892.9101
50 | 2714379.16 | 1256958.5701 | 2714383.7314 | 1256944.8735 | 2714387.3336 | 1256936.5108
51 | 2714379.16 | 1256958.5701 | 2714377.8361 | 1256962.5368
52 | 2714372.8365 | 1256977.5168 | 2714377.8361 | 1256962.5368
53 | 2714372.8365 | 1256977.5168 | 2714366.9404 | 1256995.1825
54 | 2714366.5932 | 1256996.2227 | 2714366.9404 | 1256995.1825
55 | 2714366.5932 | 1256996.2227 | 2714362.106 | 1257009.6673
56 | 2714362.106 | 1257009.6673 | 2714358.6565 | 1257020.0028
57 | 2714358.6565 | 1257020.0028 | 2714357.622 | 1257023.1023 | 2714357.8056 | 1257026.3837
58 | 2714358.9326 | 1257033.29 | 2714358.0536 | 1257030.8172 | 2714357.8056 | 1257026.3837
59 | 2714363.0953 | 1257045.0012 | 2714358.9326 | 1257033.29
60 | 2714380.3793 | 1257085.4617 | 2714376.0877 | 1257081.5532 | 2714363.0953 | 1257045.0012
61 | 2714380.3793 | 1257085.4617 | 2714365.5724 | 1257089.4012 | 2714359.7088 | 1257090.7817
62 | 2714380.3793 | 1257085.4617 | 2714385.5468 | 1257094.7806 | 2714388.0288 | 1257101.6549
63 | 2714380.3793 | 1257085.4617 | 2714400.0239 | 1257076.7153
64 | 2714351.9163 | 1257092.6162 | 2714359.7088 | 1257090.7817
65 | 2714393.6984 | 1257117.3584 | 2714388.0288 | 1257101.6549
66 | 2714400.0239 | 1257076.7153 | 2714414.8836 | 1257070.0993
67 | 2714262.9229 | 1257071.0023 | 2714263.776 | 1257070.6072
68 | 2714276.4274 | 1257064.7477 | 2714263.776 | 1257070.6072
69 | 2714241.4087 | 1257080.9665 | 2714262.9229 | 1257071.0023
70 | 2714276.4274 | 1257064.7477 | 2714281.44 | 1257075.3873
71 | 2714289.6378 | 1257096.0014 | 2714282.8832 | 1257078.4507 | 2714281.44 | 1257075.3873
72 | 2714294.2452 | 1257107.9729 | 2714289.6378 | 1257096.0014
73 | 2714294.2452 | 1257107.9729 | 2714303.0208 | 1257104.2725 | 2714307.9682 | 1257103.0858
74 | 2714274.3612 | 1257119.7769 | 2714284.1896 | 1257113.1165 | 2714294.2452 | 1257107.9729
75 | 2714274.3612 | 1257119.7769 | 2714271.4883 | 1257121.7117
76 | 2714274.3612 | 1257119.7769 | 2714285.5334 | 1257127.1099 | 2714292.9143 | 1257137.0386
77 | 2714292.9143 | 1257137.0386 | 2714285.758 | 1257140.8593 | 2714282.6564 | 1257143.7864
78 | 2714330.7273 | 1257097.6269 | 2714307.9682 | 1257103.0858
79 | 2714272.0855 | 1257153.7626 | 2714282.6564 | 1257143.7864
80 | 2714202.7822 | 1257175.254 | 2714214.6529 | 1257168.5731
81 | 2714247.5372 | 1257176.93 | 2714214.6529 | 1257168.5731
82 | 2714202.7822 | 1257175.254 | 2714179.4036 | 1257182.4209
83 | 2714202.7822 | 1257175.254 | 2714212.2363 | 1257196.2742
84 | 2714247.5372 | 1257176.93 | 2714249.239 | 1257175.3239
85 | 2714213.0951 | 1257198.1836 | 2714212.2363 | 1257196.2742
86 | 2714249.239 | 1257175.3239 | 2714263.8718 | 1257161.5143
87 | 2714193.3355 | 1257203.1733 | 2714195.026 | 1257204.685 | 2714202.0585 | 1257202.9747 | 2714213.0951 | 1257198.1836
88 | 2714213.0951 | 1257198.1836 | 2714216.3488 | 1257205.4175
89 | 2714330.7273 | 1257097.6269 | 2714334.5138 | 1257096.7186 | 2714336.6896 | 1257096.2035
90 | 2714272.0855 | 1257153.7626 | 2714263.8718 | 1257161.5143
91 | 2714289.9168 | 1257184.8214 | 2714293.381 | 1257175.5524
92 | 2714289.9168 | 1257184.8214 | 2714309.541 | 1257182.515
93 | 2714351.9163 | 1257092.6162 | 2714338.5525 | 1257095.7625 | 2714336.6896 | 1257096.2035
94 | 2714397.0975 | 1257433.3915 | 2714396.8561 | 1257438.273
95 | 2714396.8561 | 1257438.273 | 2714395.726 | 1257461.1239
96 | 2714395.3854 | 1257468.0117 | 2714395.726 | 1257461.1239
97 | 2714397.1228 | 1257392.4466 | 2714412.8152 | 1257388.8861
98 | 2714397.1228 | 1257392.4466 | 2714386.5271 | 1257393.9172
99 | 2714412.8152 | 1257388.8861 | 2714413.0456 | 1257388.8338
100 | 2714378.0991 | 1257395.0869 | 2714386.5271 | 1257393.9172
101 | 2714459.2943 | 1257441.8633 | 2714460.8307 | 1257424.7183
102 | 2714459.2943 | 1257441.8633 | 2714458.6921 | 1257448.5835
103 | 2714460.8307 | 1257424.7183 | 2714461.6615 | 1257415.447 | 2714461.6353 | 1257413.934
104 | 2714456.642 | 1257471.4603 | 2714458.6921 | 1257448.5835
105 | 2714395.3854 | 1257468.0117 | 2714394.5161 | 1257485.5888
106 | 2714407.0222 | 1257342.4391 | 2714413.0456 | 1257388.8338
107 | 2714378.0991 | 1257395.0869 | 2714372.9303 | 1257395.8043 | 2714363.2695 | 1257395.9959
108 | 2714382.8066 | 1257345.4292 | 2714387.8785 | 1257344.8029
109 | 2714407.0222 | 1257342.4391 | 2714387.8785 | 1257344.8029
110 | 2714382.8066 | 1257345.4292 | 2714359.1367 | 1257348.3518
111 | 2714407.7494 | 1257342.3493 | 2714407.0222 | 1257342.4391
112 | 2714394.1479 | 1257493.0345 | 2714394.5161 | 1257485.5888
113 | 2714431.0937 | 1257339.1729 | 2714426.0948 | 1257340.0841 | 2714407.7494 | 1257342.3493
114 | 2714363.2695 | 1257395.9959 | 2714358.3603 | 1257396.0933
115 | 2714356.346 | 1257348.6964 | 2714359.1367 | 1257348.3518
116 | 2714346.2426 | 1257482.2316 | 2714343.7421 | 1257480.122
117 | 2714346.2426 | 1257482.2316 | 2714371.8747 | 1257503.856
118 | 2714331.8451 | 1257470.085 | 2714343.7421 | 1257480.122
119 | 2714392.7421 | 1257521.4608 | 2714371.8747 | 1257503.856
120 | 2714331.8451 | 1257470.085 | 2714338.497 | 1257463.0742 | 2714341.5999 | 1257457.0623 | 2714343.7938 | 1257448.1304 | 2714344.1057 | 1257443.4461
121 | 2714331.8451 | 1257470.085 | 2714317.9897 | 1257465.7896
122 | 2714392.7421 | 1257521.4608 | 2714394.1479 | 1257493.0345
123 | 2714345.4094 | 1257423.8632 | 2714344.1057 | 1257443.4461
124 | 2714308.7884 | 1257462.9369 | 2714317.9897 | 1257465.7896
125 | 2714345.4094 | 1257423.8632 | 2714315.415 | 1257423.1224
126 | 2714347.0958 | 1257396.3167 | 2714345.4094 | 1257423.8632
127 | 2714308.7884 | 1257462.9369 | 2714306.482 | 1257462.2219 | 2714276.4024 | 1257455.2797 | 2714269.9769 | 1257455.6559
128 | 2714349.3952 | 1257349.5547 | 2714356.346 | 1257348.6964
129 | 2714458.9826 | 1257379.2755 | 2714461.2518 | 1257391.7967 | 2714461.6353 | 1257413.934
130 | 2714464.2404 | 1257366.3662 | 2714461.8237 | 1257372.7693 | 2714458.9826 | 1257379.2755
131 | 2714464.2404 | 1257366.3662 | 2714469.2136 | 1257370.8995 | 2714476.9037 | 1257376.1193 | 2714478.2461 | 1257377.8388
132 | 2714478.2461 | 1257377.8388 | 2714486.177 | 1257387.9977 | 2714494.0651 | 1257397.3774
133 | 2714285.6069 | 1257339.5699 | 2714284.2336 | 1257319.8039
134 | 2714283.6595 | 1257311.5418 | 2714284.2336 | 1257319.8039
135 | 2714347.0958 | 1257396.3167 | 2714358.3603 | 1257396.0933
136 | 2714347.0958 | 1257396.3167 | 2714330.1529 | 1257395.9436
137 | 2714326.5711 | 1257395.8647 | 2714330.1529 | 1257395.9436
138 | 2714315.415 | 1257423.1224 | 2714301.2809 | 1257422.7733
139 | 2714326.5711 | 1257395.8647 | 2714305.6086 | 1257395.4031
140 | 2714225.1181 | 1257466.8776 | 2714219.567 | 1257472.3446
141 | 2714225.1181 | 1257466.8776 | 2714221.0101 | 1257439.3246
142 | 2714218.3006 | 1257421.1516 | 2714221.0101 | 1257439.3246
143 | 2714211.3775 | 1257398.8546 | 2714209.4744 | 1257403.6664 | 2714210.9913 | 1257412.214 | 2714214.6992 | 1257418.6133 | 2714218.3006 | 1257421.1516
144 | 2714218.3006 | 1257421.1516 | 2714224.7802 | 1257421.8883 | 2714226.79 | 1257421.9008
145 | 2714208.3579 | 1257377.1222 | 2714211.3775 | 1257398.8546
146 | 2714226.79 | 1257421.9008 | 2714244.2515 | 1257422.0096
147 | 2714276.3753 | 1257422.2097 | 2714279.1603 | 1257422.227 | 2714301.2809 | 1257422.7733
148 | 2714276.3753 | 1257422.2097 | 2714276.0598 | 1257422.2077
149 | 2714276.0598 | 1257422.2077 | 2714251.1013 | 1257422.0522
150 | 2714251.1013 | 1257422.0522 | 2714244.2515 | 1257422.0096
151 | 2714208.3579 | 1257377.1222 | 2714203.8755 | 1257380.6212
152 | 2714208.3579 | 1257377.1222 | 2714220.4674 | 1257361.0658
153 | 2714188.2413 | 1257392.8253 | 2714203.8755 | 1257380.6212
154 | 2714216.4222 | 1257310.1527 | 2714226.9898 | 1257312.0353
155 | 2714240.126 | 1257313.848 | 2714228.6833 | 1257312.337 | 2714226.9898 | 1257312.0353
156 | 2714212.0549 | 1257309.3747 | 2714216.4222 | 1257310.1527
157 | 2714257.6852 | 1257312.7651 | 2714240.126 | 1257313.848
158 | 2714267.605 | 1257394.5662 | 2714305.6086 | 1257395.4031
159 | 2714188.2413 | 1257392.8253 | 2714183.9199 | 1257396.1985
160 | 2714191.8446 | 1257407.3739 | 2714194.7262 | 1257404.616 | 2714188.2413 | 1257392.8253
161 | 2714352.776 | 1257304.8062 | 2714359.3007 | 1257303.7559
162 | 2714344.2148 | 1257306.1843 | 2714352.776 | 1257304.8062
163 | 2714377.6899 | 1257300.7958 | 2714359.3007 | 1257303.7559
164 | 2714377.6899 | 1257300.7958 | 2714403.8837 | 1257296.5793
165 | 2714421.2508 | 1257293.7837 | 2714403.8837 | 1257296.5793
166 | 2714421.2508 | 1257293.7837 | 2714427.6408 | 1257292.7551
167 | 2714437.884 | 1257251.5585 | 2714442.163 | 1257273.1353
168 | 2714435.3757 | 1257238.9107 | 2714437.884 | 1257251.5585
169 | 2714393.8721 | 1257249.1737 | 2714380.1104 | 1257252.5766
170 | 2714370.6009 | 1257254.9281 | 2714380.1104 | 1257252.5766
171 | 2714393.8721 | 1257249.1737 | 2714415.7456 | 1257243.7648
172 | 2714370.6009 | 1257254.9281 | 2714365.3245 | 1257231.9359
173 | 2714419.7472 | 1257242.7753 | 2714415.7456 | 1257243.7648
174 | 2714361.5563 | 1257215.5158 | 2714365.3245 | 1257231.9359
175 | 2714435.3757 | 1257238.9107 | 2714419.7472 | 1257242.7753
176 | 2714356.1298 | 1257191.8697 | 2714361.5563 | 1257215.5158
177 | 2714312.5051 | 1257268.8068 | 2714329.5296 | 1257263.0226
178 | 2714312.5051 | 1257268.8068 | 2714291.9216 | 1257277.6412
179 | 2714312.5051 | 1257268.8068 | 2714307.4481 | 1257255.7508
180 | 2714352.716 | 1257176.9941 | 2714356.1298 | 1257191.8697
181 | 2714281.6118 | 1257282.0661 | 2714291.9216 | 1257277.6412
182 | 2714297.1452 | 1257229.151 | 2714307.4481 | 1257255.7508
183 | 2714283.6595 | 1257311.5418 | 2714271.9637 | 1257312.0927
184 | 2714281.6118 | 1257282.0661 | 2714283.6595 | 1257311.5418
185 | 2714271.9637 | 1257312.0927 | 2714257.6852 | 1257312.7651
186 | 2714250.6778 | 1257248.2402 | 2714245.8476 | 1257250.3488 | 2714237.1415 | 1257253.1943
187 | 2714237.1415 | 1257253.1943 | 2714231.4088 | 1257239.1137
188 | 2714228.8607 | 1257233.2398 | 2714230.488 | 1257236.852 | 2714231.4088 | 1257239.1137
189 | 2714423.5675 | 1257200.3487 | 2714424.9735 | 1257204.2821
190 | 2714423.5675 | 1257200.3487 | 2714420.7353 | 1257192.4258
191 | 2714228.8607 | 1257233.2398 | 2714222.9089 | 1257220.0026
192 | 2714228.8607 | 1257233.2398 | 2714250.2548 | 1257225.8104
193 | 2714202.9968 | 1257224.2999 | 2714204.2874 | 1257227.3829 | 2714207.8485 | 1257227.3294 | 2714222.9089 | 1257220.0026
194 | 2714222.9089 | 1257220.0026 | 2714216.3488 | 1257205.4175
195 | 2714250.3443 | 1257225.7793 | 2714250.2548 | 1257225.8104
196 | 2714260.6502 | 1257222.3996 | 2714259.8947 | 1257222.4628 | 2714250.3443 | 1257225.7793
197 | 2714260.6502 | 1257222.3996 | 2714258.9641 | 1257217.2551
198 | 2714266.0847 | 1257238.9852 | 2714260.6502 | 1257222.3996
199 | 2714297.1452 | 1257229.151 | 2714266.0847 | 1257238.9852
200 | 2714352.716 | 1257176.9941 | 2714365.3909 | 1257174.1935
201 | 2714352.716 | 1257176.9941 | 2714348.1976 | 1257177.5824
202 | 2714370.3004 | 1257173.1087 | 2714365.3909 | 1257174.1935
203 | 2714348.1976 | 1257177.5824 | 2714322.8411 | 1257180.8838
204 | 2714370.3004 | 1257173.1087 | 2714392.8963 | 1257168.1159
205 | 2714309.541 | 1257182.515 | 2714317.4642 | 1257181.5838 | 2714322.8411 | 1257180.8838
206 | 2714410.6108 | 1257164.2017 | 2714392.8963 | 1257168.1159
207 | 2714414.7829 | 1257175.781 | 2714415.0775 | 1257176.5986 | 2714420.7353 | 1257192.4258
208 | 2714414.7829 | 1257175.781 | 2714413.4975 | 1257172.2134
209 | 2714410.6108 | 1257164.2017 | 2714413.4975 | 1257172.2134
210 | 2714410.6108 | 1257164.2017 | 2714398.2817 | 1257130.0531
211 | 2714398.2817 | 1257130.0531 | 2714393.6984 | 1257117.3584
212 | 2714434.2874 | 1257030.4131 | 2714432.6623 | 1257040.452

## bus_geodata
| x | y | coords
0 | 2714475.876 | 1257281.59
1 | 2714476.5059 | 1257263.2215
2 | 2714468.6961 | 1257296.1088
3 | 2714476.244 | 1257233.0351
4 | 2714453.4407 | 1257326.9571
5 | 2714476.1067 | 1257217.2103
6 | 2714454.6072 | 1257334.8864
7 | 2714451.0221 | 1257315.6871
8 | 2714476.0355 | 1257209.0138
9 | 2714441.89 | 1257337.2047
10 | 2714456.237 | 1257342.926
11 | 2714445.4844 | 1257289.8828
12 | 2714475.8211 | 1257184.3073
13 | 2714475.82 | 1257184.1782
14 | 2714475.6126 | 1257160.2718
15 | 2714475.3571 | 1257130.8328
16 | 2714475.2344 | 1257116.6883
17 | 2714490.4788 | 1257126.6728
18 | 2714454.1306 | 1257086.5238
19 | 2714451.414 | 1257083.9888
20 | 2714424.4 | 1257065.8623
21 | 2714455.5467 | 1257070.1526
22 | 2714500.7359 | 1257070.5888
23 | 2714503.28 | 1257048.4542
24 | 2714504.9393 | 1257032.7321
25 | 2714469.9125 | 1257042.4694
26 | 2714470.4262 | 1257037.7625
27 | 2714506.1365 | 1257025.4769
28 | 2714506.5458 | 1257023.1817
29 | 2714511.9331 | 1256992.975
30 | 2714514.8689 | 1256976.5132
31 | 2714532.5192 | 1256971.4548
32 | 2714512.5262 | 1256969.9144
33 | 2714503.6925 | 1256945.0324
34 | 2714496.4542 | 1256924.6439
35 | 2714435.8135 | 1256970.9409
36 | 2714436.5037 | 1256941.588
37 | 2714435.3502 | 1256996.2577
38 | 2714494.5399 | 1256919.252
39 | 2714436.9312 | 1256923.4055
40 | 2714469.3367 | 1256873.3976
41 | 2714455.6965 | 1256854.4651
42 | 2714449.5861 | 1256872.0952
43 | 2714442.2274 | 1256893.3267
44 | 2714421.3054 | 1256893.1612
45 | 2714389.5816 | 1256892.9101
46 | 2714387.3336 | 1256936.5108
47 | 2714379.16 | 1256958.5701
48 | 2714377.8361 | 1256962.5368
49 | 2714372.8365 | 1256977.5168
50 | 2714366.9404 | 1256995.1825
51 | 2714366.5932 | 1256996.2227
52 | 2714362.106 | 1257009.6673
53 | 2714358.6565 | 1257020.0028
54 | 2714357.8056 | 1257026.3837
55 | 2714358.9326 | 1257033.29
56 | 2714363.0953 | 1257045.0012
57 | 2714380.3793 | 1257085.4617
58 | 2714359.7088 | 1257090.7817
59 | 2714388.0288 | 1257101.6549
60 | 2714400.0239 | 1257076.7153
61 | 2714263.776 | 1257070.6072
62 | 2714262.9229 | 1257071.0023
63 | 2714276.4274 | 1257064.7477
64 | 2714241.4087 | 1257080.9665
65 | 2714281.44 | 1257075.3873
66 | 2714289.6378 | 1257096.0014
67 | 2714294.2452 | 1257107.9729
68 | 2714271.4883 | 1257121.7117
69 | 2714274.3612 | 1257119.7769
70 | 2714292.9143 | 1257137.0386
71 | 2714307.9682 | 1257103.0858
72 | 2714282.6564 | 1257143.7864
73 | 2714214.6529 | 1257168.5731
74 | 2714202.7822 | 1257175.254
75 | 2714247.5372 | 1257176.93
76 | 2714179.4036 | 1257182.4209
77 | 2714212.2363 | 1257196.2742
78 | 2714249.239 | 1257175.3239
79 | 2714213.0951 | 1257198.1836
80 | 2714330.7273 | 1257097.6269
81 | 2714272.0855 | 1257153.7626
82 | 2714293.381 | 1257175.5524
83 | 2714289.9168 | 1257184.8214
84 | 2714336.6896 | 1257096.2035
85 | 2714351.9163 | 1257092.6162
86 | 2714397.0975 | 1257433.3915
87 | 2714396.8561 | 1257438.273
88 | 2714395.726 | 1257461.1239
89 | 2714397.1228 | 1257392.4466
90 | 2714412.8152 | 1257388.8861
91 | 2714386.5271 | 1257393.9172
92 | 2714459.2943 | 1257441.8633
93 | 2714460.8307 | 1257424.7183
94 | 2714458.6921 | 1257448.5835
95 | 2714395.3854 | 1257468.0117
96 | 2714413.0456 | 1257388.8338
97 | 2714378.0991 | 1257395.0869
98 | 2714387.8785 | 1257344.8029
99 | 2714382.8066 | 1257345.4292
100 | 2714407.0222 | 1257342.4391
101 | 2714394.5161 | 1257485.5888
102 | 2714456.642 | 1257471.4603
103 | 2714407.7494 | 1257342.3493
104 | 2714363.2695 | 1257395.9959
105 | 2714359.1367 | 1257348.3518
106 | 2714346.2426 | 1257482.2316
107 | 2714343.7421 | 1257480.122
108 | 2714371.8747 | 1257503.856
109 | 2714331.8451 | 1257470.085
110 | 2714392.7421 | 1257521.4608
111 | 2714344.1057 | 1257443.4461
112 | 2714317.9897 | 1257465.7896
113 | 2714394.1479 | 1257493.0345
114 | 2714345.4094 | 1257423.8632
115 | 2714308.7884 | 1257462.9369
116 | 2714349.3952 | 1257349.5547
117 | 2714356.346 | 1257348.6964
118 | 2714458.9826 | 1257379.2755
119 | 2714461.6353 | 1257413.934
120 | 2714464.2404 | 1257366.3662
121 | 2714478.2461 | 1257377.8388
122 | 2714494.0651 | 1257397.3774
123 | 2714269.9769 | 1257455.6559
124 | 2714285.6069 | 1257339.5699
125 | 2714284.2336 | 1257319.8039
126 | 2714358.3603 | 1257396.0933
127 | 2714347.0958 | 1257396.3167
128 | 2714330.1529 | 1257395.9436
129 | 2714315.415 | 1257423.1224
130 | 2714326.5711 | 1257395.8647
131 | 2714225.1181 | 1257466.8776
132 | 2714219.567 | 1257472.3446
133 | 2714221.0101 | 1257439.3246
134 | 2714218.3006 | 1257421.1516
135 | 2714211.3775 | 1257398.8546
136 | 2714226.79 | 1257421.9008
137 | 2714301.2809 | 1257422.7733
138 | 2714276.3753 | 1257422.2097
139 | 2714276.0598 | 1257422.2077
140 | 2714251.1013 | 1257422.0522
141 | 2714244.2515 | 1257422.0096
142 | 2714208.3579 | 1257377.1222
143 | 2714203.8755 | 1257380.6212
144 | 2714220.4674 | 1257361.0658
145 | 2714226.9898 | 1257312.0353
146 | 2714216.4222 | 1257310.1527
147 | 2714240.126 | 1257313.848
148 | 2714305.6086 | 1257395.4031
149 | 2714267.605 | 1257394.5662
150 | 2714431.0937 | 1257339.1729
151 | 2714188.2413 | 1257392.8253
152 | 2714212.0549 | 1257309.3747
153 | 2714352.776 | 1257304.8062
154 | 2714359.3007 | 1257303.7559
155 | 2714344.2148 | 1257306.1843
156 | 2714377.6899 | 1257300.7958
157 | 2714403.8837 | 1257296.5793
158 | 2714421.2508 | 1257293.7837
159 | 2714427.6408 | 1257292.7551
160 | 2714442.163 | 1257273.1353
161 | 2714437.884 | 1257251.5585
162 | 2714380.1104 | 1257252.5766
163 | 2714393.8721 | 1257249.1737
164 | 2714370.6009 | 1257254.9281
165 | 2714415.7456 | 1257243.7648
166 | 2714365.3245 | 1257231.9359
167 | 2714419.7471 | 1257242.7753
168 | 2714361.5563 | 1257215.5158
169 | 2714329.5296 | 1257263.0226
170 | 2714312.5051 | 1257268.8068
171 | 2714435.3757 | 1257238.9107
172 | 2714356.1298 | 1257191.8697
173 | 2714291.9216 | 1257277.6412
174 | 2714307.4481 | 1257255.7508
175 | 2714283.6595 | 1257311.5418
176 | 2714271.9637 | 1257312.0927
177 | 2714281.6118 | 1257282.0661
178 | 2714257.6852 | 1257312.7651
179 | 2714237.1415 | 1257253.1943
180 | 2714250.6778 | 1257248.2402
181 | 2714231.4088 | 1257239.1137
182 | 2714424.9735 | 1257204.2821
183 | 2714423.5675 | 1257200.3487
184 | 2714183.9199 | 1257396.1985
185 | 2714191.8446 | 1257407.3739
186 | 2714228.8607 | 1257233.2398
187 | 2714222.9089 | 1257220.0026
188 | 2714250.2548 | 1257225.8104
189 | 2714202.9968 | 1257224.2999
190 | 2714216.3488 | 1257205.4176
191 | 2714250.3443 | 1257225.7793
192 | 2714260.6502 | 1257222.3996
193 | 2714297.1452 | 1257229.151
194 | 2714266.0847 | 1257238.9852
195 | 2714352.716 | 1257176.9941
196 | 2714365.3909 | 1257174.1935
197 | 2714348.1976 | 1257177.5824
198 | 2714370.3004 | 1257173.1087
199 | 2714322.8411 | 1257180.8838
200 | 2714392.8963 | 1257168.1159
201 | 2714309.541 | 1257182.515
202 | 2714414.7829 | 1257175.781
203 | 2714420.7353 | 1257192.4258
204 | 2714413.4975 | 1257172.2134
205 | 2714410.6108 | 1257164.2017
206 | 2714398.2817 | 1257130.0531
207 | 2714393.6984 | 1257117.3584
208 | 2714258.9641 | 1257217.2551
209 | 2714193.3355 | 1257203.1733
210 | 2714263.8718 | 1257161.5143
211 | 2714432.6623 | 1257040.452
212 | 2714414.8836 | 1257070.0993
213 | 2714434.2874 | 1257030.4131
214 | 2714370.6009 | 1257254.9281

## line_std_types
| c_nf_per_km | r_ohm_per_km | x_ohm_per_km | max_i_ka | type | q_mm2 | alpha | voltage_rating
NAYY 4x50 SE | 210 | 0.642 | 0.083 | 0.142 | cs | 50 | 0.00403 | LV
NAYY 4x120 SE | 264 | 0.225 | 0.08 | 0.242 | cs | 120 | 0.00403 | LV
NAYY 4x150 SE | 261 | 0.208 | 0.08 | 0.27 | cs | 150 | 0.00403 | LV
NA2XS2Y 1x95 RM/25 12/20 kV | 216 | 0.313 | 0.132 | 0.252 | cs | 95 | 0.00403 | MV
NA2XS2Y 1x185 RM/25 12/20 kV | 273 | 0.161 | 0.117 | 0.362 | cs | 185 | 0.00403 | MV
NA2XS2Y 1x240 RM/25 12/20 kV | 304 | 0.122 | 0.112 | 0.421 | cs | 240 | 0.00403 | MV
NA2XS2Y 1x95 RM/25 6/10 kV | 315 | 0.313 | 0.123 | 0.249 | cs | 95 | 0.00403 | MV
NA2XS2Y 1x185 RM/25 6/10 kV | 406 | 0.161 | 0.11 | 0.358 | cs | 185 | 0.00403 | MV
NA2XS2Y 1x240 RM/25 6/10 kV | 456 | 0.122 | 0.105 | 0.416 | cs | 240 | 0.00403 | MV
NA2XS2Y 1x150 RM/25 12/20 kV | 250 | 0.206 | 0.116 | 0.319 | cs | 150 | 0.00403 | MV
NA2XS2Y 1x120 RM/25 12/20 kV | 230 | 0.253 | 0.119 | 0.283 | cs | 120 | 0.00403 | MV
NA2XS2Y 1x70 RM/25 12/20 kV | 190 | 0.443 | 0.132 | 0.22 | cs | 70 | 0.00403 | MV
NA2XS2Y 1x150 RM/25 6/10 kV | 360 | 0.206 | 0.11 | 0.315 | cs | 150 | 0.00403 | MV
NA2XS2Y 1x120 RM/25 6/10 kV | 340 | 0.253 | 0.113 | 0.28 | cs | 120 | 0.00403 | MV
NA2XS2Y 1x70 RM/25 6/10 kV | 280 | 0.443 | 0.123 | 0.217 | cs | 70 | 0.00403 | MV
N2XS(FL)2Y 1x120 RM/35 64/110 kV | 112 | 0.153 | 0.166 | 0.366 | cs | 120 | 0.00393 | HV
N2XS(FL)2Y 1x185 RM/35 64/110 kV | 125 | 0.099 | 0.156 | 0.457 | cs | 185 | 0.00393 | HV
N2XS(FL)2Y 1x240 RM/35 64/110 kV | 135 | 0.075 | 0.149 | 0.526 | cs | 240 | 0.00393 | HV
N2XS(FL)2Y 1x300 RM/35 64/110 kV | 144 | 0.06 | 0.144 | 0.588 | cs | 300 | 0.00393 | HV
15-AL1/3-ST1A 0.4 | 11 | 1.8769 | 0.35 | 0.105 | ol | 16 | 0.00403 | LV
24-AL1/4-ST1A 0.4 | 11.25 | 1.2012 | 0.335 | 0.14 | ol | 24 | 0.00403 | LV
48-AL1/8-ST1A 0.4 | 12.2 | 0.5939 | 0.3 | 0.21 | ol | 48 | 0.00403 | LV
94-AL1/15-ST1A 0.4 | 13.2 | 0.306 | 0.29 | 0.35 | ol | 94 | 0.00403 | LV
34-AL1/6-ST1A 10.0 | 9.7 | 0.8342 | 0.36 | 0.17 | ol | 34 | 0.00403 | MV
48-AL1/8-ST1A 10.0 | 10.1 | 0.5939 | 0.35 | 0.21 | ol | 48 | 0.00403 | MV
70-AL1/11-ST1A 10.0 | 10.4 | 0.4132 | 0.339 | 0.29 | ol | 70 | 0.00403 | MV
94-AL1/15-ST1A 10.0 | 10.75 | 0.306 | 0.33 | 0.35 | ol | 94 | 0.00403 | MV
122-AL1/20-ST1A 10.0 | 11.1 | 0.2376 | 0.323 | 0.41 | ol | 122 | 0.00403 | MV
149-AL1/24-ST1A 10.0 | 11.25 | 0.194 | 0.315 | 0.47 | ol | 149 | 0.00403 | MV
34-AL1/6-ST1A 20.0 | 9.15 | 0.8342 | 0.382 | 0.17 | ol | 34 | 0.00403 | MV
48-AL1/8-ST1A 20.0 | 9.5 | 0.5939 | 0.372 | 0.21 | ol | 48 | 0.00403 | MV
70-AL1/11-ST1A 20.0 | 9.7 | 0.4132 | 0.36 | 0.29 | ol | 70 | 0.00403 | MV
94-AL1/15-ST1A 20.0 | 10 | 0.306 | 0.35 | 0.35 | ol | 94 | 0.00403 | MV
122-AL1/20-ST1A 20.0 | 10.3 | 0.2376 | 0.344 | 0.41 | ol | 122 | 0.00403 | MV
149-AL1/24-ST1A 20.0 | 10.5 | 0.194 | 0.337 | 0.47 | ol | 149 | 0.00403 | MV
184-AL1/30-ST1A 20.0 | 10.75 | 0.1571 | 0.33 | 0.535 | ol | 184 | 0.00403 | MV
243-AL1/39-ST1A 20.0 | 11 | 0.1188 | 0.32 | 0.645 | ol | 243 | 0.00403 | MV
48-AL1/8-ST1A 110.0 | 8 | 0.5939 | 0.46 | 0.21 | ol | 48 | 0.00403 | HV
70-AL1/11-ST1A 110.0 | 8.4 | 0.4132 | 0.45 | 0.29 | ol | 70 | 0.00403 | HV
94-AL1/15-ST1A 110.0 | 8.65 | 0.306 | 0.44 | 0.35 | ol | 94 | 0.00403 | HV
122-AL1/20-ST1A 110.0 | 8.5 | 0.2376 | 0.43 | 0.41 | ol | 122 | 0.00403 | HV
149-AL1/24-ST1A 110.0 | 8.75 | 0.194 | 0.41 | 0.47 | ol | 149 | 0.00403 | HV
184-AL1/30-ST1A 110.0 | 8.8 | 0.1571 | 0.4 | 0.535 | ol | 184 | 0.00403 | HV
243-AL1/39-ST1A 110.0 | 9 | 0.1188 | 0.39 | 0.645 | ol | 243 | 0.00403 | HV
305-AL1/39-ST1A 110.0 | 9.2 | 0.0949 | 0.38 | 0.74 | ol | 305 | 0.00403 | HV
490-AL1/64-ST1A 110.0 | 9.75 | 0.059 | 0.37 | 0.96 | ol | 490 | 0.00403 | HV
679-AL1/86-ST1A 110.0 | 9.95 | 0.042 | 0.36 | 1.15 | ol | 679 | 0.00403 | HV
490-AL1/64-ST1A 220.0 | 10 | 0.059 | 0.285 | 0.96 | ol | 490 | 0.00403 | HV
679-AL1/86-ST1A 220.0 | 11.7 | 0.042 | 0.275 | 1.15 | ol | 679 | 0.00403 | HV
490-AL1/64-ST1A 380.0 | 11 | 0.059 | 0.253 | 0.96 | ol | 490 | 0.00403 | HV
679-AL1/86-ST1A 380.0 | 14.6 | 0.042 | 0.25 | 1.15 | ol | 679 | 0.00403 | HV

## trafo_std_types
| i0_percent | pfe_kw | vkr_percent | sn_mva | vn_lv_kv | vn_hv_kv | vk_percent | shift_degree | vector_group | tap_side | tap_neutral | tap_min | tap_max | tap_step_degree | tap_step_percent | tap_phase_shifter
160 MVA 380/110 kV | 0.06 | 60 | 0.25 | 160 | 110 | 380 | 12.2 | 0 | Yy0 | hv | 0 | -9 | 9 | 0 | 1.5 | FALSE
100 MVA 220/110 kV | 0.06 | 55 | 0.26 | 100 | 110 | 220 | 12 | 0 | Yy0 | hv | 0 | -9 | 9 | 0 | 1.5 | FALSE
63 MVA 110/20 kV | 0.04 | 22 | 0.32 | 63 | 20 | 110 | 18 | 150 | YNd5 | hv | 0 | -9 | 9 | 0 | 1.5 | FALSE
40 MVA 110/20 kV | 0.05 | 18 | 0.34 | 40 | 20 | 110 | 16.2 | 150 | YNd5 | hv | 0 | -9 | 9 | 0 | 1.5 | FALSE
25 MVA 110/20 kV | 0.07 | 14 | 0.41 | 25 | 20 | 110 | 12 | 150 | YNd5 | hv | 0 | -9 | 9 | 0 | 1.5 | FALSE
63 MVA 110/10 kV | 0.04 | 22 | 0.32 | 63 | 10 | 110 | 18 | 150 | YNd5 | hv | 0 | -9 | 9 | 0 | 1.5 | FALSE
40 MVA 110/10 kV | 0.05 | 18 | 0.34 | 40 | 10 | 110 | 16.2 | 150 | YNd5 | hv | 0 | -9 | 9 | 0 | 1.5 | FALSE
25 MVA 110/10 kV | 0.07 | 14 | 0.41 | 25 | 10 | 110 | 12 | 150 | YNd5 | hv | 0 | -9 | 9 | 0 | 1.5 | FALSE
0.25 MVA 20/0.4 kV | 0.32 | 0.8 | 1.44 | 0.25 | 0.4 | 20 | 6 | 150 | Yzn5 | hv | 0 | -2 | 2 | 0 | 2.5 | FALSE
0.4 MVA 20/0.4 kV | 0.3375 | 1.35 | 1.425 | 0.4 | 0.4 | 20 | 6 | 150 | Dyn5 | hv | 0 | -2 | 2 | 0 | 2.5 | FALSE
0.63 MVA 20/0.4 kV | 0.2619 | 1.65 | 1.206 | 0.63 | 0.4 | 20 | 6 | 150 | Dyn5 | hv | 0 | -2 | 2 | 0 | 2.5 | FALSE
0.25 MVA 10/0.4 kV | 0.24 | 0.6 | 1.2 | 0.25 | 0.4 | 10 | 4 | 150 | Dyn5 | hv | 0 | -2 | 2 | 0 | 2.5 | FALSE
0.4 MVA 10/0.4 kV | 0.2375 | 0.95 | 1.325 | 0.4 | 0.4 | 10 | 4 | 150 | Dyn5 | hv | 0 | -2 | 2 | 0 | 2.5 | FALSE
0.63 MVA 10/0.4 kV | 0.1873 | 1.18 | 1.0794 | 0.63 | 0.4 | 10 | 4 | 150 | Dyn5 | hv | 0 | -2 | 2 | 0 | 2.5 | FALSE

## trafo3w_std_types
| sn_hv_mva | sn_mv_mva | sn_lv_mva | vn_hv_kv | vn_mv_kv | vn_lv_kv | vk_hv_percent | vk_mv_percent | vk_lv_percent | vkr_hv_percent | vkr_mv_percent | vkr_lv_percent | pfe_kw | i0_percent | shift_mv_degree | shift_lv_degree | vector_group | tap_side | tap_neutral | tap_min | tap_max | tap_step_percent
63/25/38 MVA 110/20/10 kV | 63 | 25 | 38 | 110 | 20 | 10 | 10.4 | 10.4 | 10.4 | 0.28 | 0.32 | 0.35 | 35 | 0.89 | 0 | 0 | YN0yn0yn0 | hv | 0 | -10 | 10 | 1.2
63/25/38 MVA 110/10/10 kV | 63 | 25 | 38 | 110 | 10 | 10 | 10.4 | 10.4 | 10.4 | 0.28 | 0.32 | 0.35 | 35 | 0.89 | 0 | 0 | YN0yn0yn0 | hv | 0 | -10 | 10 | 1.2

## fuse_std_types
| fuse_type | i_rated_a | t_avg | t_min | t_total | x_avg | x_min | x_total
HV 100A | HV 100A | 100 | 0 | [10.0, 3.64, 0.854, 0.281, 0.1, 0.0531, 0.022, 0.01] | [10.0, 4.267, 1.21, 0.403, 0.1, 0.058, 0.022, 0.01] | 0 | [300.0, 350.0, 450.0, 550.0, 700.0, 850.0, 1200.0, 1752.0] | [600.0, 700.0, 900.0, 1150.0, 1665.0, 2000.0, 3000.0, 4313.0]
HV 10A | HV 10A | 10 | 0 | [10.0, 1675.0, 0.344, 0.156, 0.1, 0.0417, 0.0171, 0.01] | [10.0, 1.3, 0.3, 0.155, 0.1, 0.0555, 0.023, 0.01] | 0 | [30.0, 32.0, 35.0, 37.0, 39.0, 50.0, 70.0, 88.0] | [60.0, 70.0, 80.0, 87.0, 94.0, 110.0, 150.0, 216.0]
HV 125A | HV 125A | 125 | 0 | [10.0, 1.82, 0.344, 0.1, 0.0467, 0.0269, 0.01] | [10.0, 2.478, 0.426, 0.1, 0.0427, 0.0211, 0.01] | 0 | [375.0, 500.0, 700.0, 925.0, 1200.0, 1500.0, 2341.0] | [750.0, 1000.0, 1500.0, 2200.0, 3000.0, 4000.0, 5765.0]
HV 160A | HV 160A | 160 | 0 | [10.0, 4.15, 1.03, 0.198, 0.1, 0.051, 0.0172, 0.01] | [10.0, 2.3, 0.734, 0.274, 0.1, 0.046, 0.0177, 0.01] | 0 | [480.0, 550.0, 700.0, 1000.0, 1260.0, 1600.0, 2500.0, 3227.0] | [960.0, 1300.0, 1700.0, 2200.0, 2996.0, 4000.0, 6000.0, 7946.0]
HV 16A | HV 16A | 16 | 0 | [10.0, 0.352, 0.164, 0.1, 0.0649, 0.0342, 0.01] | [10.0, 2.34, 0.722, 0.181, 0.1, 0.055, 0.0296, 0.01] | 0 | [48.0, 60.0, 65.0, 71.0, 80.0, 100.0, 162.0] | [96.0, 110.0, 125.0, 150.0, 168.0, 200.0, 250.0, 398.0]
HV 200A | HV 200A | 200 | 0 | [10.0, 4.267, 1.21, 0.403, 0.1, 0.058, 0.022, 0.01] | [10.0, 3.73, 1.654, 0.328, 0.1, 0.0531, 0.019, 0.01] | 0 | [600.0, 700.0, 900.0, 1150.0, 1665.0, 2000.0, 3000.0, 4313.0] | [1200.0, 1500.0, 1800.0, 2700.0, 3960.0, 5000.0, 7500.0, 10620.0]
HV 20A | HV 20A | 20 | 0 | [10.0, 1.3, 0.3, 0.155, 0.1, 0.0555, 0.023, 0.01] | [10.0, 1.3, 0.161, 0.1, 0.0611, 0.0399, 0.0141, 0.01] | 0 | [60.0, 70.0, 80.0, 87.0, 94.0, 110.0, 150.0, 216.0] | [120.0, 150.0, 200.0, 223.0, 260.0, 300.0, 450.0, 532.0]
HV 25A | HV 25A | 25 | 0 | [10.0, 2.512, 0.833, 0.299, 0.1, 0.0372, 0.0223, 0.01] | [10.0, 3.125, 0.597, 0.198, 0.1, 0.0378, 0.022, 0.01] | 0 | [75.0, 82.0, 90.0, 100.0, 124.0, 170.0, 200.0, 289.0] | [150.0, 170.0, 210.0, 250.0, 294.0, 400.0, 500.0, 711.0]
HV 31.5A | HV 31.5A | 31.5 | 0 | [10.0, 2.34, 0.722, 0.181, 0.1, 0.055, 0.0296, 0.01] | [10.0, 2.84, 0.368, 0.164, 0.1, 0.0621, 0.0378, 0.0195, 0.01] | 0 | [95.0, 110.0, 125.0, 150.0, 165.0, 200.0, 250.0, 390.0] | [189.0, 220.0, 300.0, 350.0, 393.0, 450.0, 530.0, 700.0, 960.0]
HV 40A | HV 40A | 40 | 0 | [10.0, 1.3, 0.161, 0.1, 0.0611, 0.0399, 0.0141, 0.01] | [10.0, 2.05, 0.369, 0.198, 0.1, 0.051, 0.0298, 0.01] | 0 | [120.0, 150.0, 200.0, 223.0, 260.0, 300.0, 450.0, 532.0] | [240.0, 300.0, 400.0, 450.0, 530.0, 650.0, 800.0, 1311.0]
HV 50A | HV 50A | 50 | 0 | [10.0, 3.215, 0.597, 0.198, 0.1, 0.0378, 0.022, 0.01] | [10.0, 3.64, 0.854, 0.281, 0.1, 0.0531, 0.022, 0.01] | 0 | [150.0, 170.0, 210.0, 250.0, 294.0, 400.0, 500.0, 711.0] | [300.0, 350.0, 450.0, 550.0, 700.0, 850.0, 1200.0, 1752.0]
HV 6.3A | HV 6.3A | 6.3 | 0 | [10.0, 1.39, 0.344, 0.168, 0.1, 0.056, 0.0263, 0.01] | [10.0, 1.711, 0.516, 0.198, 0.1, 0.0634, 0.0303, 0.01] | 0 | [19.0, 19.5, 20.4, 20.8, 22.0, 25.0, 32.0, 48.0] | [38.0, 40.0, 43.0, 48.0, 53.0, 60.0, 75.0, 118.0]
HV 63A | HV 63A | 63 | 0 | [10.0, 2.84, 0.368, 0.164, 0.1, 0.0621, 0.0378, 0.0195, 0.01] | [10.0, 1.82, 0.344, 0.1, 0.0467, 0.0269, 0.01] | 0 | [189.0, 220.0, 300.0, 350.0, 393.0, 450.0, 530.0, 700.0, 961.0] | [378.0, 500.0, 700.0, 934.0, 1200.0, 1500.0, 2366.0]
HV 80A | HV 80A | 80 | 0 | [10.0, 2.05, 0.369, 0.198, 0.1, 0.051, 0.0298, 0.01] | [10.0, 4.15, 1.03, 0.198, 0.1, 0.051, 0.0172, 0.01] | 0 | [240.0, 300.0, 400.0, 450.0, 530.0, 650.0, 800.0, 1311.0] | [480.0, 550.0, 700.0, 1000.0, 1260.0, 1600.0, 2500.0, 3227.0]
Siemens NH-1-100 | Siemens NH-1-100 | 100 | [5400.0, 2000.0, 400.0, 20.0, 1.0, 0.2, 0.012, 0.004] | 0 | 0 | [150.0, 190.0, 250.0, 430.0, 900.0, 1250.0, 2700.0, 3600.0] | 0 | 0
Siemens NH-1-125 | Siemens NH-1-125 | 125 | [4800.0, 120.0, 7.0, 0.1, 0.004] | 0 | 0 | [180.0, 400.0, 740.0, 2000.0, 4250.0] | 0 | 0
Siemens NH-1-16 | Siemens NH-1-16 | 16 | [4000.0, 400.0, 2.0, 0.1, 0.04, 0.01] | 0 | 0 | [26.0, 35.0, 75.0, 150.0, 200.0, 300.0] | 0 | 0
Siemens NH-1-160 | Siemens NH-1-160 | 160 | [4800.0, 120.0, 7.0, 0.1, 0.004] | 0 | 0 | [210.0, 500.0, 900.0, 2300.0, 5000.0] | 0 | 0
Siemens NH-1-25 | Siemens NH-1-25 | 25 | [4000.0, 1000.0, 10.0, 0.2, 0.02, 0.01] | 0 | 0 | [40.0, 50.0, 100.0, 210.0, 400.0, 500.0] | 0 | 0
Siemens NH-1-50 | Siemens NH-1-50 | 50 | [4000.0, 40.0, 4.0, 1.0, 0.02, 0.01] | 0 | 0 | [86.0, 200.0, 300.0, 400.0, 1000.0, 1280.0] | 0 | 0
Siemens NH-1-63 | Siemens NH-1-63 | 63 | [4000.0, 100.0, 10.0, 2.0, 0.04, 0.01] | 0 | 0 | [100.0, 200.0, 300.0, 400.0, 1000.0, 1500.0] | 0 | 0
Siemens NH-1-80 | Siemens NH-1-80 | 80 | [4800.0, 120.0, 7.0, 0.1, 0.01] | 0 | 0 | [150.58, 250.0, 450.0, 1150.0, 2470.0] | 0 | 0
Siemens NH-2-1000 | Siemens NH-2-1000 | 1000 | [4800.0, 120.0, 7.0, 0.1, 0.004] | 0 | 0 | [1900.0, 3500.0, 8400.0, 24000.0, 52000.0] | 0 | 0
Siemens NH-2-200 | Siemens NH-2-200 | 200 | [4800.0, 120.0, 7.0, 0.1, 0.004] | 0 | 0 | [280.0, 650.0, 1200.0, 3000.0, 7000.0] | 0 | 0
Siemens NH-2-224 | Siemens NH-2-224 | 224 | [4800.0, 120.0, 7.0, 0.2, 0.04, 0.004] | 0 | 0 | [400.0, 750.0, 1453.0, 3025.0, 4315.0, 7600.0] | 0 | 0
Siemens NH-2-250 | Siemens NH-2-250 | 250 | [4800.0, 120.0, 7.0, 0.1, 0.004] | 0 | 0 | [450.0, 800.0, 1650.0, 4000.0, 8500.0] | 0 | 0
Siemens NH-2-315 | Siemens NH-2-315 | 315 | [4800.0, 120.0, 7.0, 0.1, 0.004] | 0 | 0 | [550.0, 920.0, 1900.0, 5000.0, 11000.0] | 0 | 0
Siemens NH-2-355 | Siemens NH-2-355 | 355 | [4800.0, 120.0, 6.0, 0.1, 0.004] | 0 | 0 | [650.0, 1116.27, 2350.0, 5840.0, 12790.0] | 0 | 0
Siemens NH-2-400 | Siemens NH-2-400 | 400 | [4800.0, 120.0, 7.0, 0.1, 0.004] | 0 | 0 | [720.0, 1350.0, 2800.0, 6500.0, 15000.0] | 0 | 0
Siemens NH-2-425 | Siemens NH-2-425 | 425 | [4800.0, 120.0, 7.0, 0.1, 0.004] | 0 | 0 | [850.0, 1500.0, 3050.0, 7500.0, 16500.0] | 0 | 0
Siemens NH-2-630 | Siemens NH-2-630 | 630 | [4800.0, 120.0, 7.0, 0.1, 0.004] | 0 | 0 | [1200.0, 2000.0, 4800.0, 12000.0, 26000.0] | 0 | 0

## dtypes
| element | column | dtype
0 | bus | name | object
1 | bus | vn_kv | float64
2 | bus | type | object
3 | bus | zone | object
4 | bus | in_service | bool
5 | load | name | object
6 | load | bus | uint32
7 | load | p_mw | float64
8 | load | q_mvar | float64
9 | load | const_z_percent | float64
10 | load | const_i_percent | float64
11 | load | sn_mva | float64
12 | load | scaling | float64
13 | load | in_service | bool
14 | load | type | object
15 | ext_grid | name | object
16 | ext_grid | bus | uint32
17 | ext_grid | vm_pu | float64
18 | ext_grid | va_degree | float64
19 | ext_grid | slack_weight | float64
20 | ext_grid | in_service | bool
21 | line | name | object
22 | line | std_type | object
23 | line | from_bus | uint32
24 | line | to_bus | uint32
25 | line | length_km | float64
26 | line | r_ohm_per_km | float64
27 | line | x_ohm_per_km | float64
28 | line | c_nf_per_km | float64
29 | line | g_us_per_km | float64
30 | line | max_i_ka | float64
31 | line | df | float64
32 | line | parallel | uint32
33 | line | type | object
34 | line | in_service | bool
35 | trafo | name | object
36 | trafo | std_type | object
37 | trafo | hv_bus | uint32
38 | trafo | lv_bus | uint32
39 | trafo | sn_mva | float64
40 | trafo | vn_hv_kv | float64
41 | trafo | vn_lv_kv | float64
42 | trafo | vk_percent | float64
43 | trafo | vkr_percent | float64
44 | trafo | pfe_kw | float64
45 | trafo | i0_percent | float64
46 | trafo | shift_degree | float64
47 | trafo | tap_side | object
48 | trafo | tap_neutral | int32
49 | trafo | tap_min | int32
50 | trafo | tap_max | int32
51 | trafo | tap_step_percent | float64
52 | trafo | tap_step_degree | float64
53 | trafo | tap_pos | int32
54 | trafo | tap_phase_shifter | bool
55 | trafo | parallel | uint32
56 | trafo | df | float64
57 | trafo | in_service | bool
58 | line_geodata | coords | object
59 | bus_geodata | x | float64
60 | bus_geodata | y | float64
61 | bus_geodata | coords | object

## parameters
| version | format_version | converged | OPF_converged | name | f_hz | sn_mva
0 | 2.14.6 | 2.14.0 | FALSE | FALSE |  | 50 | 1