## bus
| name | vn_kv | type | zone | in_service
0 | bus_LV_4786-4_0_4_node_0 | 0.4 | n |  | TRUE
1 | bus_LV_4786-4_0_4_node_1 | 0.4 | n |  | TRUE
2 | bus_LV_4786-4_0_4_node_2 | 0.4 | n |  | TRUE
3 | bus_LV_4786-4_0_4_node_4 | 0.4 | n |  | TRUE
4 | bus_LV_4786-4_0_4_node_5 | 0.4 | n |  | TRUE
5 | bus_LV_4786-4_0_4_node_3 | 0.4 | n |  | TRUE
6 | bus_LV_4786-4_0_4_node_109 | 0.4 | n |  | TRUE
7 | bus_LV_4786-4_0_4_node_13 | 0.4 | n |  | TRUE
8 | bus_LV_4786-4_0_4_node_9 | 0.4 | n |  | TRUE
9 | bus_LV_4786-4_0_4_node_110 | 0.4 | n |  | TRUE
10 | bus_LV_4786-4_0_4_node_15 | 0.4 | n |  | TRUE
11 | bus_LV_4786-4_0_4_node_11 | 0.4 | n |  | TRUE
12 | bus_LV_4786-4_0_4_node_7 | 0.4 | n |  | TRUE
13 | bus_LV_4786-4_0_4_node_6 | 0.4 | n |  | TRUE
14 | bus_LV_4786-4_0_4_node_8 | 0.4 | n |  | TRUE
15 | bus_LV_4786-4_0_4_node_12 | 0.4 | n |  | TRUE
16 | bus_LV_4786-4_0_4_node_14 | 0.4 | n |  | TRUE
17 | bus_LV_4786-4_0_4_node_33 | 0.4 | n |  | TRUE
18 | bus_LV_4786-4_0_4_node_178 | 0.4 | n |  | TRUE
19 | bus_LV_4786-4_0_4_node_179 | 0.4 | n |  | TRUE
20 | bus_LV_4786-4_0_4_node_82 | 0.4 | n |  | TRUE
21 | bus_LV_4786-4_0_4_node_180 | 0.4 | n |  | TRUE
22 | bus_LV_4786-4_0_4_node_16 | 0.4 | n |  | TRUE
23 | bus_LV_4786-4_0_4_node_17 | 0.4 | n |  | TRUE
24 | bus_LV_4786-4_0_4_node_18 | 0.4 | n |  | TRUE
25 | bus_LV_4786-4_0_4_node_19 | 0.4 | n |  | TRUE
26 | bus_LV_4786-4_0_4_node_21 | 0.4 | n |  | TRUE
27 | bus_LV_4786-4_0_4_node_73 | 0.4 | n |  | TRUE
28 | bus_LV_4786-4_0_4_node_20 | 0.4 | n |  | TRUE
29 | bus_LV_4786-4_0_4_node_167 | 0.4 | n |  | TRUE
30 | bus_LV_4786-4_0_4_node_176 | 0.4 | n |  | TRUE
31 | bus_LV_4786-4_0_4_node_74 | 0.4 | n |  | TRUE
32 | bus_LV_4786-4_0_4_node_164 | 0.4 | n |  | TRUE
33 | bus_LV_4786-4_0_4_node_173 | 0.4 | n |  | TRUE
34 | bus_LV_4786-4_0_4_node_22 | 0.4 | n |  | TRUE
35 | bus_LV_4786-4_0_4_node_23 | 0.4 | n |  | TRUE
36 | bus_LV_4786-4_0_4_node_24 | 0.4 | n |  | TRUE
37 | bus_LV_4786-4_0_4_node_25 | 0.4 | n |  | TRUE
38 | bus_LV_4786-4_0_4_node_26 | 0.4 | n |  | TRUE
39 | bus_LV_4786-4_0_4_node_27 | 0.4 | n |  | TRUE
40 | bus_LV_4786-4_0_4_node_51 | 0.4 | n |  | TRUE
41 | bus_LV_4786-4_0_4_node_49 | 0.4 | n |  | TRUE
42 | bus_LV_4786-4_0_4_node_53 | 0.4 | n |  | TRUE
43 | bus_LV_4786-4_0_4_node_52 | 0.4 | n |  | TRUE
44 | bus_LV_4786-4_0_4_node_50 | 0.4 | n |  | TRUE
45 | bus_LV_4786-4_0_4_node_54 | 0.4 | n |  | TRUE
46 | bus_LV_4786-4_0_4_node_28 | 0.4 | n |  | TRUE
47 | bus_LV_4786-4_0_4_node_29 | 0.4 | n |  | TRUE
48 | bus_LV_4786-4_0_4_node_30 | 0.4 | n |  | TRUE
49 | bus_LV_4786-4_0_4_node_31 | 0.4 | n |  | TRUE
50 | bus_LV_4786-4_0_4_node_32 | 0.4 | n |  | TRUE
51 | bus_LV_4786-4_0_4_node_81 | 0.4 | n |  | TRUE
52 | bus_LV_4786-4_0_4_node_87 | 0.4 | n |  | TRUE
53 | bus_LV_4786-4_0_4_node_48 | 0.4 | n |  | TRUE
54 | bus_LV_4786-4_0_4_node_37 | 0.4 | n |  | TRUE
55 | bus_LV_4786-4_0_4_node_67 | 0.4 | n |  | TRUE
56 | bus_LV_4786-4_0_4_node_34 | 0.4 | n |  | TRUE
57 | bus_LV_4786-4_0_4_node_35 | 0.4 | n |  | TRUE
58 | bus_LV_4786-4_0_4_node_36 | 0.4 | n |  | TRUE
59 | bus_LV_4786-4_0_4_node_38 | 0.4 | n |  | TRUE
60 | bus_LV_4786-4_0_4_node_96 | 0.4 | n |  | TRUE
61 | bus_LV_4786-4_0_4_node_97 | 0.4 | n |  | TRUE
62 | bus_LV_4786-4_0_4_node_62 | 0.4 | n |  | TRUE
63 | bus_LV_4786-4_0_4_node_39 | 0.4 | n |  | TRUE
64 | bus_LV_4786-4_0_4_node_40 | 0.4 | n |  | TRUE
65 | bus_LV_4786-4_0_4_node_41 | 0.4 | n |  | TRUE
66 | bus_LV_4786-4_0_4_node_42 | 0.4 | n |  | TRUE
67 | bus_LV_4786-4_0_4_node_43 | 0.4 | n |  | TRUE
68 | bus_LV_4786-4_0_4_node_45 | 0.4 | n |  | TRUE
69 | bus_LV_4786-4_0_4_node_61 | 0.4 | n |  | TRUE
70 | bus_LV_4786-4_0_4_node_44 | 0.4 | n |  | TRUE
71 | bus_LV_4786-4_0_4_node_59 | 0.4 | n |  | TRUE
72 | bus_LV_4786-4_0_4_node_46 | 0.4 | n |  | TRUE
73 | bus_LV_4786-4_0_4_node_47 | 0.4 | n |  | TRUE
74 | bus_LV_4786-4_0_4_node_71 | 0.4 | n |  | TRUE
75 | bus_LV_4786-4_0_4_node_70 | 0.4 | n |  | TRUE
76 | bus_LV_4786-4_0_4_node_80 | 0.4 | n |  | TRUE
77 | bus_LV_4786-4_0_4_node_57 | 0.4 | n |  | TRUE
78 | bus_LV_4786-4_0_4_node_85 | 0.4 | n |  | TRUE
79 | bus_LV_4786-4_0_4_node_86 | 0.4 | n |  | TRUE
80 | bus_LV_4786-4_0_4_node_83 | 0.4 | n |  | TRUE
81 | bus_LV_4786-4_0_4_node_98 | 0.4 | n |  | TRUE
82 | bus_LV_4786-4_0_4_node_84 | 0.4 | n |  | TRUE
83 | bus_LV_4786-4_0_4_node_55 | 0.4 | n |  | TRUE
84 | bus_LV_4786-4_0_4_node_56 | 0.4 | n |  | TRUE
85 | bus_LV_4786-4_0_4_node_58 | 0.4 | n |  | TRUE
86 | bus_LV_4786-4_0_4_node_60 | 0.4 | n |  | TRUE
87 | bus_LV_4786-4_0_4_node_63 | 0.4 | n |  | TRUE
88 | bus_LV_4786-4_0_4_node_64 | 0.4 | n |  | TRUE
89 | bus_LV_4786-4_0_4_node_65 | 0.4 | n |  | TRUE
90 | bus_LV_4786-4_0_4_node_66 | 0.4 | n |  | TRUE
91 | bus_LV_4786-4_0_4_node_68 | 0.4 | n |  | TRUE
92 | bus_LV_4786-4_0_4_node_69 | 0.4 | n |  | TRUE
93 | bus_LV_4786-4_0_4_node_136 | 0.4 | n |  | TRUE
94 | bus_LV_4786-4_0_4_node_118 | 0.4 | n |  | TRUE
95 | bus_LV_4786-4_0_4_node_126 | 0.4 | n |  | TRUE
96 | bus_LV_4786-4_0_4_node_79 | 0.4 | n |  | TRUE
97 | bus_LV_4786-4_0_4_node_116 | 0.4 | n |  | TRUE
98 | bus_LV_4786-4_0_4_node_125 | 0.4 | n |  | TRUE
99 | bus_LV_4786-4_0_4_node_72 | 0.4 | n |  | TRUE
100 | bus_LV_4786-4_0_4_node_133 | 0.4 | n |  | TRUE
101 | bus_LV_4786-4_0_4_node_132 | 0.4 | n |  | TRUE
102 | bus_LV_4786-4_0_4_node_131 | 0.4 | n |  | TRUE
103 | bus_LV_4786-4_0_4_node_75 | 0.4 | n |  | TRUE
104 | bus_LV_4786-4_0_4_node_88 | 0.4 | n |  | TRUE
105 | bus_LV_4786-4_0_4_node_89 | 0.4 | n |  | TRUE
106 | bus_LV_4786-4_0_4_node_76 | 0.4 | n |  | TRUE
107 | bus_LV_4786-4_0_4_node_77 | 0.4 | n |  | TRUE
108 | bus_LV_4786-4_0_4_node_78 | 0.4 | n |  | TRUE
109 | bus_LV_4786-4_0_4_node_128 | 0.4 | n |  | TRUE
110 | bus_LV_4786-4_0_4_node_102 | 0.4 | n |  | TRUE
111 | bus_LV_4786-4_0_4_node_100 | 0.4 | n |  | TRUE
112 | bus_LV_4786-4_0_4_node_90 | 0.4 | n |  | TRUE
113 | bus_LV_4786-4_0_4_node_91 | 0.4 | n |  | TRUE
114 | bus_LV_4786-4_0_4_node_92 | 0.4 | n |  | TRUE
115 | bus_LV_4786-4_0_4_node_93 | 0.4 | n |  | TRUE
116 | bus_LV_4786-4_0_4_node_94 | 0.4 | n |  | TRUE
117 | bus_LV_4786-4_0_4_node_95 | 0.4 | n |  | TRUE
118 | bus_LV_4786-4_0_4_node_107 | 0.4 | n |  | TRUE
119 | bus_LV_4786-4_0_4_node_105 | 0.4 | n |  | TRUE
120 | bus_LV_4786-4_0_4_node_122 | 0.4 | n |  | TRUE
121 | bus_LV_4786-4_0_4_node_123 | 0.4 | n |  | TRUE
122 | bus_LV_4786-4_0_4_node_124 | 0.4 | n |  | TRUE
123 | bus_LV_4786-4_0_4_node_101 | 0.4 | n |  | TRUE
124 | bus_LV_4786-4_0_4_node_103 | 0.4 | n |  | TRUE
125 | bus_LV_4786-4_0_4_node_112 | 0.4 | n |  | TRUE
126 | bus_LV_4786-4_0_4_node_113 | 0.4 | n |  | TRUE
127 | bus_LV_4786-4_0_4_node_104 | 0.4 | n |  | TRUE
128 | bus_LV_4786-4_0_4_node_106 | 0.4 | n |  | TRUE
129 | bus_LV_4786-4_0_4_node_108 | 0.4 | n |  | TRUE
130 | bus_LV_4786-4_0_4_node_137 | 0.4 | n |  | TRUE
131 | bus_LV_4786-4_0_4_node_141 | 0.4 | n |  | TRUE
132 | bus_LV_4786-4_0_4_node_111 | 0.4 | n |  | TRUE
133 | bus_LV_4786-4_0_4_node_117 | 0.4 | n |  | TRUE
134 | bus_LV_4786-4_0_4_node_114 | 0.4 | n |  | TRUE
135 | bus_LV_4786-4_0_4_node_115 | 0.4 | n |  | TRUE
136 | bus_LV_4786-4_0_4_node_120 | 0.4 | n |  | TRUE
137 | bus_LV_4786-4_0_4_node_121 | 0.4 | n |  | TRUE
138 | bus_LV_4786-4_0_4_node_119 | 0.4 | n |  | TRUE
139 | bus_LV_4786-4_0_4_node_147 | 0.4 | n |  | TRUE
140 | bus_LV_4786-4_0_4_node_146 | 0.4 | n |  | TRUE
141 | bus_LV_4786-4_0_4_node_177 | 0.4 | n |  | TRUE
142 | bus_LV_4786-4_0_4_node_127 | 0.4 | n |  | TRUE
143 | bus_LV_4786-4_0_4_node_139 | 0.4 | n |  | TRUE
144 | bus_LV_4786-4_0_4_node_138 | 0.4 | n |  | TRUE
145 | bus_LV_4786-4_0_4_node_129 | 0.4 | n |  | TRUE
146 | bus_LV_4786-4_0_4_node_130 | 0.4 | n |  | TRUE
147 | bus_LV_4786-4_0_4_node_165 | 0.4 | n |  | TRUE
148 | bus_LV_4786-4_0_4_node_166 | 0.4 | n |  | TRUE
149 | bus_LV_4786-4_0_4_node_134 | 0.4 | n |  | TRUE
150 | bus_LV_4786-4_0_4_node_135 | 0.4 | n |  | TRUE
151 | bus_LV_4786-4_0_4_node_153 | 0.4 | n |  | TRUE
152 | bus_LV_4786-4_0_4_node_152 | 0.4 | n |  | TRUE
153 | bus_LV_4786-4_0_4_node_150 | 0.4 | n |  | TRUE
154 | bus_LV_4786-4_0_4_node_157 | 0.4 | n |  | TRUE
155 | bus_LV_4786-4_0_4_node_154 | 0.4 | n |  | TRUE
156 | bus_LV_4786-4_0_4_node_151 | 0.4 | n |  | TRUE
157 | bus_LV_4786-4_0_4_node_148 | 0.4 | n |  | TRUE
158 | bus_LV_4786-4_0_4_node_140 | 0.4 | n |  | TRUE
159 | bus_LV_4786-4_0_4_node_142 | 0.4 | n |  | TRUE
160 | bus_LV_4786-4_0_4_node_143 | 0.4 | n |  | TRUE
161 | bus_LV_4786-4_0_4_node_144 | 0.4 | n |  | TRUE
162 | bus_LV_4786-4_0_4_node_145 | 0.4 | n |  | TRUE
163 | bus_LV_4786-4_0_4_node_169 | 0.4 | n |  | TRUE
164 | bus_LV_4786-4_0_4_node_174 | 0.4 | n |  | TRUE
165 | bus_LV_4786-4_0_4_node_149 | 0.4 | n |  | TRUE
166 | bus_LV_4786-4_0_4_node_159 | 0.4 | n |  | TRUE
167 | bus_LV_4786-4_0_4_node_155 | 0.4 | n |  | TRUE
168 | bus_LV_4786-4_0_4_node_156 | 0.4 | n |  | TRUE
169 | bus_LV_4786-4_0_4_node_168 | 0.4 | n |  | TRUE
170 | bus_LV_4786-4_0_4_node_158 | 0.4 | n |  | TRUE
171 | bus_LV_4786-4_0_4_node_160 | 0.4 | n |  | TRUE
172 | bus_LV_4786-4_0_4_node_161 | 0.4 | n |  | TRUE
173 | bus_LV_4786-4_0_4_node_162 | 0.4 | n |  | TRUE
174 | bus_LV_4786-4_0_4_node_163 | 0.4 | n |  | TRUE
175 | bus_LV_4786-4_0_4_node_172 | 0.4 | n |  | TRUE
176 | bus_LV_4786-4_0_4_node_170 | 0.4 | n |  | TRUE
177 | bus_LV_4786-4_0_4_node_171 | 0.4 | n |  | TRUE
178 | bus_LV_4786-4_0_4_node_175 | 0.4 | n |  | TRUE
179 | bus_MV_589_0_node_90 | 20 | n |  | TRUE

## load
| name | bus | p_mw | q_mvar | const_z_percent | const_i_percent | sn_mva | scaling | in_service | type
0 | LV_4786-4_0_4_load_0 | 0 | 0.0055108 | 0.0013811 | 0 | 0 |  | 1 | TRUE | wye
1 | LV_4786-4_0_4_load_4 | 3 | 0.0059338 | 0.0014871 | 0 | 0 |  | 1 | TRUE | wye
2 | LV_4786-4_0_4_load_5 | 4 | 0.006525 | 0.0016353 | 0 | 0 |  | 1 | TRUE | wye
3 | LV_4786-4_0_4_load_3 | 5 | 0.0031016 | 0.00077734 | 0 | 0 |  | 1 | TRUE | wye
4 | LV_4786-4_0_4_load_109 | 6 | 0.0019181 | 0.00048072 | 0 | 0 |  | 1 | TRUE | wye
5 | LV_4786-4_0_4_load_9 | 8 | 0.0052051 | 0.0013045 | 0 | 0 |  | 1 | TRUE | wye
6 | LV_4786-4_0_4_load_11 | 11 | 0.0031255 | 0.00078332 | 0 | 0 |  | 1 | TRUE | wye
7 | LV_4786-4_0_4_load_7 | 12 | 0.0066588 | 0.0016689 | 0 | 0 |  | 1 | TRUE | wye
8 | LV_4786-4_0_4_load_6 | 13 | 0.0058414 | 0.001464 | 0 | 0 |  | 1 | TRUE | wye
9 | LV_4786-4_0_4_load_8 | 14 | 0.0055789 | 0.0013982 | 0 | 0 |  | 1 | TRUE | wye
10 | LV_4786-4_0_4_load_12 | 15 | 0.0027889 | 0.00069897 | 0 | 0 |  | 1 | TRUE | wye
11 | LV_4786-4_0_4_load_178 | 18 | 0.0054749 | 0.0013721 | 0 | 0 |  | 1 | TRUE | wye
12 | LV_4786-4_0_4_load_82 | 20 | 0.0017837 | 0.00044703 | 0 | 0 |  | 1 | TRUE | wye
13 | LV_4786-4_0_4_load_180 | 21 | 0.01808 | 0.0045313 | 0 | 0 |  | 1 | TRUE | wye
14 | LV_4786-4_0_4_load_16 | 22 | 0.00059098 | 0.00014811 | 0 | 0 |  | 1 | TRUE | wye
15 | LV_4786-4_0_4_load_17 | 23 | 0.001373 | 0.00034411 | 0 | 0 |  | 1 | TRUE | wye
16 | LV_4786-4_0_4_load_19 | 25 | 0.002035 | 0.00051001 | 0 | 0 |  | 1 | TRUE | wye
17 | LV_4786-4_0_4_load_21 | 26 | 0.0016895 | 0.00042343 | 0 | 0 |  | 1 | TRUE | wye
18 | LV_4786-4_0_4_load_73 | 27 | 0.00039725 | 9.9561e-05 | 0 | 0 |  | 1 | TRUE | wye
19 | LV_4786-4_0_4_load_20 | 28 | 0.00027854 | 6.9809e-05 | 0 | 0 |  | 1 | TRUE | wye
20 | LV_4786-4_0_4_load_167 | 29 | 0.00029251 | 7.3311e-05 | 0 | 0 |  | 1 | TRUE | wye
21 | LV_4786-4_0_4_load_176 | 30 | 0.00044123 | 0.00011058 | 0 | 0 |  | 1 | TRUE | wye
22 | LV_4786-4_0_4_load_164 | 32 | 0.00029198 | 7.3176e-05 | 0 | 0 |  | 1 | TRUE | wye
23 | LV_4786-4_0_4_load_173 | 33 | 0.0017933 | 0.00044944 | 0 | 0 |  | 1 | TRUE | wye
24 | LV_4786-4_0_4_load_22 | 34 | 0.0017876 | 0.00044802 | 0 | 0 |  | 1 | TRUE | wye
25 | LV_4786-4_0_4_load_23 | 35 | 0.0016574 | 0.0004154 | 0 | 0 |  | 1 | TRUE | wye
26 | LV_4786-4_0_4_load_25 | 37 | 0.0032457 | 0.00081345 | 0 | 0 |  | 1 | TRUE | wye
27 | LV_4786-4_0_4_load_26 | 38 | 0.0015353 | 0.00038478 | 0 | 0 |  | 1 | TRUE | wye
28 | LV_4786-4_0_4_load_27 | 39 | 0.0011719 | 0.00029371 | 0 | 0 |  | 1 | TRUE | wye
29 | LV_4786-4_0_4_load_51 | 40 | 0.0032395 | 0.0008119 | 0 | 0 |  | 1 | TRUE | wye
30 | LV_4786-4_0_4_load_49 | 41 | 0.0020279 | 0.00050825 | 0 | 0 |  | 1 | TRUE | wye
31 | LV_4786-4_0_4_load_52 | 43 | 0.0032913 | 0.00082487 | 0 | 0 |  | 1 | TRUE | wye
32 | LV_4786-4_0_4_load_50 | 44 | 0.0017216 | 0.00043146 | 0 | 0 |  | 1 | TRUE | wye
33 | LV_4786-4_0_4_load_54 | 45 | 0.0015189 | 0.00038067 | 0 | 0 |  | 1 | TRUE | wye
34 | LV_4786-4_0_4_load_28 | 46 | 0.0015573 | 0.0003903 | 0 | 0 |  | 1 | TRUE | wye
35 | LV_4786-4_0_4_load_29 | 47 | 0.0014597 | 0.00036585 | 0 | 0 |  | 1 | TRUE | wye
36 | LV_4786-4_0_4_load_30 | 48 | 0.0015402 | 0.00038602 | 0 | 0 |  | 1 | TRUE | wye
37 | LV_4786-4_0_4_load_31 | 49 | 0.0014277 | 0.00035782 | 0 | 0 |  | 1 | TRUE | wye
38 | LV_4786-4_0_4_load_32 | 50 | 0.0015672 | 0.00039278 | 0 | 0 |  | 1 | TRUE | wye
39 | LV_4786-4_0_4_load_81 | 51 | 0.0014426 | 0.00036156 | 0 | 0 |  | 1 | TRUE | wye
40 | LV_4786-4_0_4_load_87 | 52 | 0.0019809 | 0.00049645 | 0 | 0 |  | 1 | TRUE | wye
41 | LV_4786-4_0_4_load_48 | 53 | 0.0015336 | 0.00038435 | 0 | 0 |  | 1 | TRUE | wye
42 | LV_4786-4_0_4_load_37 | 54 | 0.002224 | 0.00055738 | 0 | 0 |  | 1 | TRUE | wye
43 | LV_4786-4_0_4_load_67 | 55 | 0.0042675 | 0.0010695 | 0 | 0 |  | 1 | TRUE | wye
44 | LV_4786-4_0_4_load_34 | 56 | 0.0020703 | 0.00051887 | 0 | 0 |  | 1 | TRUE | wye
45 | LV_4786-4_0_4_load_35 | 57 | 0.0020026 | 0.00050189 | 0 | 0 |  | 1 | TRUE | wye
46 | LV_4786-4_0_4_load_36 | 58 | 0.0018039 | 0.00045209 | 0 | 0 |  | 1 | TRUE | wye
47 | LV_4786-4_0_4_load_38 | 59 | 0.0013624 | 0.00034146 | 0 | 0 |  | 1 | TRUE | wye
48 | LV_4786-4_0_4_load_97 | 61 | 0.0013253 | 0.00033216 | 0 | 0 |  | 1 | TRUE | wye
49 | LV_4786-4_0_4_load_62 | 62 | 0.0012571 | 0.00031506 | 0 | 0 |  | 1 | TRUE | wye
50 | LV_4786-4_0_4_load_39 | 63 | 0.0015482 | 0.00038802 | 0 | 0 |  | 1 | TRUE | wye
51 | LV_4786-4_0_4_load_40 | 64 | 0.0015496 | 0.00038837 | 0 | 0 |  | 1 | TRUE | wye
52 | LV_4786-4_0_4_load_41 | 65 | 0.0017175 | 0.00043045 | 0 | 0 |  | 1 | TRUE | wye
53 | LV_4786-4_0_4_load_42 | 66 | 0.0017146 | 0.00042973 | 0 | 0 |  | 1 | TRUE | wye
54 | LV_4786-4_0_4_load_43 | 67 | 0.0021681 | 0.00054337 | 0 | 0 |  | 1 | TRUE | wye
55 | LV_4786-4_0_4_load_45 | 68 | 0.0014324 | 0.00035899 | 0 | 0 |  | 1 | TRUE | wye
56 | LV_4786-4_0_4_load_61 | 69 | 0.0023261 | 0.00058299 | 0 | 0 |  | 1 | TRUE | wye
57 | LV_4786-4_0_4_load_44 | 70 | 0.0017046 | 0.0004272 | 0 | 0 |  | 1 | TRUE | wye
58 | LV_4786-4_0_4_load_59 | 71 | 0.00204 | 0.00051126 | 0 | 0 |  | 1 | TRUE | wye
59 | LV_4786-4_0_4_load_47 | 73 | 0.0015404 | 0.00038607 | 0 | 0 |  | 1 | TRUE | wye
60 | LV_4786-4_0_4_load_70 | 75 | 0.0018553 | 0.00046497 | 0 | 0 |  | 1 | TRUE | wye
61 | LV_4786-4_0_4_load_80 | 76 | 0.0018096 | 0.00045354 | 0 | 0 |  | 1 | TRUE | wye
62 | LV_4786-4_0_4_load_57 | 77 | 0.0017092 | 0.00042837 | 0 | 0 |  | 1 | TRUE | wye
63 | LV_4786-4_0_4_load_85 | 78 | 0.0016179 | 0.00040547 | 0 | 0 |  | 1 | TRUE | wye
64 | LV_4786-4_0_4_load_86 | 79 | 0.0023566 | 0.00059063 | 0 | 0 |  | 1 | TRUE | wye
65 | LV_4786-4_0_4_load_83 | 80 | 0.0022174 | 0.00055574 | 0 | 0 |  | 1 | TRUE | wye
66 | LV_4786-4_0_4_load_98 | 81 | 0.0016473 | 0.00041285 | 0 | 0 |  | 1 | TRUE | wye
67 | LV_4786-4_0_4_load_84 | 82 | 0.0044077 | 0.0011047 | 0 | 0 |  | 1 | TRUE | wye
68 | LV_4786-4_0_4_load_55 | 83 | 0.0013886 | 0.00034802 | 0 | 0 |  | 1 | TRUE | wye
69 | LV_4786-4_0_4_load_56 | 84 | 0.0015467 | 0.00038765 | 0 | 0 |  | 1 | TRUE | wye
70 | LV_4786-4_0_4_load_58 | 85 | 0.0012813 | 0.00032112 | 0 | 0 |  | 1 | TRUE | wye
71 | LV_4786-4_0_4_load_60 | 86 | 0.0019911 | 0.00049902 | 0 | 0 |  | 1 | TRUE | wye
72 | LV_4786-4_0_4_load_63 | 87 | 0.001892 | 0.00047417 | 0 | 0 |  | 1 | TRUE | wye
73 | LV_4786-4_0_4_load_64 | 88 | 0.0020619 | 0.00051675 | 0 | 0 |  | 1 | TRUE | wye
74 | LV_4786-4_0_4_load_66 | 90 | 0.0020628 | 0.00051698 | 0 | 0 |  | 1 | TRUE | wye
75 | LV_4786-4_0_4_load_68 | 91 | 0.0045139 | 0.0011313 | 0 | 0 |  | 1 | TRUE | wye
76 | LV_4786-4_0_4_load_69 | 92 | 0.0044972 | 0.0011271 | 0 | 0 |  | 1 | TRUE | wye
77 | LV_4786-4_0_4_load_136 | 93 | 0.0021548 | 0.00054005 | 0 | 0 |  | 1 | TRUE | wye
78 | LV_4786-4_0_4_load_118 | 94 | 0.0022179 | 0.00055587 | 0 | 0 |  | 1 | TRUE | wye
79 | LV_4786-4_0_4_load_126 | 95 | 0.0018947 | 0.00047487 | 0 | 0 |  | 1 | TRUE | wye
80 | LV_4786-4_0_4_load_125 | 98 | 0.004531 | 0.0011356 | 0 | 0 |  | 1 | TRUE | wye
81 | LV_4786-4_0_4_load_132 | 101 | 0.023306 | 0.0058411 | 0 | 0 |  | 1 | TRUE | wye
82 | LV_4786-4_0_4_load_75 | 103 | 0.0010347 | 0.00025932 | 0 | 0 |  | 1 | TRUE | wye
83 | LV_4786-4_0_4_load_76 | 106 | 0.0031659 | 0.00079345 | 0 | 0 |  | 1 | TRUE | wye
84 | LV_4786-4_0_4_load_77 | 107 | 0.0040271 | 0.0010093 | 0 | 0 |  | 1 | TRUE | wye
85 | LV_4786-4_0_4_load_78 | 108 | 0.0068177 | 0.0017087 | 0 | 0 |  | 1 | TRUE | wye
86 | LV_4786-4_0_4_load_128 | 109 | 0.0020754 | 0.00052015 | 0 | 0 |  | 1 | TRUE | wye
87 | LV_4786-4_0_4_load_102 | 110 | 0.0022274 | 0.00055825 | 0 | 0 |  | 1 | TRUE | wye
88 | LV_4786-4_0_4_load_100 | 111 | 0.00099129 | 0.00024844 | 0 | 0 |  | 1 | TRUE | wye
89 | LV_4786-4_0_4_load_90 | 112 | 0.0007273 | 0.00018228 | 0 | 0 |  | 1 | TRUE | wye
90 | LV_4786-4_0_4_load_91 | 113 | 0.00098972 | 0.00024805 | 0 | 0 |  | 1 | TRUE | wye
91 | LV_4786-4_0_4_load_92 | 114 | 0.00039166 | 9.816e-05 | 0 | 0 |  | 1 | TRUE | wye
92 | LV_4786-4_0_4_load_93 | 115 | 0.00079854 | 0.00020013 | 0 | 0 |  | 1 | TRUE | wye
93 | LV_4786-4_0_4_load_94 | 116 | 0.0012814 | 0.00032116 | 0 | 0 |  | 1 | TRUE | wye
94 | LV_4786-4_0_4_load_95 | 117 | 0.0007534 | 0.00018882 | 0 | 0 |  | 1 | TRUE | wye
95 | LV_4786-4_0_4_load_107 | 118 | 0.0011562 | 0.00028977 | 0 | 0 |  | 1 | TRUE | wye
96 | LV_4786-4_0_4_load_105 | 119 | 0.001318 | 0.00033032 | 0 | 0 |  | 1 | TRUE | wye
97 | LV_4786-4_0_4_load_101 | 123 | 0.0034631 | 0.00086794 | 0 | 0 |  | 1 | TRUE | wye
98 | LV_4786-4_0_4_load_103 | 124 | 0.0022432 | 0.0005622 | 0 | 0 |  | 1 | TRUE | wye
99 | LV_4786-4_0_4_load_112 | 125 | 0.0019795 | 0.0004961 | 0 | 0 |  | 1 | TRUE | wye
100 | LV_4786-4_0_4_load_113 | 126 | 0.0014547 | 0.00036458 | 0 | 0 |  | 1 | TRUE | wye
101 | LV_4786-4_0_4_load_104 | 127 | 0.0013422 | 0.00033639 | 0 | 0 |  | 1 | TRUE | wye
102 | LV_4786-4_0_4_load_106 | 128 | 0.00062811 | 0.00015742 | 0 | 0 |  | 1 | TRUE | wye
103 | LV_4786-4_0_4_load_108 | 129 | 0.0017879 | 0.00044808 | 0 | 0 |  | 1 | TRUE | wye
104 | LV_4786-4_0_4_load_137 | 130 | 0.001094 | 0.00027418 | 0 | 0 |  | 1 | TRUE | wye
105 | LV_4786-4_0_4_load_141 | 131 | 0.00044012 | 0.00011031 | 0 | 0 |  | 1 | TRUE | wye
106 | LV_4786-4_0_4_load_117 | 133 | 0.0056475 | 0.0014154 | 0 | 0 |  | 1 | TRUE | wye
107 | LV_4786-4_0_4_load_114 | 134 | 0.0034036 | 0.00085303 | 0 | 0 |  | 1 | TRUE | wye
108 | LV_4786-4_0_4_load_115 | 135 | 0.0030238 | 0.00075784 | 0 | 0 |  | 1 | TRUE | wye
109 | LV_4786-4_0_4_load_120 | 136 | 0.001291 | 0.00032355 | 0 | 0 |  | 1 | TRUE | wye
110 | LV_4786-4_0_4_load_121 | 137 | 0.0016094 | 0.00040335 | 0 | 0 |  | 1 | TRUE | wye
111 | LV_4786-4_0_4_load_147 | 139 | 0.0083054 | 0.0020815 | 0 | 0 |  | 1 | TRUE | wye
112 | LV_4786-4_0_4_load_146 | 140 | 0.0083493 | 0.0020925 | 0 | 0 |  | 1 | TRUE | wye
113 | LV_4786-4_0_4_load_177 | 141 | 0.0026278 | 0.00065858 | 0 | 0 |  | 1 | TRUE | wye
114 | LV_4786-4_0_4_load_127 | 142 | 0.0045216 | 0.0011332 | 0 | 0 |  | 1 | TRUE | wye
115 | LV_4786-4_0_4_load_139 | 143 | 0.002799 | 0.0007015 | 0 | 0 |  | 1 | TRUE | wye
116 | LV_4786-4_0_4_load_138 | 144 | 0.0054513 | 0.0013662 | 0 | 0 |  | 1 | TRUE | wye
117 | LV_4786-4_0_4_load_129 | 145 | 0.029141 | 0.0073035 | 0 | 0 |  | 1 | TRUE | wye
118 | LV_4786-4_0_4_load_165 | 147 | 0.00024697 | 6.1896e-05 | 0 | 0 |  | 1 | TRUE | wye
119 | LV_4786-4_0_4_load_166 | 148 | 0.00012081 | 3.0277e-05 | 0 | 0 |  | 1 | TRUE | wye
120 | LV_4786-4_0_4_load_134 | 149 | 0.0014408 | 0.00036111 | 0 | 0 |  | 1 | TRUE | wye
121 | LV_4786-4_0_4_load_152 | 152 | 0.0013573 | 0.00034017 | 0 | 0 |  | 1 | TRUE | wye
122 | LV_4786-4_0_4_load_150 | 153 | 0.0044321 | 0.0011108 | 0 | 0 |  | 1 | TRUE | wye
123 | LV_4786-4_0_4_load_157 | 154 | 0.001706 | 0.00042756 | 0 | 0 |  | 1 | TRUE | wye
124 | LV_4786-4_0_4_load_154 | 155 | 0.00046819 | 0.00011734 | 0 | 0 |  | 1 | TRUE | wye
125 | LV_4786-4_0_4_load_151 | 156 | 0.0016213 | 0.00040634 | 0 | 0 |  | 1 | TRUE | wye
126 | LV_4786-4_0_4_load_148 | 157 | 0.0014796 | 0.00037083 | 0 | 0 |  | 1 | TRUE | wye
127 | LV_4786-4_0_4_load_140 | 158 | 0.0055352 | 0.0013872 | 0 | 0 |  | 1 | TRUE | wye
128 | LV_4786-4_0_4_load_142 | 159 | 0.0053302 | 0.0013359 | 0 | 0 |  | 1 | TRUE | wye
129 | LV_4786-4_0_4_load_144 | 161 | 0.001833 | 0.00045939 | 0 | 0 |  | 1 | TRUE | wye
130 | LV_4786-4_0_4_load_145 | 162 | 0.0031826 | 0.00079763 | 0 | 0 |  | 1 | TRUE | wye
131 | LV_4786-4_0_4_load_174 | 164 | 0.00040421 | 0.0001013 | 0 | 0 |  | 1 | TRUE | wye
132 | LV_4786-4_0_4_load_149 | 165 | 0.0016984 | 0.00042565 | 0 | 0 |  | 1 | TRUE | wye
133 | LV_4786-4_0_4_load_159 | 166 | 0.00029231 | 7.326e-05 | 0 | 0 |  | 1 | TRUE | wye
134 | LV_4786-4_0_4_load_155 | 167 | 0.0016702 | 0.00041859 | 0 | 0 |  | 1 | TRUE | wye
135 | LV_4786-4_0_4_load_156 | 168 | 0.00026075 | 6.5349e-05 | 0 | 0 |  | 1 | TRUE | wye
136 | LV_4786-4_0_4_load_168 | 169 | 0.00042536 | 0.0001066 | 0 | 0 |  | 1 | TRUE | wye
137 | LV_4786-4_0_4_load_158 | 170 | 0.00042148 | 0.00010563 | 0 | 0 |  | 1 | TRUE | wye
138 | LV_4786-4_0_4_load_160 | 171 | 0.00044664 | 0.00011194 | 0 | 0 |  | 1 | TRUE | wye
139 | LV_4786-4_0_4_load_161 | 172 | 0.00027655 | 6.931e-05 | 0 | 0 |  | 1 | TRUE | wye
140 | LV_4786-4_0_4_load_162 | 173 | 0.00045397 | 0.00011377 | 0 | 0 |  | 1 | TRUE | wye
141 | LV_4786-4_0_4_load_163 | 174 | 0.0004639 | 0.00011626 | 0 | 0 |  | 1 | TRUE | wye
142 | LV_4786-4_0_4_load_170 | 176 | 0.00028038 | 7.027e-05 | 0 | 0 |  | 1 | TRUE | wye
143 | LV_4786-4_0_4_load_171 | 177 | 0.00041502 | 0.00010401 | 0 | 0 |  | 1 | TRUE | wye
144 | LV_4786-4_0_4_load_175 | 178 | 0.0018491 | 0.00046342 | 0 | 0 |  | 1 | TRUE | wye

## ext_grid
| name | bus | vm_pu | va_degree | slack_weight | in_service
0 |  | 158 | 1 | 0 | 1 | TRUE

## line
| name | std_type | from_bus | to_bus | length_km | r_ohm_per_km | x_ohm_per_km | c_nf_per_km | g_us_per_km | max_i_ka | df | parallel | type | in_service
0 | LV_4786-4_0_4_line_0 |  | 0 | 1 | 0.016898 | 0.125 | 0.08 | 261 | 0 | 0.364 | 1 | 1 | cs | TRUE
1 | LV_4786-4_0_4_line_1 |  | 0 | 2 | 0.020715 | 0.125 | 0.08 | 261 | 0 | 0.364 | 1 | 1 | cs | TRUE
2 | LV_4786-4_0_4_line_2 |  | 1 | 3 | 0.018312 | 0.125 | 0.08 | 261 | 0 | 0.364 | 1 | 1 | cs | TRUE
3 | LV_4786-4_0_4_line_3 |  | 2 | 4 | 0.0079141 | 0.125 | 0.08 | 261 | 0 | 0.364 | 1 | 1 | cs | TRUE
4 | LV_4786-4_0_4_line_4 |  | 3 | 7 | 0.027996 | 0.125 | 0.08 | 261 | 0 | 0.364 | 1 | 1 | cs | TRUE
5 | LV_4786-4_0_4_line_5 |  | 4 | 8 | 0.00087408 | 0.125 | 0.08 | 261 | 0 | 0.364 | 1 | 1 | cs | TRUE
6 | LV_4786-4_0_4_line_6 |  | 5 | 6 | 0.00060394 | 0.125 | 0.08 | 261 | 0 | 0.364 | 1 | 1 | cs | TRUE
7 | LV_4786-4_0_4_line_7 |  | 6 | 9 | 0.018699 | 0.125 | 0.08 | 261 | 0 | 0.364 | 1 | 1 | cs | TRUE
8 | LV_4786-4_0_4_line_8 |  | 7 | 10 | 0.018615 | 0.125 | 0.08 | 261 | 0 | 0.364 | 1 | 1 | cs | TRUE
9 | LV_4786-4_0_4_line_9 |  | 7 | 11 | 0.0026981 | 0.125 | 0.08 | 261 | 0 | 0.364 | 1 | 1 | cs | TRUE
10 | LV_4786-4_0_4_line_10 |  | 8 | 12 | 0.024388 | 0.125 | 0.08 | 261 | 0 | 0.364 | 1 | 1 | cs | TRUE
11 | LV_4786-4_0_4_line_11 |  | 9 | 132 | 0.035145 | 0.125 | 0.08 | 261 | 0 | 0.364 | 1 | 1 | cs | TRUE
12 | LV_4786-4_0_4_line_12 |  | 10 | 18 | 0.012261 | 0.125 | 0.08 | 261 | 0 | 0.364 | 1 | 1 | cs | TRUE
13 | LV_4786-4_0_4_line_13 |  | 10 | 19 | 0.031988 | 0.125 | 0.08 | 261 | 0 | 0.364 | 1 | 1 | cs | TRUE
14 | LV_4786-4_0_4_line_14 |  | 11 | 15 | 0.031997 | 0.125 | 0.08 | 261 | 0 | 0.364 | 1 | 1 | cs | TRUE
15 | LV_4786-4_0_4_line_15 |  | 12 | 13 | 0.0018713 | 0.125 | 0.08 | 261 | 0 | 0.364 | 1 | 1 | cs | TRUE
16 | LV_4786-4_0_4_line_16 |  | 13 | 14 | 0.029969 | 0.125 | 0.08 | 261 | 0 | 0.364 | 1 | 1 | cs | TRUE
17 | LV_4786-4_0_4_line_17 |  | 15 | 16 | 0.0078969 | 0.125 | 0.08 | 261 | 0 | 0.364 | 1 | 1 | cs | TRUE
18 | LV_4786-4_0_4_line_18 |  | 16 | 17 | 0.036467 | 0.125 | 0.08 | 261 | 0 | 0.364 | 1 | 1 | cs | TRUE
19 | LV_4786-4_0_4_line_19 |  | 17 | 20 | 0.017357 | 0.125 | 0.08 | 261 | 0 | 0.364 | 1 | 1 | cs | TRUE
20 | LV_4786-4_0_4_line_20 |  | 19 | 21 | 0.010218 | 0.125 | 0.08 | 261 | 0 | 0.364 | 1 | 1 | cs | TRUE
21 | LV_4786-4_0_4_line_21 |  | 20 | 55 | 0.026925 | 0.125 | 0.08 | 261 | 0 | 0.364 | 1 | 1 | cs | TRUE
22 | LV_4786-4_0_4_line_22 |  | 22 | 23 | 0.0045725 | 0.125 | 0.08 | 261 | 0 | 0.364 | 1 | 4 | cs | TRUE
23 | LV_4786-4_0_4_line_23 |  | 22 | 24 | 0.016153 | 0.125 | 0.08 | 261 | 0 | 0.364 | 1 | 4 | cs | TRUE
24 | LV_4786-4_0_4_line_24 |  | 23 | 25 | 0.023763 | 0.125 | 0.08 | 261 | 0 | 0.364 | 1 | 4 | cs | TRUE
25 | LV_4786-4_0_4_line_25 |  | 24 | 26 | 0.0034242 | 0.125 | 0.08 | 261 | 0 | 0.364 | 1 | 4 | cs | TRUE
26 | LV_4786-4_0_4_line_26 |  | 25 | 27 | 0.0029807 | 0.125 | 0.08 | 261 | 0 | 0.364 | 1 | 4 | cs | TRUE
27 | LV_4786-4_0_4_line_27 |  | 26 | 30 | 0.011613 | 0.125 | 0.08 | 261 | 0 | 0.364 | 1 | 4 | cs | TRUE
28 | LV_4786-4_0_4_line_28 |  | 27 | 31 | 0.024404 | 0.125 | 0.08 | 261 | 0 | 0.364 | 1 | 4 | cs | TRUE
29 | LV_4786-4_0_4_line_29 |  | 28 | 29 | 0.0021759 | 0.125 | 0.08 | 261 | 0 | 0.364 | 1 | 1 | cs | TRUE
30 | LV_4786-4_0_4_line_30 |  | 29 | 32 | 0.02466 | 0.125 | 0.08 | 261 | 0 | 0.364 | 1 | 1 | cs | TRUE
31 | LV_4786-4_0_4_line_31 |  | 30 | 33 | 0.013015 | 0.125 | 0.08 | 261 | 0 | 0.364 | 1 | 4 | cs | TRUE
32 | LV_4786-4_0_4_line_32 |  | 31 | 103 | 0.020886 | 0.125 | 0.08 | 261 | 0 | 0.364 | 1 | 4 | cs | TRUE
33 | LV_4786-4_0_4_line_33 |  | 32 | 174 | 0.0013791 | 0.125 | 0.08 | 261 | 0 | 0.364 | 1 | 1 | cs | TRUE
34 | LV_4786-4_0_4_line_34 |  | 33 | 177 | 0.014568 | 0.125 | 0.08 | 261 | 0 | 0.364 | 1 | 4 | cs | TRUE
35 | LV_4786-4_0_4_line_35 |  | 34 | 35 | 0.0092709 | 0.125 | 0.08 | 261 | 0 | 0.364 | 1 | 1 | cs | TRUE
36 | LV_4786-4_0_4_line_36 |  | 34 | 36 | 0.0014521 | 0.125 | 0.08 | 261 | 0 | 0.364 | 1 | 1 | cs | TRUE
37 | LV_4786-4_0_4_line_37 |  | 35 | 37 | 0.013671 | 0.125 | 0.08 | 261 | 0 | 0.364 | 1 | 1 | cs | TRUE
38 | LV_4786-4_0_4_line_38 |  | 36 | 38 | 0.031587 | 0.125 | 0.08 | 261 | 0 | 0.364 | 1 | 1 | cs | TRUE
39 | LV_4786-4_0_4_line_39 |  | 36 | 39 | 0.017342 | 0.125 | 0.08 | 261 | 0 | 0.364 | 1 | 1 | cs | TRUE
40 | LV_4786-4_0_4_line_40 |  | 37 | 40 | 0.0073145 | 0.125 | 0.08 | 261 | 0 | 0.364 | 1 | 1 | cs | TRUE
41 | LV_4786-4_0_4_line_41 |  | 38 | 41 | 0.022741 | 0.125 | 0.08 | 261 | 0 | 0.364 | 1 | 1 | cs | TRUE
42 | LV_4786-4_0_4_line_42 |  | 39 | 42 | 0.032123 | 0.125 | 0.08 | 261 | 0 | 0.364 | 1 | 1 | cs | TRUE
43 | LV_4786-4_0_4_line_43 |  | 40 | 43 | 0.0088672 | 0.125 | 0.08 | 261 | 0 | 0.364 | 1 | 1 | cs | TRUE
44 | LV_4786-4_0_4_line_44 |  | 41 | 44 | 0.0032399 | 0.125 | 0.08 | 261 | 0 | 0.364 | 1 | 1 | cs | TRUE
45 | LV_4786-4_0_4_line_45 |  | 42 | 45 | 0.024431 | 0.125 | 0.08 | 261 | 0 | 0.364 | 1 | 1 | cs | TRUE
46 | LV_4786-4_0_4_line_46 |  | 43 | 78 | 0.00033639 | 0.125 | 0.08 | 261 | 0 | 0.364 | 1 | 1 | cs | TRUE
47 | LV_4786-4_0_4_line_47 |  | 44 | 76 | 0.018738 | 0.125 | 0.08 | 261 | 0 | 0.364 | 1 | 1 | cs | TRUE
48 | LV_4786-4_0_4_line_48 |  | 45 | 80 | 0.022483 | 0.125 | 0.08 | 261 | 0 | 0.364 | 1 | 1 | cs | TRUE
49 | LV_4786-4_0_4_line_49 |  | 45 | 81 | 0.048068 | 0.125 | 0.08 | 261 | 0 | 0.364 | 1 | 1 | cs | TRUE
50 | LV_4786-4_0_4_line_50 |  | 46 | 47 | 0.021416 | 0.125 | 0.08 | 261 | 0 | 0.364 | 1 | 1 | cs | TRUE
51 | LV_4786-4_0_4_line_51 |  | 46 | 48 | 8.4988e-05 | 0.125 | 0.08 | 261 | 0 | 0.364 | 1 | 1 | cs | TRUE
52 | LV_4786-4_0_4_line_52 |  | 47 | 49 | 0.00034512 | 0.125 | 0.08 | 261 | 0 | 0.364 | 1 | 1 | cs | TRUE
53 | LV_4786-4_0_4_line_53 |  | 48 | 50 | 0.022508 | 0.125 | 0.08 | 261 | 0 | 0.364 | 1 | 1 | cs | TRUE
54 | LV_4786-4_0_4_line_54 |  | 49 | 51 | 0.0095356 | 0.125 | 0.08 | 261 | 0 | 0.364 | 1 | 1 | cs | TRUE
55 | LV_4786-4_0_4_line_55 |  | 50 | 52 | 0.022219 | 0.125 | 0.08 | 261 | 0 | 0.364 | 1 | 1 | cs | TRUE
56 | LV_4786-4_0_4_line_56 |  | 51 | 53 | 0.012261 | 0.125 | 0.08 | 261 | 0 | 0.364 | 1 | 1 | cs | TRUE
57 | LV_4786-4_0_4_line_57 |  | 52 | 54 | 0.022892 | 0.125 | 0.08 | 261 | 0 | 0.364 | 1 | 1 | cs | TRUE
58 | LV_4786-4_0_4_line_58 |  | 54 | 57 | 0.02268 | 0.125 | 0.08 | 261 | 0 | 0.364 | 1 | 1 | cs | TRUE
59 | LV_4786-4_0_4_line_59 |  | 55 | 89 | 0.017266 | 0.125 | 0.08 | 261 | 0 | 0.364 | 1 | 1 | cs | TRUE
60 | LV_4786-4_0_4_line_60 |  | 56 | 57 | 0.00045826 | 0.125 | 0.08 | 261 | 0 | 0.364 | 1 | 1 | cs | TRUE
61 | LV_4786-4_0_4_line_61 |  | 56 | 58 | 0.021035 | 0.125 | 0.08 | 261 | 0 | 0.364 | 1 | 1 | cs | TRUE
62 | LV_4786-4_0_4_line_62 |  | 58 | 59 | 0.017439 | 0.125 | 0.08 | 261 | 0 | 0.364 | 1 | 1 | cs | TRUE
63 | LV_4786-4_0_4_line_63 |  | 59 | 60 | 0.021501 | 0.125 | 0.08 | 261 | 0 | 0.364 | 1 | 1 | cs | TRUE
64 | LV_4786-4_0_4_line_64 |  | 60 | 61 | 0.018636 | 0.125 | 0.08 | 261 | 0 | 0.364 | 1 | 4 | cs | TRUE
65 | LV_4786-4_0_4_line_65 |  | 60 | 62 | 0.015637 | 0.125 | 0.08 | 261 | 0 | 0.364 | 1 | 4 | cs | TRUE
66 | LV_4786-4_0_4_line_66 |  | 61 | 120 | 0.027631 | 0.125 | 0.08 | 261 | 0 | 0.364 | 1 | 4 | cs | TRUE
67 | LV_4786-4_0_4_line_67 |  | 62 | 86 | 0.0023703 | 0.125 | 0.08 | 261 | 0 | 0.364 | 1 | 4 | cs | TRUE
68 | LV_4786-4_0_4_line_68 |  | 63 | 64 | 0.022886 | 0.125 | 0.08 | 261 | 0 | 0.364 | 1 | 4 | cs | TRUE
69 | LV_4786-4_0_4_line_69 |  | 63 | 65 | 0.0010614 | 0.125 | 0.08 | 261 | 0 | 0.364 | 1 | 4 | cs | TRUE
70 | LV_4786-4_0_4_line_70 |  | 64 | 66 | 0.0033367 | 0.125 | 0.08 | 261 | 0 | 0.364 | 1 | 4 | cs | TRUE
71 | LV_4786-4_0_4_line_71 |  | 65 | 67 | 0.021784 | 0.125 | 0.08 | 261 | 0 | 0.364 | 1 | 4 | cs | TRUE
72 | LV_4786-4_0_4_line_72 |  | 66 | 68 | 0.021767 | 0.125 | 0.08 | 261 | 0 | 0.364 | 1 | 4 | cs | TRUE
73 | LV_4786-4_0_4_line_73 |  | 67 | 69 | 0.0039253 | 0.125 | 0.08 | 261 | 0 | 0.364 | 1 | 4 | cs | TRUE
74 | LV_4786-4_0_4_line_74 |  | 68 | 70 | 0.006007 | 0.125 | 0.08 | 261 | 0 | 0.364 | 1 | 4 | cs | TRUE
75 | LV_4786-4_0_4_line_75 |  | 69 | 71 | 0.018994 | 0.125 | 0.08 | 261 | 0 | 0.364 | 1 | 4 | cs | TRUE
76 | LV_4786-4_0_4_line_76 |  | 70 | 72 | 0.01058 | 0.125 | 0.08 | 261 | 0 | 0.364 | 1 | 4 | cs | TRUE
77 | LV_4786-4_0_4_line_77 |  | 71 | 85 | 0.0061858 | 0.125 | 0.08 | 261 | 0 | 0.364 | 1 | 4 | cs | TRUE
78 | LV_4786-4_0_4_line_78 |  | 72 | 73 | 0.013916 | 0.125 | 0.08 | 261 | 0 | 0.364 | 1 | 4 | cs | TRUE
79 | LV_4786-4_0_4_line_79 |  | 73 | 74 | 0.01715 | 0.125 | 0.08 | 261 | 0 | 0.364 | 1 | 4 | cs | TRUE
80 | LV_4786-4_0_4_line_80 |  | 74 | 75 | 0.019405 | 0.125 | 0.08 | 261 | 0 | 0.364 | 1 | 4 | cs | TRUE
81 | LV_4786-4_0_4_line_81 |  | 75 | 99 | 0.042889 | 0.125 | 0.08 | 261 | 0 | 0.364 | 1 | 4 | cs | TRUE
82 | LV_4786-4_0_4_line_82 |  | 76 | 77 | 0.016836 | 0.125 | 0.08 | 261 | 0 | 0.364 | 1 | 1 | cs | TRUE
83 | LV_4786-4_0_4_line_83 |  | 77 | 84 | 0.0058042 | 0.125 | 0.08 | 261 | 0 | 0.364 | 1 | 1 | cs | TRUE
84 | LV_4786-4_0_4_line_84 |  | 78 | 79 | 0.019448 | 0.125 | 0.08 | 261 | 0 | 0.364 | 1 | 1 | cs | TRUE
85 | LV_4786-4_0_4_line_85 |  | 79 | 109 | 0.0078442 | 0.125 | 0.08 | 261 | 0 | 0.364 | 1 | 1 | cs | TRUE
86 | LV_4786-4_0_4_line_86 |  | 80 | 82 | 0.0045492 | 0.125 | 0.08 | 261 | 0 | 0.364 | 1 | 1 | cs | TRUE
87 | LV_4786-4_0_4_line_87 |  | 83 | 84 | 0.036832 | 0.125 | 0.08 | 261 | 0 | 0.364 | 1 | 1 | cs | TRUE
88 | LV_4786-4_0_4_line_88 |  | 85 | 86 | 0.016444 | 0.125 | 0.08 | 261 | 0 | 0.364 | 1 | 4 | cs | TRUE
89 | LV_4786-4_0_4_line_89 |  | 87 | 88 | 0.0106 | 0.125 | 0.08 | 261 | 0 | 0.364 | 1 | 1 | cs | TRUE
90 | LV_4786-4_0_4_line_90 |  | 87 | 89 | 0.017939 | 0.125 | 0.08 | 261 | 0 | 0.364 | 1 | 1 | cs | TRUE
91 | LV_4786-4_0_4_line_91 |  | 88 | 90 | 0.0073797 | 0.125 | 0.08 | 261 | 0 | 0.364 | 1 | 1 | cs | TRUE
92 | LV_4786-4_0_4_line_92 |  | 89 | 91 | 0.020989 | 0.125 | 0.08 | 261 | 0 | 0.364 | 1 | 1 | cs | TRUE
93 | LV_4786-4_0_4_line_93 |  | 89 | 92 | 0.016384 | 0.125 | 0.08 | 261 | 0 | 0.364 | 1 | 2 | cs | TRUE
94 | LV_4786-4_0_4_line_94 |  | 90 | 93 | 0.0085373 | 0.125 | 0.08 | 261 | 0 | 0.364 | 1 | 1 | cs | TRUE
95 | LV_4786-4_0_4_line_95 |  | 91 | 94 | 0.031835 | 0.125 | 0.08 | 261 | 0 | 0.364 | 1 | 1 | cs | TRUE
96 | LV_4786-4_0_4_line_96 |  | 92 | 95 | 0.0076684 | 0.125 | 0.08 | 261 | 0 | 0.364 | 1 | 4 | cs | TRUE
97 | LV_4786-4_0_4_line_97 |  | 93 | 96 | 0.0034684 | 0.125 | 0.08 | 261 | 0 | 0.364 | 1 | 1 | cs | TRUE
98 | LV_4786-4_0_4_line_98 |  | 94 | 97 | 0.015168 | 0.125 | 0.08 | 261 | 0 | 0.364 | 1 | 1 | cs | TRUE
99 | LV_4786-4_0_4_line_99 |  | 95 | 98 | 0.022977 | 0.125 | 0.08 | 261 | 0 | 0.364 | 1 | 4 | cs | TRUE
100 | LV_4786-4_0_4_line_100 |  | 96 | 109 | 0.0095423 | 0.125 | 0.08 | 261 | 0 | 0.364 | 1 | 1 | cs | TRUE
101 | LV_4786-4_0_4_line_101 |  | 96 | 108 | 0.0076926 | 0.125 | 0.08 | 261 | 0 | 0.364 | 1 | 1 | cs | TRUE
102 | LV_4786-4_0_4_line_102 |  | 97 | 138 | 0.009341 | 0.125 | 0.08 | 261 | 0 | 0.364 | 1 | 1 | cs | TRUE
103 | LV_4786-4_0_4_line_103 |  | 97 | 135 | 0.0091519 | 0.125 | 0.08 | 261 | 0 | 0.364 | 1 | 1 | cs | TRUE
104 | LV_4786-4_0_4_line_104 |  | 98 | 121 | 0.0047507 | 0.125 | 0.08 | 261 | 0 | 0.364 | 1 | 4 | cs | TRUE
105 | LV_4786-4_0_4_line_105 |  | 99 | 100 | 0.072521 | 0.125 | 0.08 | 261 | 0 | 0.364 | 1 | 4 | cs | TRUE
106 | LV_4786-4_0_4_line_106 |  | 100 | 101 | 0.034029 | 0.125 | 0.08 | 261 | 0 | 0.364 | 1 | 4 | cs | TRUE
107 | LV_4786-4_0_4_line_107 |  | 101 | 102 | 0.12299 | 0.125 | 0.08 | 261 | 0 | 0.364 | 1 | 4 | cs | TRUE
108 | LV_4786-4_0_4_line_108 |  | 102 | 145 | 0.026695 | 0.125 | 0.08 | 261 | 0 | 0.364 | 1 | 4 | cs | TRUE
109 | LV_4786-4_0_4_line_109 |  | 103 | 104 | 0.013821 | 0.125 | 0.08 | 261 | 0 | 0.364 | 1 | 4 | cs | TRUE
110 | LV_4786-4_0_4_line_110 |  | 104 | 105 | 0.026442 | 0.125 | 0.08 | 261 | 0 | 0.364 | 1 | 1 | cs | TRUE
111 | LV_4786-4_0_4_line_111 |  | 105 | 110 | 0.02559 | 0.125 | 0.08 | 261 | 0 | 0.364 | 1 | 1 | cs | TRUE
112 | LV_4786-4_0_4_line_112 |  | 106 | 107 | 0.018848 | 0.125 | 0.08 | 261 | 0 | 0.364 | 1 | 1 | cs | TRUE
113 | LV_4786-4_0_4_line_113 |  | 106 | 108 | 0.022042 | 0.125 | 0.08 | 261 | 0 | 0.364 | 1 | 1 | cs | TRUE
114 | LV_4786-4_0_4_line_114 |  | 110 | 111 | 0.026967 | 0.125 | 0.08 | 261 | 0 | 0.364 | 1 | 1 | cs | TRUE
115 | LV_4786-4_0_4_line_115 |  | 111 | 123 | 0.0025501 | 0.125 | 0.08 | 261 | 0 | 0.364 | 1 | 1 | cs | TRUE
116 | LV_4786-4_0_4_line_116 |  | 112 | 113 | 0.0037854 | 0.125 | 0.08 | 261 | 0 | 0.364 | 1 | 1 | cs | TRUE
117 | LV_4786-4_0_4_line_117 |  | 112 | 114 | 0.0057265 | 0.125 | 0.08 | 261 | 0 | 0.364 | 1 | 1 | cs | TRUE
118 | LV_4786-4_0_4_line_118 |  | 113 | 115 | 0.01849 | 0.125 | 0.08 | 261 | 0 | 0.364 | 1 | 1 | cs | TRUE
119 | LV_4786-4_0_4_line_119 |  | 114 | 116 | 0.025776 | 0.125 | 0.08 | 261 | 0 | 0.364 | 1 | 1 | cs | TRUE
120 | LV_4786-4_0_4_line_120 |  | 115 | 117 | 0.022529 | 0.125 | 0.08 | 261 | 0 | 0.364 | 1 | 1 | cs | TRUE
121 | LV_4786-4_0_4_line_121 |  | 116 | 118 | 0.0041947 | 0.125 | 0.08 | 261 | 0 | 0.364 | 1 | 1 | cs | TRUE
122 | LV_4786-4_0_4_line_122 |  | 118 | 119 | 0.034094 | 0.125 | 0.08 | 261 | 0 | 0.364 | 1 | 1 | cs | TRUE
123 | LV_4786-4_0_4_line_123 |  | 119 | 127 | 0.00092806 | 0.125 | 0.08 | 261 | 0 | 0.364 | 1 | 1 | cs | TRUE
124 | LV_4786-4_0_4_line_124 |  | 120 | 121 | 0.002204 | 0.125 | 0.08 | 261 | 0 | 0.364 | 1 | 4 | cs | TRUE
125 | LV_4786-4_0_4_line_125 |  | 120 | 122 | 0.005295 | 0.125 | 0.08 | 261 | 0 | 0.364 | 1 | 4 | cs | TRUE
126 | LV_4786-4_0_4_line_126 |  | 121 | 142 | 0.019882 | 0.125 | 0.08 | 261 | 0 | 0.364 | 1 | 1 | cs | TRUE
127 | LV_4786-4_0_4_line_127 |  | 122 | 143 | 0.02245 | 0.125 | 0.08 | 261 | 0 | 0.364 | 1 | 4 | cs | TRUE
128 | LV_4786-4_0_4_line_128 |  | 122 | 131 | 0.024616 | 0.125 | 0.08 | 261 | 0 | 0.364 | 1 | 1 | cs | TRUE
129 | LV_4786-4_0_4_line_129 |  | 123 | 124 | 0.021849 | 0.125 | 0.08 | 261 | 0 | 0.364 | 1 | 1 | cs | TRUE
130 | LV_4786-4_0_4_line_130 |  | 124 | 125 | 0.02003 | 0.125 | 0.08 | 261 | 0 | 0.364 | 1 | 1 | cs | TRUE
131 | LV_4786-4_0_4_line_131 |  | 125 | 126 | 0.0046277 | 0.125 | 0.08 | 261 | 0 | 0.364 | 1 | 1 | cs | TRUE
132 | LV_4786-4_0_4_line_132 |  | 126 | 136 | 0.016482 | 0.125 | 0.08 | 261 | 0 | 0.364 | 1 | 1 | cs | TRUE
133 | LV_4786-4_0_4_line_133 |  | 127 | 128 | 0.0080523 | 0.125 | 0.08 | 261 | 0 | 0.364 | 1 | 1 | cs | TRUE
134 | LV_4786-4_0_4_line_134 |  | 128 | 129 | 0.0068486 | 0.125 | 0.08 | 261 | 0 | 0.364 | 1 | 1 | cs | TRUE
135 | LV_4786-4_0_4_line_135 |  | 129 | 130 | 0.026831 | 0.125 | 0.08 | 261 | 0 | 0.364 | 1 | 1 | cs | TRUE
136 | LV_4786-4_0_4_line_136 |  | 130 | 131 | 0.02371 | 0.125 | 0.08 | 261 | 0 | 0.364 | 1 | 1 | cs | TRUE
137 | LV_4786-4_0_4_line_137 |  | 132 | 133 | 0.02862 | 0.125 | 0.08 | 261 | 0 | 0.364 | 1 | 1 | cs | TRUE
138 | LV_4786-4_0_4_line_138 |  | 132 | 134 | 0.0055132 | 0.125 | 0.08 | 261 | 0 | 0.364 | 1 | 1 | cs | TRUE
139 | LV_4786-4_0_4_line_139 |  | 134 | 135 | 0.015933 | 0.125 | 0.08 | 261 | 0 | 0.364 | 1 | 1 | cs | TRUE
140 | LV_4786-4_0_4_line_140 |  | 136 | 137 | 0.0091401 | 0.125 | 0.08 | 261 | 0 | 0.364 | 1 | 1 | cs | TRUE
141 | LV_4786-4_0_4_line_141 |  | 137 | 141 | 0.024722 | 0.125 | 0.08 | 261 | 0 | 0.364 | 1 | 1 | cs | TRUE
142 | LV_4786-4_0_4_line_142 |  | 138 | 139 | 0.016734 | 0.125 | 0.08 | 261 | 0 | 0.364 | 1 | 1 | cs | TRUE
143 | LV_4786-4_0_4_line_143 |  | 138 | 140 | 0.013531 | 0.125 | 0.08 | 261 | 0 | 0.364 | 1 | 1 | cs | TRUE
144 | LV_4786-4_0_4_line_144 |  | 143 | 144 | 0.027497 | 0.125 | 0.08 | 261 | 0 | 0.364 | 1 | 4 | cs | TRUE
145 | LV_4786-4_0_4_line_145 |  | 144 | 158 | 0.028366 | 0.125 | 0.08 | 261 | 0 | 0.364 | 1 | 4 | cs | TRUE
146 | LV_4786-4_0_4_line_146 |  | 145 | 146 | 0.045278 | 0.125 | 0.08 | 261 | 0 | 0.364 | 1 | 4 | cs | TRUE
147 | LV_4786-4_0_4_line_147 |  | 146 | 147 | 0.057883 | 0.125 | 0.08 | 261 | 0 | 0.364 | 1 | 4 | cs | TRUE
148 | LV_4786-4_0_4_line_148 |  | 147 | 148 | 0.008835 | 0.125 | 0.08 | 261 | 0 | 0.364 | 1 | 4 | cs | TRUE
149 | LV_4786-4_0_4_line_149 |  | 148 | 171 | 0.053563 | 0.125 | 0.08 | 261 | 0 | 0.364 | 1 | 4 | cs | TRUE
150 | LV_4786-4_0_4_line_150 |  | 149 | 150 | 0.01289 | 0.125 | 0.08 | 261 | 0 | 0.364 | 1 | 1 | cs | TRUE
151 | LV_4786-4_0_4_line_151 |  | 150 | 151 | 0.032814 | 0.125 | 0.08 | 261 | 0 | 0.364 | 1 | 4 | cs | TRUE
152 | LV_4786-4_0_4_line_152 |  | 150 | 152 | 0.017577 | 0.125 | 0.08 | 261 | 0 | 0.364 | 1 | 4 | cs | TRUE
153 | LV_4786-4_0_4_line_153 |  | 150 | 153 | 0.030382 | 0.125 | 0.08 | 261 | 0 | 0.364 | 1 | 1 | cs | TRUE
154 | LV_4786-4_0_4_line_154 |  | 151 | 154 | 0.0040653 | 0.125 | 0.08 | 261 | 0 | 0.364 | 1 | 4 | cs | TRUE
155 | LV_4786-4_0_4_line_155 |  | 151 | 155 | 0.021019 | 0.125 | 0.08 | 261 | 0 | 0.364 | 1 | 1 | cs | TRUE
156 | LV_4786-4_0_4_line_156 |  | 152 | 156 | 0.010599 | 0.125 | 0.08 | 261 | 0 | 0.364 | 1 | 4 | cs | TRUE
157 | LV_4786-4_0_4_line_157 |  | 153 | 157 | 0.013496 | 0.125 | 0.08 | 261 | 0 | 0.364 | 1 | 1 | cs | TRUE
158 | LV_4786-4_0_4_line_158 |  | 154 | 166 | 0.022466 | 0.125 | 0.08 | 261 | 0 | 0.364 | 1 | 4 | cs | TRUE
159 | LV_4786-4_0_4_line_159 |  | 155 | 167 | 0.023713 | 0.125 | 0.08 | 261 | 0 | 0.364 | 1 | 1 | cs | TRUE
160 | LV_4786-4_0_4_line_160 |  | 156 | 161 | 0.030749 | 0.125 | 0.08 | 261 | 0 | 0.364 | 1 | 4 | cs | TRUE
161 | LV_4786-4_0_4_line_161 |  | 157 | 165 | 0.026881 | 0.125 | 0.08 | 261 | 0 | 0.364 | 1 | 1 | cs | TRUE
162 | LV_4786-4_0_4_line_162 |  | 159 | 160 | 0.025549 | 0.125 | 0.08 | 261 | 0 | 0.364 | 1 | 1 | cs | TRUE
163 | LV_4786-4_0_4_line_163 |  | 160 | 161 | 0.018285 | 0.125 | 0.08 | 261 | 0 | 0.364 | 1 | 4 | cs | TRUE
164 | LV_4786-4_0_4_line_164 |  | 160 | 162 | 0.011517 | 0.125 | 0.08 | 261 | 0 | 0.364 | 1 | 4 | cs | TRUE
165 | LV_4786-4_0_4_line_165 |  | 162 | 163 | 0.019219 | 0.125 | 0.08 | 261 | 0 | 0.364 | 1 | 4 | cs | TRUE
166 | LV_4786-4_0_4_line_166 |  | 163 | 164 | 0.0099829 | 0.125 | 0.08 | 261 | 0 | 0.364 | 1 | 4 | cs | TRUE
167 | LV_4786-4_0_4_line_167 |  | 164 | 175 | 0.0020231 | 0.125 | 0.08 | 261 | 0 | 0.364 | 1 | 4 | cs | TRUE
168 | LV_4786-4_0_4_line_168 |  | 166 | 170 | 0.0037407 | 0.125 | 0.08 | 261 | 0 | 0.364 | 1 | 4 | cs | TRUE
169 | LV_4786-4_0_4_line_169 |  | 167 | 168 | 0.0029349 | 0.125 | 0.08 | 261 | 0 | 0.364 | 1 | 1 | cs | TRUE
170 | LV_4786-4_0_4_line_170 |  | 168 | 169 | 0.0041033 | 0.125 | 0.08 | 261 | 0 | 0.364 | 1 | 1 | cs | TRUE
171 | LV_4786-4_0_4_line_171 |  | 170 | 171 | 0.033422 | 0.125 | 0.08 | 261 | 0 | 0.364 | 1 | 4 | cs | TRUE
172 | LV_4786-4_0_4_line_172 |  | 171 | 172 | 0.01456 | 0.125 | 0.08 | 261 | 0 | 0.364 | 1 | 1 | cs | TRUE
173 | LV_4786-4_0_4_line_173 |  | 172 | 173 | 0.003484 | 0.125 | 0.08 | 261 | 0 | 0.364 | 1 | 1 | cs | TRUE
174 | LV_4786-4_0_4_line_174 |  | 173 | 174 | 0.022743 | 0.125 | 0.08 | 261 | 0 | 0.364 | 1 | 1 | cs | TRUE
175 | LV_4786-4_0_4_line_175 |  | 175 | 178 | 0.018113 | 0.125 | 0.08 | 261 | 0 | 0.364 | 1 | 1 | cs | TRUE
176 | LV_4786-4_0_4_line_176 |  | 175 | 176 | 0.012504 | 0.125 | 0.08 | 261 | 0 | 0.364 | 1 | 4 | cs | TRUE
177 | LV_4786-4_0_4_line_177 |  | 176 | 177 | 0.012568 | 0.125 | 0.08 | 261 | 0 | 0.364 | 1 | 4 | cs | TRUE

## trafo
| name | std_type | hv_bus | lv_bus | sn_mva | vn_hv_kv | vn_lv_kv | vk_percent | vkr_percent | pfe_kw | i0_percent | shift_degree | tap_side | tap_neutral | tap_min | tap_max | tap_step_percent | tap_step_degree | tap_pos | tap_phase_shifter | parallel | df | in_service
0 | LV_4786-4_0_4_trafo_140 | 0.63 MVA 20/0.4 kV | 179 | 158 | 0.63 | 20 | 0.4 | 6 | 1.206 | 1.65 | 0.2619 | 150 | hv | 0 | -2 | 2 | 2.5 | 0 | 0 | FALSE | 1 | 1 | TRUE

## line_geodata
| x0 | y0 | x1 | y1 | x2 | y2 | x3 | y3 | x4 | y4 | x5 | y5
0 | 2720429.7583 | 1256739.2251 | 2720446.6238 | 1256740.273
1 | 2720467.2994 | 1256741.5575 | 2720446.6238 | 1256740.273
2 | 2720429.7583 | 1256739.2251 | 2720426.4433 | 1256739.0242 | 2720411.4729 | 1256738.2463
3 | 2720467.2994 | 1256741.5575 | 2720475.1984 | 1256742.0474
4 | 2720383.5142 | 1256736.7936 | 2720411.4729 | 1256738.2463
5 | 2720475.1984 | 1256742.0474 | 2720476.0708 | 1256742.1016
6 | 2720431.9027 | 1256696.2281 | 2720431.9328 | 1256695.6249
7 | 2720433.2886 | 1256676.9761 | 2720432.1164 | 1256691.943 | 2720431.9328 | 1256695.6249
8 | 2720383.5142 | 1256736.7936 | 2720382.8739 | 1256743.4197 | 2720383.7174 | 1256755.3473
9 | 2720383.5142 | 1256736.7936 | 2720380.8209 | 1256736.6311
10 | 2720476.0708 | 1256742.1016 | 2720500.4116 | 1256743.6112
11 | 2720433.2886 | 1256676.9761 | 2720416.4563 | 1256676.3777 | 2720398.1166 | 1256677.9394
12 | 2720383.7174 | 1256755.3473 | 2720380.0565 | 1256756.2069 | 2720372.046 | 1256759.1466
13 | 2720384.8222 | 1256786.6859 | 2720382.4994 | 1256778.1312 | 2720382.3443 | 1256757.9549 | 2720383.7174 | 1256755.3473
14 | 2720380.8209 | 1256736.6311 | 2720348.8817 | 1256734.703
15 | 2720502.2793 | 1256743.7271 | 2720500.4116 | 1256743.6112
16 | 2720502.2793 | 1256743.7271 | 2720532.1906 | 1256745.5822
17 | 2720340.9992 | 1256734.2271 | 2720348.8817 | 1256734.703
18 | 2720304.4887 | 1256732.7727 | 2720315.5684 | 1256732.4754 | 2720331.4084 | 1256733.6428 | 2720340.9992 | 1256734.2271
19 | 2720304.4887 | 1256732.7727 | 2720303.1728 | 1256715.4655
20 | 2720384.8222 | 1256786.6859 | 2720394.6215 | 1256783.6936
21 | 2720303.1728 | 1256715.4655 | 2720301.1317 | 1256688.6183
22 | 2720569.834 | 1256600.0415 | 2720565.2735 | 1256599.711
23 | 2720549.1626 | 1256598.5438 | 2720565.2735 | 1256599.711
24 | 2720593.5345 | 1256601.7587 | 2720569.834 | 1256600.0415
25 | 2720549.1626 | 1256598.5438 | 2720545.7469 | 1256598.3026
26 | 2720593.5345 | 1256601.7587 | 2720596.5074 | 1256601.9741
27 | 2720534.1628 | 1256597.4847 | 2720545.7469 | 1256598.3026
28 | 2720619.523 | 1256596.2414 | 2720605.3319 | 1256602.6134 | 2720596.5074 | 1256601.9741
29 | 2720540.6401 | 1256554.1341 | 2720539.8961 | 1256552.0893
30 | 2720531.4653 | 1256528.9157 | 2720539.8961 | 1256552.0893
31 | 2720534.1628 | 1256597.4847 | 2720521.1805 | 1256596.5681
32 | 2720619.523 | 1256596.2414 | 2720628.0499 | 1256615.3076
33 | 2720530.9938 | 1256527.6198 | 2720531.4653 | 1256528.9157
34 | 2720506.6491 | 1256595.5421 | 2720521.1805 | 1256596.5681
35 | 2720230.025 | 1256604.3348 | 2720227.6077 | 1256595.3846
36 | 2720227.2291 | 1256593.9827 | 2720227.6077 | 1256595.3846
37 | 2720230.025 | 1256604.3348 | 2720233.5895 | 1256617.5327
38 | 2720227.2291 | 1256593.9827 | 2720219.2517 | 1256563.4195
39 | 2720227.2291 | 1256593.9827 | 2720216.0522 | 1256584.2028 | 2720213.7948 | 1256583.1518
40 | 2720233.5895 | 1256617.5327 | 2720235.4967 | 1256624.5942
41 | 2720219.2517 | 1256563.4195 | 2720218.9007 | 1256562.0748 | 2720215.9129 | 1256540.9337
42 | 2720182.3063 | 1256582.8944 | 2720197.0091 | 1256581.7585 | 2720208.5345 | 1256580.7027 | 2720213.7948 | 1256583.1518
43 | 2720237.8087 | 1256633.1547 | 2720235.4967 | 1256624.5942
44 | 2720215.4596 | 1256537.7256 | 2720215.9129 | 1256540.9337
45 | 2720182.3063 | 1256582.8944 | 2720183.2495 | 1256594.3902 | 2720185.7573 | 1256607.0407
46 | 2720237.8087 | 1256633.1547 | 2720237.8964 | 1256633.4794
47 | 2720212.8375 | 1256519.172 | 2720215.4596 | 1256537.7256
48 | 2720190.1292 | 1256629.0945 | 2720185.7573 | 1256607.0407
49 | 2720185.7573 | 1256607.0407 | 2720141.3366 | 1256625.4062
50 | 2720226.9543 | 1256449.2478 | 2720230.0306 | 1256470.4413
51 | 2720230.0306 | 1256470.4413 | 2720230.0428 | 1256470.5254
52 | 2720226.9047 | 1256448.9063 | 2720226.9543 | 1256449.2478
53 | 2720230.0428 | 1256470.5254 | 2720233.2761 | 1256492.7999
54 | 2720226.9047 | 1256448.9063 | 2720226.1096 | 1256443.4292 | 2720227.5285 | 1256439.6881
55 | 2720236.4679 | 1256514.7885 | 2720233.2761 | 1256492.7999
56 | 2720227.5285 | 1256439.6881 | 2720227.5285 | 1256439.6881 | 2720231.8404 | 1256436.1281 | 2720238.0909 | 1256433.8017
57 | 2720239.7564 | 1256537.4435 | 2720236.4679 | 1256514.7885
58 | 2720239.7564 | 1256537.4435 | 2720243.0145 | 1256559.8886
59 | 2720299.8227 | 1256671.4024 | 2720301.1317 | 1256688.6183
60 | 2720243.0145 | 1256559.8886 | 2720243.0803 | 1256560.3421
61 | 2720243.0803 | 1256560.3421 | 2720244.1148 | 1256567.4693 | 2720246.0669 | 1256571.6348 | 2720248.2101 | 1256573.8246 | 2720250.4176 | 1256575.0705 | 2720254.0307 | 1256575.4554
62 | 2720271.3948 | 1256573.8362 | 2720254.0307 | 1256575.4554 | 2720254.0307 | 1256575.4554
63 | 2720292.8027 | 1256571.8398 | 2720271.3948 | 1256573.8362
64 | 2720292.8027 | 1256571.8398 | 2720295.7923 | 1256590.2348
65 | 2720292.8027 | 1256571.8398 | 2720290.1481 | 1256556.4294
66 | 2720300.2247 | 1256617.5081 | 2720295.7923 | 1256590.2348
67 | 2720290.1481 | 1256556.4294 | 2720289.7457 | 1256554.0935
68 | 2720278.1346 | 1256486.6911 | 2720274.2493 | 1256464.1369
69 | 2720278.1346 | 1256486.6911 | 2720278.3148 | 1256487.7371
70 | 2720274.2493 | 1256464.1369 | 2720273.6829 | 1256460.8486
71 | 2720278.3148 | 1256487.7371 | 2720282.013 | 1256509.2054
72 | 2720269.9877 | 1256439.3977 | 2720273.6829 | 1256460.8486
73 | 2720282.6794 | 1256513.0737 | 2720282.013 | 1256509.2054
74 | 2720268.9679 | 1256433.4779 | 2720269.9877 | 1256439.3977
75 | 2720282.6794 | 1256513.0737 | 2720285.9039 | 1256531.7919
76 | 2720266.7454 | 1256423.1368 | 2720268.5395 | 1256430.9912 | 2720268.9679 | 1256433.4779
77 | 2720286.954 | 1256537.8879 | 2720285.9039 | 1256531.7919
78 | 2720266.7454 | 1256423.1368 | 2720264.0324 | 1256416.3203 | 2720261.2293 | 1256410.3679
79 | 2720253.9226 | 1256394.8518 | 2720261.2293 | 1256410.3679
80 | 2720253.9226 | 1256394.8518 | 2720272.1638 | 1256388.2319
81 | 2720312.4797 | 1256373.6007 | 2720272.1638 | 1256388.2319
82 | 2720212.8375 | 1256519.172 | 2720210.4816 | 1256502.502
83 | 2720210.4816 | 1256502.502 | 2720209.6694 | 1256496.7549
84 | 2720237.8964 | 1256633.4794 | 2720240.741 | 1256644.0117 | 2720244.473 | 1256651.6911
85 | 2720247.9017 | 1256658.7463 | 2720244.473 | 1256651.6911
86 | 2720190.1292 | 1256629.0945 | 2720191.0138 | 1256633.5569
87 | 2720204.5153 | 1256460.2849 | 2720209.6694 | 1256496.7549
88 | 2720286.954 | 1256537.8879 | 2720289.7457 | 1256554.0935
89 | 2720271.3878 | 1256668.9766 | 2720281.949 | 1256669.8775
90 | 2720299.8227 | 1256671.4024 | 2720281.949 | 1256669.8775
91 | 2720271.3878 | 1256668.9766 | 2720264.0347 | 1256668.3493
92 | 2720299.8227 | 1256671.4024 | 2720320.7466 | 1256673.0501
93 | 2720299.8227 | 1256671.4024 | 2720298.9881 | 1256655.0399
94 | 2720255.5284 | 1256667.6236 | 2720264.0347 | 1256668.3493
95 | 2720320.7466 | 1256673.0501 | 2720352.4838 | 1256675.5494
96 | 2720298.5975 | 1256647.3815 | 2720298.9881 | 1256655.0399
97 | 2720252.0726 | 1256667.3288 | 2720255.5284 | 1256667.6236
98 | 2720367.6051 | 1256676.7402 | 2720352.4838 | 1256675.5494
99 | 2720298.5975 | 1256647.3815 | 2720298.4798 | 1256645.0744 | 2720299.7825 | 1256624.4483
100 | 2720252.0726 | 1256667.3288 | 2720247.9017 | 1256658.7463
101 | 2720252.0726 | 1256667.3288 | 2720244.3978 | 1256666.8044
102 | 2720368.2549 | 1256667.4231 | 2720367.6051 | 1256676.7402
103 | 2720367.6051 | 1256676.7402 | 2720376.733 | 1256677.4029
104 | 2720300.082 | 1256619.7071 | 2720299.7825 | 1256624.4483
105 | 2720312.4797 | 1256373.6007 | 2720380.9937 | 1256349.8282
106 | 2720380.9937 | 1256349.8282 | 2720389.1218 | 1256382.872
107 | 2720389.1218 | 1256382.872 | 2720503.6123 | 1256337.9455
108 | 2720503.6123 | 1256337.9455 | 2720514.5828 | 1256362.282
109 | 2720633.6925 | 1256627.9243 | 2720628.0499 | 1256615.3076
110 | 2720644.3175 | 1256652.1508 | 2720633.6925 | 1256627.9243
111 | 2720644.3175 | 1256652.1508 | 2720632.5107 | 1256657.7596 | 2720628.9688 | 1256658.6993 | 2720624.5525 | 1256658.865 | 2720620.1287 | 1256658.5561
112 | 2720222.4206 | 1256666.9339 | 2720203.6402 | 1256668.526
113 | 2720222.4206 | 1256666.9339 | 2720233.0744 | 1256666.0307 | 2720244.3978 | 1256666.8044
114 | 2720593.2272 | 1256656.6774 | 2720620.1287 | 1256658.5561
115 | 2720593.2272 | 1256656.6774 | 2720590.6833 | 1256656.4998
116 | 2720329.9472 | 1256467.2716 | 2720329.2421 | 1256463.5524
117 | 2720329.9472 | 1256467.2716 | 2720331.0139 | 1256472.8978
118 | 2720329.2421 | 1256463.5524 | 2720325.7981 | 1256445.3858
119 | 2720335.8151 | 1256498.2227 | 2720331.0139 | 1256472.8978
120 | 2720321.7254 | 1256423.2276 | 2720325.7776 | 1256445.2777 | 2720325.7981 | 1256445.3858
121 | 2720336.5964 | 1256502.344 | 2720335.8151 | 1256498.2227
122 | 2720336.5964 | 1256502.344 | 2720342.9469 | 1256535.8411
123 | 2720343.1198 | 1256536.753 | 2720342.9469 | 1256535.8411
124 | 2720300.2247 | 1256617.5081 | 2720300.082 | 1256619.7071
125 | 2720304.1581 | 1256614.3853 | 2720302.7094 | 1256616.6245 | 2720300.2247 | 1256617.5081
126 | 2720300.082 | 1256619.7071 | 2720319.9079 | 1256621.1948
127 | 2720304.1581 | 1256614.3853 | 2720326.5579 | 1256615.8927
128 | 2720304.1581 | 1256614.3853 | 2720308.2612 | 1256604.0263 | 2720313.7289 | 1256591.7113
129 | 2720568.8873 | 1256654.9777 | 2720590.6833 | 1256656.4998
130 | 2720568.8873 | 1256654.9777 | 2720548.9064 | 1256653.5823
131 | 2720544.29 | 1256653.2599 | 2720548.9064 | 1256653.5823
132 | 2720527.8477 | 1256652.1116 | 2720544.29 | 1256653.2599
133 | 2720343.1198 | 1256536.753 | 2720344.3899 | 1256543.4524 | 2720343.9005 | 1256544.5847
134 | 2720343.9005 | 1256544.5847 | 2720341.1838 | 1256550.8714 | 2720341.1838 | 1256550.8714
135 | 2720341.1838 | 1256550.8714 | 2720330.3605 | 1256558.5693 | 2720325.97 | 1256564.1404 | 2720323.3503 | 1256570.0408
136 | 2720323.3503 | 1256570.0408 | 2720313.7289 | 1256591.7113
137 | 2720398.1166 | 1256677.9394 | 2720400.2728 | 1256649.4005
138 | 2720398.1166 | 1256677.9394 | 2720392.623 | 1256678.4044
139 | 2720392.623 | 1256678.4044 | 2720391.6558 | 1256678.4863 | 2720376.733 | 1256677.4029
140 | 2720518.7299 | 1256651.4749 | 2720527.8477 | 1256652.1116
141 | 2720494.0677 | 1256649.7526 | 2720518.7299 | 1256651.4749
142 | 2720368.2549 | 1256667.4231 | 2720368.8404 | 1256659.0388 | 2720377.1494 | 1256659.6195
143 | 2720368.2549 | 1256667.4231 | 2720354.7565 | 1256666.4811
144 | 2720353.9932 | 1256617.7389 | 2720326.5579 | 1256615.8927
145 | 2720353.9932 | 1256617.7389 | 2720382.2947 | 1256619.6435
146 | 2720533.1902 | 1256403.5601 | 2720518.4013 | 1256370.7528 | 2720514.5828 | 1256362.282
147 | 2720556.9494 | 1256456.3417 | 2720533.1902 | 1256403.5601
148 | 2720556.9494 | 1256456.3417 | 2720560.556 | 1256464.407
149 | 2720514.3352 | 1256491.475 | 2720560.556 | 1256464.407
150 | 2720421.5263 | 1256515.1405 | 2720418.4272 | 1256502.6291
151 | 2720421.5263 | 1256515.1405 | 2720453.4267 | 1256507.0713
152 | 2720421.5263 | 1256515.1405 | 2720425.5123 | 1256532.26
153 | 2720421.5263 | 1256515.1405 | 2720392.229 | 1256523.1851
154 | 2720453.4267 | 1256507.0713 | 2720454.5043 | 1256505.6476 | 2720456.7005 | 1256505.0361
155 | 2720453.4267 | 1256507.0713 | 2720449.6282 | 1256512.0873 | 2720449.1357 | 1256518.494 | 2720451.3468 | 1256526.4954
156 | 2720427.9159 | 1256542.5832 | 2720425.5123 | 1256532.26
157 | 2720392.229 | 1256523.1851 | 2720395.1917 | 1256536.3522
158 | 2720456.7005 | 1256505.0361 | 2720478.343 | 1256499.0107
159 | 2720451.3468 | 1256526.4954 | 2720457.663 | 1256549.3518
160 | 2720427.9159 | 1256542.5832 | 2720434.8889 | 1256572.5308
161 | 2720395.1917 | 1256536.3522 | 2720401.0924 | 1256562.5772
162 | 2720439.0354 | 1256590.3399 | 2720438.9169 | 1256606.9074 | 2720438.1978 | 1256615.8596
163 | 2720439.0354 | 1256590.3399 | 2720434.8889 | 1256572.5308
164 | 2720439.0354 | 1256590.3399 | 2720450.5155 | 1256591.2654
165 | 2720469.6723 | 1256592.8097 | 2720450.5155 | 1256591.2654
166 | 2720469.6723 | 1256592.8097 | 2720479.6228 | 1256593.6134
167 | 2720481.6393 | 1256593.7763 | 2720479.6228 | 1256593.6134
168 | 2720481.9466 | 1256498.0074 | 2720478.343 | 1256499.0107
169 | 2720458.4448 | 1256552.1807 | 2720457.663 | 1256549.3518
170 | 2720458.4448 | 1256552.1807 | 2720459.5377 | 1256556.1357
171 | 2720481.9466 | 1256498.0074 | 2720508.0284 | 1256490.746 | 2720514.3352 | 1256491.475
172 | 2720522.027 | 1256502.9731 | 2720518.8931 | 1256494.3591 | 2720514.3352 | 1256491.475 | 2720514.3352 | 1256491.475
173 | 2720523.2181 | 1256506.2471 | 2720522.027 | 1256502.9731
174 | 2720523.2181 | 1256506.2471 | 2720530.9938 | 1256527.6198
175 | 2720481.6393 | 1256593.7763 | 2720480.1828 | 1256611.8305
176 | 2720481.6393 | 1256593.7763 | 2720494.1128 | 1256594.657
177 | 2720494.1128 | 1256594.657 | 2720506.6491 | 1256595.5421

## bus_geodata
| x | y | coords
0 | 2720446.6238 | 1256740.273
1 | 2720429.7583 | 1256739.2251
2 | 2720467.2994 | 1256741.5575
3 | 2720411.4729 | 1256738.2463
4 | 2720475.1984 | 1256742.0474
5 | 2720431.9027 | 1256696.2281
6 | 2720431.9328 | 1256695.6249
7 | 2720383.5142 | 1256736.7936
8 | 2720476.0708 | 1256742.1016
9 | 2720433.2886 | 1256676.9761
10 | 2720383.7174 | 1256755.3473
11 | 2720380.8209 | 1256736.6311
12 | 2720500.4116 | 1256743.6112
13 | 2720502.2793 | 1256743.7271
14 | 2720532.1906 | 1256745.5822
15 | 2720348.8817 | 1256734.703
16 | 2720340.9992 | 1256734.2271
17 | 2720304.4887 | 1256732.7727
18 | 2720372.046 | 1256759.1466
19 | 2720384.8222 | 1256786.6859
20 | 2720303.1728 | 1256715.4655
21 | 2720394.6215 | 1256783.6936
22 | 2720565.2735 | 1256599.711
23 | 2720569.834 | 1256600.0415
24 | 2720549.1626 | 1256598.5438
25 | 2720593.5345 | 1256601.7587
26 | 2720545.7469 | 1256598.3026
27 | 2720596.5074 | 1256601.9741
28 | 2720540.6401 | 1256554.1341
29 | 2720539.8961 | 1256552.0893
30 | 2720534.1628 | 1256597.4847
31 | 2720619.523 | 1256596.2414
32 | 2720531.4653 | 1256528.9157
33 | 2720521.1805 | 1256596.5681
34 | 2720227.6077 | 1256595.3846
35 | 2720230.025 | 1256604.3348
36 | 2720227.2291 | 1256593.9827
37 | 2720233.5895 | 1256617.5327
38 | 2720219.2517 | 1256563.4195
39 | 2720213.7948 | 1256583.1518
40 | 2720235.4967 | 1256624.5942
41 | 2720215.9129 | 1256540.9337
42 | 2720182.3063 | 1256582.8944
43 | 2720237.8087 | 1256633.1547
44 | 2720215.4596 | 1256537.7256
45 | 2720185.7573 | 1256607.0407
46 | 2720230.0306 | 1256470.4413
47 | 2720226.9543 | 1256449.2478
48 | 2720230.0428 | 1256470.5254
49 | 2720226.9047 | 1256448.9063
50 | 2720233.2761 | 1256492.7999
51 | 2720227.5285 | 1256439.6881
52 | 2720236.4679 | 1256514.7885
53 | 2720238.0909 | 1256433.8017
54 | 2720239.7564 | 1256537.4435
55 | 2720301.1317 | 1256688.6183
56 | 2720243.0803 | 1256560.3421
57 | 2720243.0145 | 1256559.8886
58 | 2720254.0307 | 1256575.4554
59 | 2720271.3948 | 1256573.8362
60 | 2720292.8027 | 1256571.8398
61 | 2720295.7923 | 1256590.2348
62 | 2720290.1481 | 1256556.4294
63 | 2720278.1346 | 1256486.6911
64 | 2720274.2493 | 1256464.1369
65 | 2720278.3148 | 1256487.7371
66 | 2720273.6829 | 1256460.8486
67 | 2720282.013 | 1256509.2054
68 | 2720269.9877 | 1256439.3977
69 | 2720282.6794 | 1256513.0737
70 | 2720268.9679 | 1256433.4779
71 | 2720285.9039 | 1256531.7919
72 | 2720266.7454 | 1256423.1368
73 | 2720261.2293 | 1256410.3679
74 | 2720253.9226 | 1256394.8518
75 | 2720272.1638 | 1256388.2319
76 | 2720212.8375 | 1256519.172
77 | 2720210.4816 | 1256502.502
78 | 2720237.8964 | 1256633.4794
79 | 2720244.473 | 1256651.6911
80 | 2720190.1292 | 1256629.0945
81 | 2720141.3366 | 1256625.4062
82 | 2720191.0138 | 1256633.5569
83 | 2720204.5153 | 1256460.2849
84 | 2720209.6694 | 1256496.7549
85 | 2720286.954 | 1256537.8879
86 | 2720289.7457 | 1256554.0935
87 | 2720281.949 | 1256669.8775
88 | 2720271.3878 | 1256668.9766
89 | 2720299.8227 | 1256671.4024
90 | 2720264.0347 | 1256668.3493
91 | 2720320.7466 | 1256673.0501
92 | 2720298.9881 | 1256655.0399
93 | 2720255.5284 | 1256667.6236
94 | 2720352.4838 | 1256675.5494
95 | 2720298.5975 | 1256647.3815
96 | 2720252.0726 | 1256667.3288
97 | 2720367.6051 | 1256676.7402
98 | 2720299.7825 | 1256624.4483
99 | 2720312.4797 | 1256373.6007
100 | 2720380.9937 | 1256349.8282
101 | 2720389.1218 | 1256382.872
102 | 2720503.6123 | 1256337.9455
103 | 2720628.0499 | 1256615.3076
104 | 2720633.6925 | 1256627.9243
105 | 2720644.3175 | 1256652.1508
106 | 2720222.4206 | 1256666.9339
107 | 2720203.6402 | 1256668.526
108 | 2720244.3978 | 1256666.8044
109 | 2720247.9017 | 1256658.7463
110 | 2720620.1287 | 1256658.5561
111 | 2720593.2272 | 1256656.6774
112 | 2720329.9472 | 1256467.2716
113 | 2720329.2421 | 1256463.5524
114 | 2720331.0139 | 1256472.8978
115 | 2720325.7981 | 1256445.3858
116 | 2720335.8151 | 1256498.2227
117 | 2720321.7254 | 1256423.2276
118 | 2720336.5964 | 1256502.344
119 | 2720342.9469 | 1256535.8411
120 | 2720300.2247 | 1256617.5081
121 | 2720300.082 | 1256619.7071
122 | 2720304.1581 | 1256614.3853
123 | 2720590.6833 | 1256656.4998
124 | 2720568.8873 | 1256654.9777
125 | 2720548.9064 | 1256653.5823
126 | 2720544.29 | 1256653.2599
127 | 2720343.1198 | 1256536.753
128 | 2720343.9005 | 1256544.5847
129 | 2720341.1838 | 1256550.8714
130 | 2720323.3503 | 1256570.0408
131 | 2720313.7289 | 1256591.7113
132 | 2720398.1166 | 1256677.9394
133 | 2720400.2728 | 1256649.4005
134 | 2720392.623 | 1256678.4044
135 | 2720376.733 | 1256677.4029
136 | 2720527.8477 | 1256652.1116
137 | 2720518.7299 | 1256651.4749
138 | 2720368.2549 | 1256667.4231
139 | 2720377.1494 | 1256659.6195
140 | 2720354.7565 | 1256666.4811
141 | 2720494.0677 | 1256649.7526
142 | 2720319.9079 | 1256621.1948
143 | 2720326.5579 | 1256615.8927
144 | 2720353.9932 | 1256617.7389
145 | 2720514.5828 | 1256362.282
146 | 2720533.1902 | 1256403.5601
147 | 2720556.9494 | 1256456.3417
148 | 2720560.556 | 1256464.407
149 | 2720418.4272 | 1256502.629
150 | 2720421.5263 | 1256515.1405
151 | 2720453.4267 | 1256507.0713
152 | 2720425.5123 | 1256532.2601
153 | 2720392.229 | 1256523.1851
154 | 2720456.7005 | 1256505.0361
155 | 2720451.3468 | 1256526.4954
156 | 2720427.9159 | 1256542.5832
157 | 2720395.1917 | 1256536.3522
158 | 2720382.2947 | 1256619.6435
159 | 2720438.1978 | 1256615.8596
160 | 2720439.0354 | 1256590.3399
161 | 2720434.8889 | 1256572.5308
162 | 2720450.5155 | 1256591.2654
163 | 2720469.6723 | 1256592.8097
164 | 2720479.6228 | 1256593.6134
165 | 2720401.0924 | 1256562.5772
166 | 2720478.343 | 1256499.0107
167 | 2720457.663 | 1256549.3518
168 | 2720458.4448 | 1256552.1807
169 | 2720459.5377 | 1256556.1357
170 | 2720481.9466 | 1256498.0074
171 | 2720514.3352 | 1256491.475
172 | 2720522.027 | 1256502.9731
173 | 2720523.2181 | 1256506.2471
174 | 2720530.9938 | 1256527.6198
175 | 2720481.6393 | 1256593.7763
176 | 2720494.1128 | 1256594.657
177 | 2720506.6491 | 1256595.5421
178 | 2720480.1828 | 1256611.8305
179 | 2720386.1118 | 1256619.9003

## line_std_types
| c_nf_per_km | r_ohm_per_km | x_ohm_per_km | max_i_ka | type | q_mm2 | alpha | voltage_rating
NAYY 4x50 SE | 210 | 0.642 | 0.083 | 0.142 | cs | 50 | 0.00403 | LV
NAYY 4x120 SE | 264 | 0.225 | 0.08 | 0.242 | cs | 120 | 0.00403 | LV
NAYY 4x150 SE | 261 | 0.208 | 0.08 | 0.27 | cs | 150 | 0.00403 | LV
NA2XS2Y 1x95 RM/25 12/20 kV | 216 | 0.313 | 0.132 | 0.252 | cs | 95 | 0.00403 | MV
NA2XS2Y 1x185 RM/25 12/20 kV | 273 | 0.161 | 0.117 | 0.362 | cs | 185 | 0.00403 | MV
NA2XS2Y 1x240 RM/25 12/20 kV | 304 | 0.122 | 0.112 | 0.421 | cs | 240 | 0.00403 | MV
NA2XS2Y 1x95 RM/25 6/10 kV | 315 | 0.313 | 0.123 | 0.249 | cs | 95 | 0.00403 | MV
NA2XS2Y 1x185 RM/25 6/10 kV | 406 | 0.161 | 0.11 | 0.358 | cs | 185 | 0.00403 | MV
NA2XS2Y 1x240 RM/25 6/10 kV | 456 | 0.122 | 0.105 | 0.416 | cs | 240 | 0.00403 | MV
NA2XS2Y 1x150 RM/25 12/20 kV | 250 | 0.206 | 0.116 | 0.319 | cs | 150 | 0.00403 | MV
NA2XS2Y 1x120 RM/25 12/20 kV | 230 | 0.253 | 0.119 | 0.283 | cs | 120 | 0.00403 | MV
NA2XS2Y 1x70 RM/25 12/20 kV | 190 | 0.443 | 0.132 | 0.22 | cs | 70 | 0.00403 | MV
NA2XS2Y 1x150 RM/25 6/10 kV | 360 | 0.206 | 0.11 | 0.315 | cs | 150 | 0.00403 | MV
NA2XS2Y 1x120 RM/25 6/10 kV | 340 | 0.253 | 0.113 | 0.28 | cs | 120 | 0.00403 | MV
NA2XS2Y 1x70 RM/25 6/10 kV | 280 | 0.443 | 0.123 | 0.217 | cs | 70 | 0.00403 | MV
N2XS(FL)2Y 1x120 RM/35 64/110 kV | 112 | 0.153 | 0.166 | 0.366 | cs | 120 | 0.00393 | HV
N2XS(FL)2Y 1x185 RM/35 64/110 kV | 125 | 0.099 | 0.156 | 0.457 | cs | 185 | 0.00393 | HV
N2XS(FL)2Y 1x240 RM/35 64/110 kV | 135 | 0.075 | 0.149 | 0.526 | cs | 240 | 0.00393 | HV
N2XS(FL)2Y 1x300 RM/35 64/110 kV | 144 | 0.06 | 0.144 | 0.588 | cs | 300 | 0.00393 | HV
15-AL1/3-ST1A 0.4 | 11 | 1.8769 | 0.35 | 0.105 | ol | 16 | 0.00403 | LV
24-AL1/4-ST1A 0.4 | 11.25 | 1.2012 | 0.335 | 0.14 | ol | 24 | 0.00403 | LV
48-AL1/8-ST1A 0.4 | 12.2 | 0.5939 | 0.3 | 0.21 | ol | 48 | 0.00403 | LV
94-AL1/15-ST1A 0.4 | 13.2 | 0.306 | 0.29 | 0.35 | ol | 94 | 0.00403 | LV
34-AL1/6-ST1A 10.0 | 9.7 | 0.8342 | 0.36 | 0.17 | ol | 34 | 0.00403 | MV
48-AL1/8-ST1A 10.0 | 10.1 | 0.5939 | 0.35 | 0.21 | ol | 48 | 0.00403 | MV
70-AL1/11-ST1A 10.0 | 10.4 | 0.4132 | 0.339 | 0.29 | ol | 70 | 0.00403 | MV
94-AL1/15-ST1A 10.0 | 10.75 | 0.306 | 0.33 | 0.35 | ol | 94 | 0.00403 | MV
122-AL1/20-ST1A 10.0 | 11.1 | 0.2376 | 0.323 | 0.41 | ol | 122 | 0.00403 | MV
149-AL1/24-ST1A 10.0 | 11.25 | 0.194 | 0.315 | 0.47 | ol | 149 | 0.00403 | MV
34-AL1/6-ST1A 20.0 | 9.15 | 0.8342 | 0.382 | 0.17 | ol | 34 | 0.00403 | MV
48-AL1/8-ST1A 20.0 | 9.5 | 0.5939 | 0.372 | 0.21 | ol | 48 | 0.00403 | MV
70-AL1/11-ST1A 20.0 | 9.7 | 0.4132 | 0.36 | 0.29 | ol | 70 | 0.00403 | MV
94-AL1/15-ST1A 20.0 | 10 | 0.306 | 0.35 | 0.35 | ol | 94 | 0.00403 | MV
122-AL1/20-ST1A 20.0 | 10.3 | 0.2376 | 0.344 | 0.41 | ol | 122 | 0.00403 | MV
149-AL1/24-ST1A 20.0 | 10.5 | 0.194 | 0.337 | 0.47 | ol | 149 | 0.00403 | MV
184-AL1/30-ST1A 20.0 | 10.75 | 0.1571 | 0.33 | 0.535 | ol | 184 | 0.00403 | MV
243-AL1/39-ST1A 20.0 | 11 | 0.1188 | 0.32 | 0.645 | ol | 243 | 0.00403 | MV
48-AL1/8-ST1A 110.0 | 8 | 0.5939 | 0.46 | 0.21 | ol | 48 | 0.00403 | HV
70-AL1/11-ST1A 110.0 | 8.4 | 0.4132 | 0.45 | 0.29 | ol | 70 | 0.00403 | HV
94-AL1/15-ST1A 110.0 | 8.65 | 0.306 | 0.44 | 0.35 | ol | 94 | 0.00403 | HV
122-AL1/20-ST1A 110.0 | 8.5 | 0.2376 | 0.43 | 0.41 | ol | 122 | 0.00403 | HV
149-AL1/24-ST1A 110.0 | 8.75 | 0.194 | 0.41 | 0.47 | ol | 149 | 0.00403 | HV
184-AL1/30-ST1A 110.0 | 8.8 | 0.1571 | 0.4 | 0.535 | ol | 184 | 0.00403 | HV
243-AL1/39-ST1A 110.0 | 9 | 0.1188 | 0.39 | 0.645 | ol | 243 | 0.00403 | HV
305-AL1/39-ST1A 110.0 | 9.2 | 0.0949 | 0.38 | 0.74 | ol | 305 | 0.00403 | HV
490-AL1/64-ST1A 110.0 | 9.75 | 0.059 | 0.37 | 0.96 | ol | 490 | 0.00403 | HV
679-AL1/86-ST1A 110.0 | 9.95 | 0.042 | 0.36 | 1.15 | ol | 679 | 0.00403 | HV
490-AL1/64-ST1A 220.0 | 10 | 0.059 | 0.285 | 0.96 | ol | 490 | 0.00403 | HV
679-AL1/86-ST1A 220.0 | 11.7 | 0.042 | 0.275 | 1.15 | ol | 679 | 0.00403 | HV
490-AL1/64-ST1A 380.0 | 11 | 0.059 | 0.253 | 0.96 | ol | 490 | 0.00403 | HV
679-AL1/86-ST1A 380.0 | 14.6 | 0.042 | 0.25 | 1.15 | ol | 679 | 0.00403 | HV

## trafo_std_types
| i0_percent | pfe_kw | vkr_percent | sn_mva | vn_lv_kv | vn_hv_kv | vk_percent | shift_degree | vector_group | tap_side | tap_neutral | tap_min | tap_max | tap_step_degree | tap_step_percent | tap_phase_shifter
160 MVA 380/110 kV | 0.06 | 60 | 0.25 | 160 | 110 | 380 | 12.2 | 0 | Yy0 | hv | 0 | -9 | 9 | 0 | 1.5 | FALSE
100 MVA 220/110 kV | 0.06 | 55 | 0.26 | 100 | 110 | 220 | 12 | 0 | Yy0 | hv | 0 | -9 | 9 | 0 | 1.5 | FALSE
63 MVA 110/20 kV | 0.04 | 22 | 0.32 | 63 | 20 | 110 | 18 | 150 | YNd5 | hv | 0 | -9 | 9 | 0 | 1.5 | FALSE
40 MVA 110/20 kV | 0.05 | 18 | 0.34 | 40 | 20 | 110 | 16.2 | 150 | YNd5 | hv | 0 | -9 | 9 | 0 | 1.5 | FALSE
25 MVA 110/20 kV | 0.07 | 14 | 0.41 | 25 | 20 | 110 | 12 | 150 | YNd5 | hv | 0 | -9 | 9 | 0 | 1.5 | FALSE
63 MVA 110/10 kV | 0.04 | 22 | 0.32 | 63 | 10 | 110 | 18 | 150 | YNd5 | hv | 0 | -9 | 9 | 0 | 1.5 | FALSE
40 MVA 110/10 kV | 0.05 | 18 | 0.34 | 40 | 10 | 110 | 16.2 | 150 | YNd5 | hv | 0 | -9 | 9 | 0 | 1.5 | FALSE
25 MVA 110/10 kV | 0.07 | 14 | 0.41 | 25 | 10 | 110 | 12 | 150 | YNd5 | hv | 0 | -9 | 9 | 0 | 1.5 | FALSE
0.25 MVA 20/0.4 kV | 0.32 | 0.8 | 1.44 | 0.25 | 0.4 | 20 | 6 | 150 | Yzn5 | hv | 0 | -2 | 2 | 0 | 2.5 | FALSE
0.4 MVA 20/0.4 kV | 0.3375 | 1.35 | 1.425 | 0.4 | 0.4 | 20 | 6 | 150 | Dyn5 | hv | 0 | -2 | 2 | 0 | 2.5 | FALSE
0.63 MVA 20/0.4 kV | 0.2619 | 1.65 | 1.206 | 0.63 | 0.4 | 20 | 6 | 150 | Dyn5 | hv | 0 | -2 | 2 | 0 | 2.5 | FALSE
0.25 MVA 10/0.4 kV | 0.24 | 0.6 | 1.2 | 0.25 | 0.4 | 10 | 4 | 150 | Dyn5 | hv | 0 | -2 | 2 | 0 | 2.5 | FALSE
0.4 MVA 10/0.4 kV | 0.2375 | 0.95 | 1.325 | 0.4 | 0.4 | 10 | 4 | 150 | Dyn5 | hv | 0 | -2 | 2 | 0 | 2.5 | FALSE
0.63 MVA 10/0.4 kV | 0.1873 | 1.18 | 1.0794 | 0.63 | 0.4 | 10 | 4 | 150 | Dyn5 | hv | 0 | -2 | 2 | 0 | 2.5 | FALSE

## trafo3w_std_types
| sn_hv_mva | sn_mv_mva | sn_lv_mva | vn_hv_kv | vn_mv_kv | vn_lv_kv | vk_hv_percent | vk_mv_percent | vk_lv_percent | vkr_hv_percent | vkr_mv_percent | vkr_lv_percent | pfe_kw | i0_percent | shift_mv_degree | shift_lv_degree | vector_group | tap_side | tap_neutral | tap_min | tap_max | tap_step_percent
63/25/38 MVA 110/20/10 kV | 63 | 25 | 38 | 110 | 20 | 10 | 10.4 | 10.4 | 10.4 | 0.28 | 0.32 | 0.35 | 35 | 0.89 | 0 | 0 | YN0yn0yn0 | hv | 0 | -10 | 10 | 1.2
63/25/38 MVA 110/10/10 kV | 63 | 25 | 38 | 110 | 10 | 10 | 10.4 | 10.4 | 10.4 | 0.28 | 0.32 | 0.35 | 35 | 0.89 | 0 | 0 | YN0yn0yn0 | hv | 0 | -10 | 10 | 1.2

## fuse_std_types
| fuse_type | i_rated_a | t_avg | t_min | t_total | x_avg | x_min | x_total
HV 100A | HV 100A | 100 | 0 | [10.0, 3.64, 0.854, 0.281, 0.1, 0.0531, 0.022, 0.01] | [10.0, 4.267, 1.21, 0.403, 0.1, 0.058, 0.022, 0.01] | 0 | [300.0, 350.0, 450.0, 550.0, 700.0, 850.0, 1200.0, 1752.0] | [600.0, 700.0, 900.0, 1150.0, 1665.0, 2000.0, 3000.0, 4313.0]
HV 10A | HV 10A | 10 | 0 | [10.0, 1675.0, 0.344, 0.156, 0.1, 0.0417, 0.0171, 0.01] | [10.0, 1.3, 0.3, 0.155, 0.1, 0.0555, 0.023, 0.01] | 0 | [30.0, 32.0, 35.0, 37.0, 39.0, 50.0, 70.0, 88.0] | [60.0, 70.0, 80.0, 87.0, 94.0, 110.0, 150.0, 216.0]
HV 125A | HV 125A | 125 | 0 | [10.0, 1.82, 0.344, 0.1, 0.0467, 0.0269, 0.01] | [10.0, 2.478, 0.426, 0.1, 0.0427, 0.0211, 0.01] | 0 | [375.0, 500.0, 700.0, 925.0, 1200.0, 1500.0, 2341.0] | [750.0, 1000.0, 1500.0, 2200.0, 3000.0, 4000.0, 5765.0]
HV 160A | HV 160A | 160 | 0 | [10.0, 4.15, 1.03, 0.198, 0.1, 0.051, 0.0172, 0.01] | [10.0, 2.3, 0.734, 0.274, 0.1, 0.046, 0.0177, 0.01] | 0 | [480.0, 550.0, 700.0, 1000.0, 1260.0, 1600.0, 2500.0, 3227.0] | [960.0, 1300.0, 1700.0, 2200.0, 2996.0, 4000.0, 6000.0, 7946.0]
HV 16A | HV 16A | 16 | 0 | [10.0, 0.352, 0.164, 0.1, 0.0649, 0.0342, 0.01] | [10.0, 2.34, 0.722, 0.181, 0.1, 0.055, 0.0296, 0.01] | 0 | [48.0, 60.0, 65.0, 71.0, 80.0, 100.0, 162.0] | [96.0, 110.0, 125.0, 150.0, 168.0, 200.0, 250.0, 398.0]
HV 200A | HV 200A | 200 | 0 | [10.0, 4.267, 1.21, 0.403, 0.1, 0.058, 0.022, 0.01] | [10.0, 3.73, 1.654, 0.328, 0.1, 0.0531, 0.019, 0.01] | 0 | [600.0, 700.0, 900.0, 1150.0, 1665.0, 2000.0, 3000.0, 4313.0] | [1200.0, 1500.0, 1800.0, 2700.0, 3960.0, 5000.0, 7500.0, 10620.0]
HV 20A | HV 20A | 20 | 0 | [10.0, 1.3, 0.3, 0.155, 0.1, 0.0555, 0.023, 0.01] | [10.0, 1.3, 0.161, 0.1, 0.0611, 0.0399, 0.0141, 0.01] | 0 | [60.0, 70.0, 80.0, 87.0, 94.0, 110.0, 150.0, 216.0] | [120.0, 150.0, 200.0, 223.0, 260.0, 300.0, 450.0, 532.0]
HV 25A | HV 25A | 25 | 0 | [10.0, 2.512, 0.833, 0.299, 0.1, 0.0372, 0.0223, 0.01] | [10.0, 3.125, 0.597, 0.198, 0.1, 0.0378, 0.022, 0.01] | 0 | [75.0, 82.0, 90.0, 100.0, 124.0, 170.0, 200.0, 289.0] | [150.0, 170.0, 210.0, 250.0, 294.0, 400.0, 500.0, 711.0]
HV 31.5A | HV 31.5A | 31.5 | 0 | [10.0, 2.34, 0.722, 0.181, 0.1, 0.055, 0.0296, 0.01] | [10.0, 2.84, 0.368, 0.164, 0.1, 0.0621, 0.0378, 0.0195, 0.01] | 0 | [95.0, 110.0, 125.0, 150.0, 165.0, 200.0, 250.0, 390.0] | [189.0, 220.0, 300.0, 350.0, 393.0, 450.0, 530.0, 700.0, 960.0]
HV 40A | HV 40A | 40 | 0 | [10.0, 1.3, 0.161, 0.1, 0.0611, 0.0399, 0.0141, 0.01] | [10.0, 2.05, 0.369, 0.198, 0.1, 0.051, 0.0298, 0.01] | 0 | [120.0, 150.0, 200.0, 223.0, 260.0, 300.0, 450.0, 532.0] | [240.0, 300.0, 400.0, 450.0, 530.0, 650.0, 800.0, 1311.0]
HV 50A | HV 50A | 50 | 0 | [10.0, 3.215, 0.597, 0.198, 0.1, 0.0378, 0.022, 0.01] | [10.0, 3.64, 0.854, 0.281, 0.1, 0.0531, 0.022, 0.01] | 0 | [150.0, 170.0, 210.0, 250.0, 294.0, 400.0, 500.0, 711.0] | [300.0, 350.0, 450.0, 550.0, 700.0, 850.0, 1200.0, 1752.0]
HV 6.3A | HV 6.3A | 6.3 | 0 | [10.0, 1.39, 0.344, 0.168, 0.1, 0.056, 0.0263, 0.01] | [10.0, 1.711, 0.516, 0.198, 0.1, 0.0634, 0.0303, 0.01] | 0 | [19.0, 19.5, 20.4, 20.8, 22.0, 25.0, 32.0, 48.0] | [38.0, 40.0, 43.0, 48.0, 53.0, 60.0, 75.0, 118.0]
HV 63A | HV 63A | 63 | 0 | [10.0, 2.84, 0.368, 0.164, 0.1, 0.0621, 0.0378, 0.0195, 0.01] | [10.0, 1.82, 0.344, 0.1, 0.0467, 0.0269, 0.01] | 0 | [189.0, 220.0, 300.0, 350.0, 393.0, 450.0, 530.0, 700.0, 961.0] | [378.0, 500.0, 700.0, 934.0, 1200.0, 1500.0, 2366.0]
HV 80A | HV 80A | 80 | 0 | [10.0, 2.05, 0.369, 0.198, 0.1, 0.051, 0.0298, 0.01] | [10.0, 4.15, 1.03, 0.198, 0.1, 0.051, 0.0172, 0.01] | 0 | [240.0, 300.0, 400.0, 450.0, 530.0, 650.0, 800.0, 1311.0] | [480.0, 550.0, 700.0, 1000.0, 1260.0, 1600.0, 2500.0, 3227.0]
Siemens NH-1-100 | Siemens NH-1-100 | 100 | [5400.0, 2000.0, 400.0, 20.0, 1.0, 0.2, 0.012, 0.004] | 0 | 0 | [150.0, 190.0, 250.0, 430.0, 900.0, 1250.0, 2700.0, 3600.0] | 0 | 0
Siemens NH-1-125 | Siemens NH-1-125 | 125 | [4800.0, 120.0, 7.0, 0.1, 0.004] | 0 | 0 | [180.0, 400.0, 740.0, 2000.0, 4250.0] | 0 | 0
Siemens NH-1-16 | Siemens NH-1-16 | 16 | [4000.0, 400.0, 2.0, 0.1, 0.04, 0.01] | 0 | 0 | [26.0, 35.0, 75.0, 150.0, 200.0, 300.0] | 0 | 0
Siemens NH-1-160 | Siemens NH-1-160 | 160 | [4800.0, 120.0, 7.0, 0.1, 0.004] | 0 | 0 | [210.0, 500.0, 900.0, 2300.0, 5000.0] | 0 | 0
Siemens NH-1-25 | Siemens NH-1-25 | 25 | [4000.0, 1000.0, 10.0, 0.2, 0.02, 0.01] | 0 | 0 | [40.0, 50.0, 100.0, 210.0, 400.0, 500.0] | 0 | 0
Siemens NH-1-50 | Siemens NH-1-50 | 50 | [4000.0, 40.0, 4.0, 1.0, 0.02, 0.01] | 0 | 0 | [86.0, 200.0, 300.0, 400.0, 1000.0, 1280.0] | 0 | 0
Siemens NH-1-63 | Siemens NH-1-63 | 63 | [4000.0, 100.0, 10.0, 2.0, 0.04, 0.01] | 0 | 0 | [100.0, 200.0, 300.0, 400.0, 1000.0, 1500.0] | 0 | 0
Siemens NH-1-80 | Siemens NH-1-80 | 80 | [4800.0, 120.0, 7.0, 0.1, 0.01] | 0 | 0 | [150.58, 250.0, 450.0, 1150.0, 2470.0] | 0 | 0
Siemens NH-2-1000 | Siemens NH-2-1000 | 1000 | [4800.0, 120.0, 7.0, 0.1, 0.004] | 0 | 0 | [1900.0, 3500.0, 8400.0, 24000.0, 52000.0] | 0 | 0
Siemens NH-2-200 | Siemens NH-2-200 | 200 | [4800.0, 120.0, 7.0, 0.1, 0.004] | 0 | 0 | [280.0, 650.0, 1200.0, 3000.0, 7000.0] | 0 | 0
Siemens NH-2-224 | Siemens NH-2-224 | 224 | [4800.0, 120.0, 7.0, 0.2, 0.04, 0.004] | 0 | 0 | [400.0, 750.0, 1453.0, 3025.0, 4315.0, 7600.0] | 0 | 0
Siemens NH-2-250 | Siemens NH-2-250 | 250 | [4800.0, 120.0, 7.0, 0.1, 0.004] | 0 | 0 | [450.0, 800.0, 1650.0, 4000.0, 8500.0] | 0 | 0
Siemens NH-2-315 | Siemens NH-2-315 | 315 | [4800.0, 120.0, 7.0, 0.1, 0.004] | 0 | 0 | [550.0, 920.0, 1900.0, 5000.0, 11000.0] | 0 | 0
Siemens NH-2-355 | Siemens NH-2-355 | 355 | [4800.0, 120.0, 6.0, 0.1, 0.004] | 0 | 0 | [650.0, 1116.27, 2350.0, 5840.0, 12790.0] | 0 | 0
Siemens NH-2-400 | Siemens NH-2-400 | 400 | [4800.0, 120.0, 7.0, 0.1, 0.004] | 0 | 0 | [720.0, 1350.0, 2800.0, 6500.0, 15000.0] | 0 | 0
Siemens NH-2-425 | Siemens NH-2-425 | 425 | [4800.0, 120.0, 7.0, 0.1, 0.004] | 0 | 0 | [850.0, 1500.0, 3050.0, 7500.0, 16500.0] | 0 | 0
Siemens NH-2-630 | Siemens NH-2-630 | 630 | [4800.0, 120.0, 7.0, 0.1, 0.004] | 0 | 0 | [1200.0, 2000.0, 4800.0, 12000.0, 26000.0] | 0 | 0

## dtypes
| element | column | dtype
0 | bus | name | object
1 | bus | vn_kv | float64
2 | bus | type | object
3 | bus | zone | object
4 | bus | in_service | bool
5 | load | name | object
6 | load | bus | uint32
7 | load | p_mw | float64
8 | load | q_mvar | float64
9 | load | const_z_percent | float64
10 | load | const_i_percent | float64
11 | load | sn_mva | float64
12 | load | scaling | float64
13 | load | in_service | bool
14 | load | type | object
15 | ext_grid | name | object
16 | ext_grid | bus | uint32
17 | ext_grid | vm_pu | float64
18 | ext_grid | va_degree | float64
19 | ext_grid | slack_weight | float64
20 | ext_grid | in_service | bool
21 | line | name | object
22 | line | std_type | object
23 | line | from_bus | uint32
24 | line | to_bus | uint32
25 | line | length_km | float64
26 | line | r_ohm_per_km | float64
27 | line | x_ohm_per_km | float64
28 | line | c_nf_per_km | float64
29 | line | g_us_per_km | float64
30 | line | max_i_ka | float64
31 | line | df | float64
32 | line | parallel | uint32
33 | line | type | object
34 | line | in_service | bool
35 | trafo | name | object
36 | trafo | std_type | object
37 | trafo | hv_bus | uint32
38 | trafo | lv_bus | uint32
39 | trafo | sn_mva | float64
40 | trafo | vn_hv_kv | float64
41 | trafo | vn_lv_kv | float64
42 | trafo | vk_percent | float64
43 | trafo | vkr_percent | float64
44 | trafo | pfe_kw | float64
45 | trafo | i0_percent | float64
46 | trafo | shift_degree | float64
47 | trafo | tap_side | object
48 | trafo | tap_neutral | int32
49 | trafo | tap_min | int32
50 | trafo | tap_max | int32
51 | trafo | tap_step_percent | float64
52 | trafo | tap_step_degree | float64
53 | trafo | tap_pos | int32
54 | trafo | tap_phase_shifter | bool
55 | trafo | parallel | uint32
56 | trafo | df | float64
57 | trafo | in_service | bool
58 | line_geodata | coords | object
59 | bus_geodata | x | float64
60 | bus_geodata | y | float64
61 | bus_geodata | coords | object

## parameters
| version | format_version | converged | OPF_converged | name | f_hz | sn_mva
0 | 2.14.6 | 2.14.0 | FALSE | FALSE |  | 50 | 1