## bus
| name | vn_kv | type | zone | in_service
0 | bus_LV_52-6_0_5_node_0 | 0.4 | n |  | TRUE
1 | bus_LV_52-6_0_5_node_1 | 0.4 | n |  | TRUE
2 | bus_LV_52-6_0_5_node_2 | 0.4 | n |  | TRUE
3 | bus_LV_52-6_0_5_node_3 | 0.4 | n |  | TRUE
4 | bus_LV_52-6_0_5_node_4 | 0.4 | n |  | TRUE
5 | bus_LV_52-6_0_5_node_6 | 0.4 | n |  | TRUE
6 | bus_LV_52-6_0_5_node_7 | 0.4 | n |  | TRUE
7 | bus_LV_52-6_0_5_node_8 | 0.4 | n |  | TRUE
8 | bus_LV_52-6_0_5_node_9 | 0.4 | n |  | TRUE
9 | bus_LV_52-6_0_5_node_11 | 0.4 | n |  | TRUE
10 | bus_LV_52-6_0_5_node_159 | 0.4 | n |  | TRUE
11 | bus_LV_52-6_0_5_node_160 | 0.4 | n |  | TRUE
12 | bus_LV_52-6_0_5_node_262 | 0.4 | n |  | TRUE
13 | bus_LV_52-6_0_5_node_10 | 0.4 | n |  | TRUE
14 | bus_LV_52-6_0_5_node_275 | 0.4 | n |  | TRUE
15 | bus_LV_52-6_0_5_node_282 | 0.4 | n |  | TRUE
16 | bus_LV_52-6_0_5_node_161 | 0.4 | n |  | TRUE
17 | bus_LV_52-6_0_5_node_263 | 0.4 | n |  | TRUE
18 | bus_LV_52-6_0_5_node_276 | 0.4 | n |  | TRUE
19 | bus_LV_52-6_0_5_node_37 | 0.4 | n |  | TRUE
20 | bus_LV_52-6_0_5_node_283 | 0.4 | n |  | TRUE
21 | bus_LV_52-6_0_5_node_12 | 0.4 | n |  | TRUE
22 | bus_LV_52-6_0_5_node_13 | 0.4 | n |  | TRUE
23 | bus_LV_52-6_0_5_node_14 | 0.4 | n |  | TRUE
24 | bus_LV_52-6_0_5_node_15 | 0.4 | n |  | TRUE
25 | bus_LV_52-6_0_5_node_16 | 0.4 | n |  | TRUE
26 | bus_LV_52-6_0_5_node_17 | 0.4 | n |  | TRUE
27 | bus_LV_52-6_0_5_node_18 | 0.4 | n |  | TRUE
28 | bus_LV_52-6_0_5_node_19 | 0.4 | n |  | TRUE
29 | bus_LV_52-6_0_5_node_20 | 0.4 | n |  | TRUE
30 | bus_LV_52-6_0_5_node_25 | 0.4 | n |  | TRUE
31 | bus_LV_52-6_0_5_node_134 | 0.4 | n |  | TRUE
32 | bus_LV_52-6_0_5_node_58 | 0.4 | n |  | TRUE
33 | bus_LV_52-6_0_5_node_56 | 0.4 | n |  | TRUE
34 | bus_LV_52-6_0_5_node_21 | 0.4 | n |  | TRUE
35 | bus_LV_52-6_0_5_node_284 | 0.4 | n |  | TRUE
36 | bus_LV_52-6_0_5_node_22 | 0.4 | n |  | TRUE
37 | bus_LV_52-6_0_5_node_26 | 0.4 | n |  | TRUE
38 | bus_LV_52-6_0_5_node_27 | 0.4 | n |  | TRUE
39 | bus_LV_52-6_0_5_node_23 | 0.4 | n |  | TRUE
40 | bus_LV_52-6_0_5_node_32 | 0.4 | n |  | TRUE
41 | bus_LV_52-6_0_5_node_63 | 0.4 | n |  | TRUE
42 | bus_LV_52-6_0_5_node_24 | 0.4 | n |  | TRUE
43 | bus_LV_52-6_0_5_node_60 | 0.4 | n |  | TRUE
44 | bus_LV_52-6_0_5_node_57 | 0.4 | n |  | TRUE
45 | bus_LV_52-6_0_5_node_266 | 0.4 | n |  | TRUE
46 | bus_LV_52-6_0_5_node_265 | 0.4 | n |  | TRUE
47 | bus_LV_52-6_0_5_node_267 | 0.4 | n |  | TRUE
48 | bus_LV_52-6_0_5_node_29 | 0.4 | n |  | TRUE
49 | bus_LV_52-6_0_5_node_64 | 0.4 | n |  | TRUE
50 | bus_LV_52-6_0_5_node_59 | 0.4 | n |  | TRUE
51 | bus_LV_52-6_0_5_node_28 | 0.4 | n |  | TRUE
52 | bus_LV_52-6_0_5_node_30 | 0.4 | n |  | TRUE
53 | bus_LV_52-6_0_5_node_33 | 0.4 | n |  | TRUE
54 | bus_LV_52-6_0_5_node_34 | 0.4 | n |  | TRUE
55 | bus_LV_52-6_0_5_node_35 | 0.4 | n |  | TRUE
56 | bus_LV_52-6_0_5_node_66 | 0.4 | n |  | TRUE
57 | bus_LV_52-6_0_5_node_54 | 0.4 | n |  | TRUE
58 | bus_LV_52-6_0_5_node_55 | 0.4 | n |  | TRUE
59 | bus_LV_52-6_0_5_node_249 | 0.4 | n |  | TRUE
60 | bus_LV_52-6_0_5_node_36 | 0.4 | n |  | TRUE
61 | bus_LV_52-6_0_5_node_273 | 0.4 | n |  | TRUE
62 | bus_LV_52-6_0_5_node_67 | 0.4 | n |  | TRUE
63 | bus_LV_52-6_0_5_node_68 | 0.4 | n |  | TRUE
64 | bus_LV_52-6_0_5_node_111 | 0.4 | n |  | TRUE
65 | bus_LV_52-6_0_5_node_247 | 0.4 | n |  | TRUE
66 | bus_LV_52-6_0_5_node_274 | 0.4 | n |  | TRUE
67 | bus_LV_52-6_0_5_node_272 | 0.4 | n |  | TRUE
68 | bus_LV_52-6_0_5_node_38 | 0.4 | n |  | TRUE
69 | bus_LV_52-6_0_5_node_277 | 0.4 | n |  | TRUE
70 | bus_LV_52-6_0_5_node_39 | 0.4 | n |  | TRUE
71 | bus_LV_52-6_0_5_node_278 | 0.4 | n |  | TRUE
72 | bus_LV_52-6_0_5_node_40 | 0.4 | n |  | TRUE
73 | bus_LV_52-6_0_5_node_41 | 0.4 | n |  | TRUE
74 | bus_LV_52-6_0_5_node_43 | 0.4 | n |  | TRUE
75 | bus_LV_52-6_0_5_node_49 | 0.4 | n |  | TRUE
76 | bus_LV_52-6_0_5_node_279 | 0.4 | n |  | TRUE
77 | bus_LV_52-6_0_5_node_133 | 0.4 | n |  | TRUE
78 | bus_LV_52-6_0_5_node_280 | 0.4 | n |  | TRUE
79 | bus_LV_52-6_0_5_node_48 | 0.4 | n |  | TRUE
80 | bus_LV_52-6_0_5_node_281 | 0.4 | n |  | TRUE
81 | bus_LV_52-6_0_5_node_47 | 0.4 | n |  | TRUE
82 | bus_LV_52-6_0_5_node_44 | 0.4 | n |  | TRUE
83 | bus_LV_52-6_0_5_node_45 | 0.4 | n |  | TRUE
84 | bus_LV_52-6_0_5_node_51 | 0.4 | n |  | TRUE
85 | bus_LV_52-6_0_5_node_46 | 0.4 | n |  | TRUE
86 | bus_LV_52-6_0_5_node_52 | 0.4 | n |  | TRUE
87 | bus_LV_52-6_0_5_node_53 | 0.4 | n |  | TRUE
88 | bus_LV_52-6_0_5_node_253 | 0.4 | n |  | TRUE
89 | bus_LV_52-6_0_5_node_252 | 0.4 | n |  | TRUE
90 | bus_LV_52-6_0_5_node_251 | 0.4 | n |  | TRUE
91 | bus_LV_52-6_0_5_node_114 | 0.4 | n |  | TRUE
92 | bus_LV_52-6_0_5_node_110 | 0.4 | n |  | TRUE
93 | bus_LV_52-6_0_5_node_61 | 0.4 | n |  | TRUE
94 | bus_LV_52-6_0_5_node_62 | 0.4 | n |  | TRUE
95 | bus_LV_52-6_0_5_node_72 | 0.4 | n |  | TRUE
96 | bus_LV_52-6_0_5_node_73 | 0.4 | n |  | TRUE
97 | bus_LV_52-6_0_5_node_65 | 0.4 | n |  | TRUE
98 | bus_LV_52-6_0_5_node_69 | 0.4 | n |  | TRUE
99 | bus_LV_52-6_0_5_node_70 | 0.4 | n |  | TRUE
100 | bus_LV_52-6_0_5_node_71 | 0.4 | n |  | TRUE
101 | bus_LV_52-6_0_5_node_89 | 0.4 | n |  | TRUE
102 | bus_LV_52-6_0_5_node_87 | 0.4 | n |  | TRUE
103 | bus_LV_52-6_0_5_node_83 | 0.4 | n |  | TRUE
104 | bus_LV_52-6_0_5_node_93 | 0.4 | n |  | TRUE
105 | bus_LV_52-6_0_5_node_90 | 0.4 | n |  | TRUE
106 | bus_LV_52-6_0_5_node_92 | 0.4 | n |  | TRUE
107 | bus_LV_52-6_0_5_node_85 | 0.4 | n |  | TRUE
108 | bus_LV_52-6_0_5_node_74 | 0.4 | n |  | TRUE
109 | bus_LV_52-6_0_5_node_77 | 0.4 | n |  | TRUE
110 | bus_LV_52-6_0_5_node_75 | 0.4 | n |  | TRUE
111 | bus_LV_52-6_0_5_node_78 | 0.4 | n |  | TRUE
112 | bus_LV_52-6_0_5_node_76 | 0.4 | n |  | TRUE
113 | bus_LV_52-6_0_5_node_98 | 0.4 | n |  | TRUE
114 | bus_LV_52-6_0_5_node_107 | 0.4 | n |  | TRUE
115 | bus_LV_52-6_0_5_node_138 | 0.4 | n |  | TRUE
116 | bus_LV_52-6_0_5_node_135 | 0.4 | n |  | TRUE
117 | bus_LV_52-6_0_5_node_79 | 0.4 | n |  | TRUE
118 | bus_LV_52-6_0_5_node_95 | 0.4 | n |  | TRUE
119 | bus_LV_52-6_0_5_node_140 | 0.4 | n |  | TRUE
120 | bus_LV_52-6_0_5_node_102 | 0.4 | n |  | TRUE
121 | bus_LV_52-6_0_5_node_97 | 0.4 | n |  | TRUE
122 | bus_LV_52-6_0_5_node_136 | 0.4 | n |  | TRUE
123 | bus_LV_52-6_0_5_node_80 | 0.4 | n |  | TRUE
124 | bus_LV_52-6_0_5_node_81 | 0.4 | n |  | TRUE
125 | bus_LV_52-6_0_5_node_82 | 0.4 | n |  | TRUE
126 | bus_LV_52-6_0_5_node_259 | 0.4 | n |  | TRUE
127 | bus_LV_52-6_0_5_node_268 | 0.4 | n |  | TRUE
128 | bus_LV_52-6_0_5_node_260 | 0.4 | n |  | TRUE
129 | bus_LV_52-6_0_5_node_84 | 0.4 | n |  | TRUE
130 | bus_LV_52-6_0_5_node_86 | 0.4 | n |  | TRUE
131 | bus_LV_52-6_0_5_node_88 | 0.4 | n |  | TRUE
132 | bus_LV_52-6_0_5_node_91 | 0.4 | n |  | TRUE
133 | bus_LV_52-6_0_5_node_96 | 0.4 | n |  | TRUE
134 | bus_LV_52-6_0_5_node_99 | 0.4 | n |  | TRUE
135 | bus_LV_52-6_0_5_node_100 | 0.4 | n |  | TRUE
136 | bus_LV_52-6_0_5_node_94 | 0.4 | n |  | TRUE
137 | bus_LV_52-6_0_5_node_101 | 0.4 | n |  | TRUE
138 | bus_LV_52-6_0_5_node_103 | 0.4 | n |  | TRUE
139 | bus_LV_52-6_0_5_node_104 | 0.4 | n |  | TRUE
140 | bus_LV_52-6_0_5_node_105 | 0.4 | n |  | TRUE
141 | bus_LV_52-6_0_5_node_106 | 0.4 | n |  | TRUE
142 | bus_LV_52-6_0_5_node_245 | 0.4 | n |  | TRUE
143 | bus_LV_52-6_0_5_node_184 | 0.4 | n |  | TRUE
144 | bus_LV_52-6_0_5_node_132 | 0.4 | n |  | TRUE
145 | bus_LV_52-6_0_5_node_230 | 0.4 | n |  | TRUE
146 | bus_LV_52-6_0_5_node_254 | 0.4 | n |  | TRUE
147 | bus_LV_52-6_0_5_node_183 | 0.4 | n |  | TRUE
148 | bus_LV_52-6_0_5_node_146 | 0.4 | n |  | TRUE
149 | bus_LV_52-6_0_5_node_131 | 0.4 | n |  | TRUE
150 | bus_LV_52-6_0_5_node_108 | 0.4 | n |  | TRUE
151 | bus_LV_52-6_0_5_node_115 | 0.4 | n |  | TRUE
152 | bus_LV_52-6_0_5_node_113 | 0.4 | n |  | TRUE
153 | bus_LV_52-6_0_5_node_116 | 0.4 | n |  | TRUE
154 | bus_LV_52-6_0_5_node_117 | 0.4 | n |  | TRUE
155 | bus_LV_52-6_0_5_node_118 | 0.4 | n |  | TRUE
156 | bus_LV_52-6_0_5_node_119 | 0.4 | n |  | TRUE
157 | bus_LV_52-6_0_5_node_120 | 0.4 | n |  | TRUE
158 | bus_LV_52-6_0_5_node_129 | 0.4 | n |  | TRUE
159 | bus_LV_52-6_0_5_node_130 | 0.4 | n |  | TRUE
160 | bus_LV_52-6_0_5_node_121 | 0.4 | n |  | TRUE
161 | bus_LV_52-6_0_5_node_122 | 0.4 | n |  | TRUE
162 | bus_LV_52-6_0_5_node_123 | 0.4 | n |  | TRUE
163 | bus_LV_52-6_0_5_node_124 | 0.4 | n |  | TRUE
164 | bus_LV_52-6_0_5_node_126 | 0.4 | n |  | TRUE
165 | bus_LV_52-6_0_5_node_127 | 0.4 | n |  | TRUE
166 | bus_LV_52-6_0_5_node_128 | 0.4 | n |  | TRUE
167 | bus_LV_52-6_0_5_node_257 | 0.4 | n |  | TRUE
168 | bus_LV_52-6_0_5_node_258 | 0.4 | n |  | TRUE
169 | bus_LV_52-6_0_5_node_269 | 0.4 | n |  | TRUE
170 | bus_LV_52-6_0_5_node_264 | 0.4 | n |  | TRUE
171 | bus_LV_52-6_0_5_node_137 | 0.4 | n |  | TRUE
172 | bus_LV_52-6_0_5_node_139 | 0.4 | n |  | TRUE
173 | bus_LV_52-6_0_5_node_176 | 0.4 | n |  | TRUE
174 | bus_LV_52-6_0_5_node_141 | 0.4 | n |  | TRUE
175 | bus_LV_52-6_0_5_node_174 | 0.4 | n |  | TRUE
176 | bus_LV_52-6_0_5_node_142 | 0.4 | n |  | TRUE
177 | bus_LV_52-6_0_5_node_143 | 0.4 | n |  | TRUE
178 | bus_LV_52-6_0_5_node_188 | 0.4 | n |  | TRUE
179 | bus_LV_52-6_0_5_node_212 | 0.4 | n |  | TRUE
180 | bus_LV_52-6_0_5_node_144 | 0.4 | n |  | TRUE
181 | bus_LV_52-6_0_5_node_145 | 0.4 | n |  | TRUE
182 | bus_LV_52-6_0_5_node_215 | 0.4 | n |  | TRUE
183 | bus_LV_52-6_0_5_node_214 | 0.4 | n |  | TRUE
184 | bus_LV_52-6_0_5_node_216 | 0.4 | n |  | TRUE
185 | bus_LV_52-6_0_5_node_231 | 0.4 | n |  | TRUE
186 | bus_LV_52-6_0_5_node_217 | 0.4 | n |  | TRUE
187 | bus_LV_52-6_0_5_node_224 | 0.4 | n |  | TRUE
188 | bus_LV_52-6_0_5_node_270 | 0.4 | n |  | TRUE
189 | bus_LV_52-6_0_5_node_147 | 0.4 | n |  | TRUE
190 | bus_LV_52-6_0_5_node_149 | 0.4 | n |  | TRUE
191 | bus_LV_52-6_0_5_node_151 | 0.4 | n |  | TRUE
192 | bus_LV_52-6_0_5_node_152 | 0.4 | n |  | TRUE
193 | bus_LV_52-6_0_5_node_153 | 0.4 | n |  | TRUE
194 | bus_LV_52-6_0_5_node_154 | 0.4 | n |  | TRUE
195 | bus_LV_52-6_0_5_node_155 | 0.4 | n |  | TRUE
196 | bus_LV_52-6_0_5_node_158 | 0.4 | n |  | TRUE
197 | bus_LV_52-6_0_5_node_156 | 0.4 | n |  | TRUE
198 | bus_LV_52-6_0_5_node_165 | 0.4 | n |  | TRUE
199 | bus_LV_52-6_0_5_node_166 | 0.4 | n |  | TRUE
200 | bus_LV_52-6_0_5_node_157 | 0.4 | n |  | TRUE
201 | bus_LV_52-6_0_5_node_178 | 0.4 | n |  | TRUE
202 | bus_LV_52-6_0_5_node_179 | 0.4 | n |  | TRUE
203 | bus_LV_52-6_0_5_node_172 | 0.4 | n |  | TRUE
204 | bus_LV_52-6_0_5_node_180 | 0.4 | n |  | TRUE
205 | bus_LV_52-6_0_5_node_170 | 0.4 | n |  | TRUE
206 | bus_LV_52-6_0_5_node_162 | 0.4 | n |  | TRUE
207 | bus_LV_52-6_0_5_node_163 | 0.4 | n |  | TRUE
208 | bus_LV_52-6_0_5_node_177 | 0.4 | n |  | TRUE
209 | bus_LV_52-6_0_5_node_167 | 0.4 | n |  | TRUE
210 | bus_LV_52-6_0_5_node_168 | 0.4 | n |  | TRUE
211 | bus_LV_52-6_0_5_node_169 | 0.4 | n |  | TRUE
212 | bus_LV_52-6_0_5_node_171 | 0.4 | n |  | TRUE
213 | bus_LV_52-6_0_5_node_181 | 0.4 | n |  | TRUE
214 | bus_LV_52-6_0_5_node_173 | 0.4 | n |  | TRUE
215 | bus_LV_52-6_0_5_node_175 | 0.4 | n |  | TRUE
216 | bus_LV_52-6_0_5_node_241 | 0.4 | n |  | TRUE
217 | bus_LV_52-6_0_5_node_242 | 0.4 | n |  | TRUE
218 | bus_LV_52-6_0_5_node_243 | 0.4 | n |  | TRUE
219 | bus_LV_52-6_0_5_node_185 | 0.4 | n |  | TRUE
220 | bus_LV_52-6_0_5_node_186 | 0.4 | n |  | TRUE
221 | bus_LV_52-6_0_5_node_187 | 0.4 | n |  | TRUE
222 | bus_LV_52-6_0_5_node_196 | 0.4 | n |  | TRUE
223 | bus_LV_52-6_0_5_node_195 | 0.4 | n |  | TRUE
224 | bus_LV_52-6_0_5_node_213 | 0.4 | n |  | TRUE
225 | bus_LV_52-6_0_5_node_189 | 0.4 | n |  | TRUE
226 | bus_LV_52-6_0_5_node_190 | 0.4 | n |  | TRUE
227 | bus_LV_52-6_0_5_node_191 | 0.4 | n |  | TRUE
228 | bus_LV_52-6_0_5_node_192 | 0.4 | n |  | TRUE
229 | bus_LV_52-6_0_5_node_193 | 0.4 | n |  | TRUE
230 | bus_LV_52-6_0_5_node_194 | 0.4 | n |  | TRUE
231 | bus_LV_52-6_0_5_node_208 | 0.4 | n |  | TRUE
232 | bus_LV_52-6_0_5_node_201 | 0.4 | n |  | TRUE
233 | bus_LV_52-6_0_5_node_209 | 0.4 | n |  | TRUE
234 | bus_LV_52-6_0_5_node_204 | 0.4 | n |  | TRUE
235 | bus_LV_52-6_0_5_node_199 | 0.4 | n |  | TRUE
236 | bus_LV_52-6_0_5_node_197 | 0.4 | n |  | TRUE
237 | bus_LV_52-6_0_5_node_198 | 0.4 | n |  | TRUE
238 | bus_LV_52-6_0_5_node_200 | 0.4 | n |  | TRUE
239 | bus_LV_52-6_0_5_node_202 | 0.4 | n |  | TRUE
240 | bus_LV_52-6_0_5_node_203 | 0.4 | n |  | TRUE
241 | bus_LV_52-6_0_5_node_205 | 0.4 | n |  | TRUE
242 | bus_LV_52-6_0_5_node_206 | 0.4 | n |  | TRUE
243 | bus_LV_52-6_0_5_node_207 | 0.4 | n |  | TRUE
244 | bus_LV_52-6_0_5_node_244 | 0.4 | n |  | TRUE
245 | bus_LV_52-6_0_5_node_229 | 0.4 | n |  | TRUE
246 | bus_LV_52-6_0_5_node_236 | 0.4 | n |  | TRUE
247 | bus_LV_52-6_0_5_node_210 | 0.4 | n |  | TRUE
248 | bus_LV_52-6_0_5_node_211 | 0.4 | n |  | TRUE
249 | bus_LV_52-6_0_5_node_225 | 0.4 | n |  | TRUE
250 | bus_LV_52-6_0_5_node_233 | 0.4 | n |  | TRUE
251 | bus_LV_52-6_0_5_node_221 | 0.4 | n |  | TRUE
252 | bus_LV_52-6_0_5_node_218 | 0.4 | n |  | TRUE
253 | bus_LV_52-6_0_5_node_219 | 0.4 | n |  | TRUE
254 | bus_LV_52-6_0_5_node_220 | 0.4 | n |  | TRUE
255 | bus_LV_52-6_0_5_node_222 | 0.4 | n |  | TRUE
256 | bus_LV_52-6_0_5_node_226 | 0.4 | n |  | TRUE
257 | bus_LV_52-6_0_5_node_237 | 0.4 | n |  | TRUE
258 | bus_LV_52-6_0_5_node_223 | 0.4 | n |  | TRUE
259 | bus_LV_52-6_0_5_node_234 | 0.4 | n |  | TRUE
260 | bus_LV_52-6_0_5_node_235 | 0.4 | n |  | TRUE
261 | bus_LV_52-6_0_5_node_238 | 0.4 | n |  | TRUE
262 | bus_LV_52-6_0_5_node_239 | 0.4 | n |  | TRUE
263 | bus_LV_52-6_0_5_node_255 | 0.4 | n |  | TRUE
264 | bus_LV_52-6_0_5_node_246 | 0.4 | n |  | TRUE
265 | bus_LV_52-6_0_5_node_248 | 0.4 | n |  | TRUE
266 | bus_LV_52-6_0_5_node_250 | 0.4 | n |  | TRUE
267 | bus_LV_52-6_0_5_node_256 | 0.4 | n |  | TRUE
268 | bus_LV_52-6_0_5_node_261 | 0.4 | n |  | TRUE
269 | bus_MV_457_0_node_68 | 20 | n |  | TRUE

## load
| name | bus | p_mw | q_mvar | const_z_percent | const_i_percent | sn_mva | scaling | in_service | type
0 | LV_52-6_0_5_load_0 | 0 | 0.0013623 | 0.00034142 | 0 | 0 |  | 1 | TRUE | wye
1 | LV_52-6_0_5_load_4 | 4 | 0.0013416 | 0.00033624 | 0 | 0 |  | 1 | TRUE | wye
2 | LV_52-6_0_5_load_6 | 5 | 0.001567 | 0.00039273 | 0 | 0 |  | 1 | TRUE | wye
3 | LV_52-6_0_5_load_8 | 7 | 0.0017041 | 0.00042709 | 0 | 0 |  | 1 | TRUE | wye
4 | LV_52-6_0_5_load_9 | 8 | 0.0020315 | 0.00050914 | 0 | 0 |  | 1 | TRUE | wye
5 | LV_52-6_0_5_load_11 | 9 | 0.0017505 | 0.00043871 | 0 | 0 |  | 1 | TRUE | wye
6 | LV_52-6_0_5_load_159 | 10 | 0.0031036 | 0.00077784 | 0 | 0 |  | 1 | TRUE | wye
7 | LV_52-6_0_5_load_160 | 11 | 0.0013618 | 0.00034129 | 0 | 0 |  | 1 | TRUE | wye
8 | LV_52-6_0_5_load_262 | 12 | 0.0010341 | 0.00025917 | 0 | 0 |  | 1 | TRUE | wye
9 | LV_52-6_0_5_load_10 | 13 | 0.001527 | 0.00038271 | 0 | 0 |  | 1 | TRUE | wye
10 | LV_52-6_0_5_load_275 | 14 | 0.0015862 | 0.00039754 | 0 | 0 |  | 1 | TRUE | wye
11 | LV_52-6_0_5_load_282 | 15 | 0.0014829 | 0.00037165 | 0 | 0 |  | 1 | TRUE | wye
12 | LV_52-6_0_5_load_161 | 16 | 0.0011723 | 0.0002938 | 0 | 0 |  | 1 | TRUE | wye
13 | LV_52-6_0_5_load_263 | 17 | 0.0020492 | 0.00051357 | 0 | 0 |  | 1 | TRUE | wye
14 | LV_52-6_0_5_load_276 | 18 | 0.001471 | 0.00036867 | 0 | 0 |  | 1 | TRUE | wye
15 | LV_52-6_0_5_load_37 | 19 | 0.0021657 | 0.00054277 | 0 | 0 |  | 1 | TRUE | wye
16 | LV_52-6_0_5_load_283 | 20 | 0.0014496 | 0.00036331 | 0 | 0 |  | 1 | TRUE | wye
17 | LV_52-6_0_5_load_12 | 21 | 0.0035135 | 0.00088058 | 0 | 0 |  | 1 | TRUE | wye
18 | LV_52-6_0_5_load_13 | 22 | 0.0032888 | 0.00082426 | 0 | 0 |  | 1 | TRUE | wye
19 | LV_52-6_0_5_load_14 | 23 | 0.0025294 | 0.00063392 | 0 | 0 |  | 1 | TRUE | wye
20 | LV_52-6_0_5_load_16 | 25 | 0.0019585 | 0.00049084 | 0 | 0 |  | 1 | TRUE | wye
21 | LV_52-6_0_5_load_18 | 27 | 0.003827 | 0.00095913 | 0 | 0 |  | 1 | TRUE | wye
22 | LV_52-6_0_5_load_19 | 28 | 0.0023886 | 0.00059864 | 0 | 0 |  | 1 | TRUE | wye
23 | LV_52-6_0_5_load_25 | 30 | 0.0031795 | 0.00079686 | 0 | 0 |  | 1 | TRUE | wye
24 | LV_52-6_0_5_load_58 | 32 | 0.0062484 | 0.001566 | 0 | 0 |  | 1 | TRUE | wye
25 | LV_52-6_0_5_load_56 | 33 | 0.010029 | 0.0025136 | 0 | 0 |  | 1 | TRUE | wye
26 | LV_52-6_0_5_load_21 | 34 | 0.0021294 | 0.00053369 | 0 | 0 |  | 1 | TRUE | wye
27 | LV_52-6_0_5_load_284 | 35 | 0.0018734 | 0.00046952 | 0 | 0 |  | 1 | TRUE | wye
28 | LV_52-6_0_5_load_26 | 37 | 0.003123 | 0.0007827 | 0 | 0 |  | 1 | TRUE | wye
29 | LV_52-6_0_5_load_27 | 38 | 0.0042369 | 0.0010619 | 0 | 0 |  | 1 | TRUE | wye
30 | LV_52-6_0_5_load_32 | 40 | 0.0043931 | 0.001101 | 0 | 0 |  | 1 | TRUE | wye
31 | LV_52-6_0_5_load_60 | 43 | 0.0042815 | 0.0010731 | 0 | 0 |  | 1 | TRUE | wye
32 | LV_52-6_0_5_load_265 | 46 | 0.0017742 | 0.00044465 | 0 | 0 |  | 1 | TRUE | wye
33 | LV_52-6_0_5_load_267 | 47 | 0.0042284 | 0.0010597 | 0 | 0 |  | 1 | TRUE | wye
34 | LV_52-6_0_5_load_64 | 49 | 0.0029399 | 0.0007368 | 0 | 0 |  | 1 | TRUE | wye
35 | LV_52-6_0_5_load_33 | 53 | 0.0035198 | 0.00088215 | 0 | 0 |  | 1 | TRUE | wye
36 | LV_52-6_0_5_load_35 | 55 | 0.0040033 | 0.0010033 | 0 | 0 |  | 1 | TRUE | wye
37 | LV_52-6_0_5_load_54 | 57 | 0.0028335 | 0.00071014 | 0 | 0 |  | 1 | TRUE | wye
38 | LV_52-6_0_5_load_249 | 59 | 0.0040056 | 0.0010039 | 0 | 0 |  | 1 | TRUE | wye
39 | LV_52-6_0_5_load_36 | 60 | 0.0006418 | 0.00016085 | 0 | 0 |  | 1 | TRUE | wye
40 | LV_52-6_0_5_load_68 | 63 | 0.0019147 | 0.00047987 | 0 | 0 |  | 1 | TRUE | wye
41 | LV_52-6_0_5_load_247 | 65 | 0.0040123 | 0.0010056 | 0 | 0 |  | 1 | TRUE | wye
42 | LV_52-6_0_5_load_274 | 66 | 0.0077299 | 0.0019373 | 0 | 0 |  | 1 | TRUE | wye
43 | LV_52-6_0_5_load_272 | 67 | 0.00040461 | 0.0001014 | 0 | 0 |  | 1 | TRUE | wye
44 | LV_52-6_0_5_load_38 | 68 | 0.0019414 | 0.00048656 | 0 | 0 |  | 1 | TRUE | wye
45 | LV_52-6_0_5_load_277 | 69 | 0.0016899 | 0.00042352 | 0 | 0 |  | 1 | TRUE | wye
46 | LV_52-6_0_5_load_39 | 70 | 0.0026334 | 0.00065998 | 0 | 0 |  | 1 | TRUE | wye
47 | LV_52-6_0_5_load_278 | 71 | 0.0016216 | 0.00040641 | 0 | 0 |  | 1 | TRUE | wye
48 | LV_52-6_0_5_load_41 | 73 | 0.0015291 | 0.00038323 | 0 | 0 |  | 1 | TRUE | wye
49 | LV_52-6_0_5_load_49 | 75 | 0.0035837 | 0.00089817 | 0 | 0 |  | 1 | TRUE | wye
50 | LV_52-6_0_5_load_279 | 76 | 0.001519 | 0.00038069 | 0 | 0 |  | 1 | TRUE | wye
51 | LV_52-6_0_5_load_133 | 77 | 0.0044222 | 0.0011083 | 0 | 0 |  | 1 | TRUE | wye
52 | LV_52-6_0_5_load_280 | 78 | 0.00169 | 0.00042357 | 0 | 0 |  | 1 | TRUE | wye
53 | LV_52-6_0_5_load_48 | 79 | 0.0027273 | 0.00068352 | 0 | 0 |  | 1 | TRUE | wye
54 | LV_52-6_0_5_load_281 | 80 | 0.0018237 | 0.00045706 | 0 | 0 |  | 1 | TRUE | wye
55 | LV_52-6_0_5_load_47 | 81 | 0.002633 | 0.00065989 | 0 | 0 |  | 1 | TRUE | wye
56 | LV_52-6_0_5_load_44 | 82 | 0.0039087 | 0.00097961 | 0 | 0 |  | 1 | TRUE | wye
57 | LV_52-6_0_5_load_45 | 83 | 0.0027144 | 0.0006803 | 0 | 0 |  | 1 | TRUE | wye
58 | LV_52-6_0_5_load_46 | 85 | 0.0043163 | 0.0010818 | 0 | 0 |  | 1 | TRUE | wye
59 | LV_52-6_0_5_load_52 | 86 | 0.0023967 | 0.00060066 | 0 | 0 |  | 1 | TRUE | wye
60 | LV_52-6_0_5_load_53 | 87 | 0.004922 | 0.0012336 | 0 | 0 |  | 1 | TRUE | wye
61 | LV_52-6_0_5_load_253 | 88 | 0.002498 | 0.00062605 | 0 | 0 |  | 1 | TRUE | wye
62 | LV_52-6_0_5_load_252 | 89 | 0.0029862 | 0.0007484 | 0 | 0 |  | 1 | TRUE | wye
63 | LV_52-6_0_5_load_251 | 90 | 0.0034158 | 0.00085608 | 0 | 0 |  | 1 | TRUE | wye
64 | LV_52-6_0_5_load_114 | 91 | 0.0028091 | 0.00070404 | 0 | 0 |  | 1 | TRUE | wye
65 | LV_52-6_0_5_load_61 | 93 | 0.0056157 | 0.0014074 | 0 | 0 |  | 1 | TRUE | wye
66 | LV_52-6_0_5_load_62 | 94 | 0.0046968 | 0.0011771 | 0 | 0 |  | 1 | TRUE | wye
67 | LV_52-6_0_5_load_72 | 95 | 0.0054811 | 0.0013737 | 0 | 0 |  | 1 | TRUE | wye
68 | LV_52-6_0_5_load_73 | 96 | 0.0030233 | 0.00075772 | 0 | 0 |  | 1 | TRUE | wye
69 | LV_52-6_0_5_load_65 | 97 | 0.0018296 | 0.00045854 | 0 | 0 |  | 1 | TRUE | wye
70 | LV_52-6_0_5_load_70 | 99 | 0.00074116 | 0.00018575 | 0 | 0 |  | 1 | TRUE | wye
71 | LV_52-6_0_5_load_71 | 100 | 0.0019669 | 0.00049294 | 0 | 0 |  | 1 | TRUE | wye
72 | LV_52-6_0_5_load_87 | 102 | 0.0019878 | 0.00049819 | 0 | 0 |  | 1 | TRUE | wye
73 | LV_52-6_0_5_load_83 | 103 | 0.0016011 | 0.00040126 | 0 | 0 |  | 1 | TRUE | wye
74 | LV_52-6_0_5_load_93 | 104 | 0.0013433 | 0.00033667 | 0 | 0 |  | 1 | TRUE | wye
75 | LV_52-6_0_5_load_90 | 105 | 0.0010086 | 0.00025278 | 0 | 0 |  | 1 | TRUE | wye
76 | LV_52-6_0_5_load_85 | 107 | 0.0019419 | 0.00048668 | 0 | 0 |  | 1 | TRUE | wye
77 | LV_52-6_0_5_load_75 | 110 | 0.0090412 | 0.002266 | 0 | 0 |  | 1 | TRUE | wye
78 | LV_52-6_0_5_load_78 | 111 | 0.0044876 | 0.0011247 | 0 | 0 |  | 1 | TRUE | wye
79 | LV_52-6_0_5_load_98 | 113 | 0.00089497 | 0.0002243 | 0 | 0 |  | 1 | TRUE | wye
80 | LV_52-6_0_5_load_107 | 114 | 0.0026599 | 0.00066662 | 0 | 0 |  | 1 | TRUE | wye
81 | LV_52-6_0_5_load_138 | 115 | 0.0038334 | 0.00096075 | 0 | 0 |  | 1 | TRUE | wye
82 | LV_52-6_0_5_load_135 | 116 | 0.0015942 | 0.00039954 | 0 | 0 |  | 1 | TRUE | wye
83 | LV_52-6_0_5_load_79 | 117 | 0.0072692 | 0.0018218 | 0 | 0 |  | 1 | TRUE | wye
84 | LV_52-6_0_5_load_140 | 119 | 0.0016917 | 0.00042399 | 0 | 0 |  | 1 | TRUE | wye
85 | LV_52-6_0_5_load_102 | 120 | 0.0013096 | 0.00032822 | 0 | 0 |  | 1 | TRUE | wye
86 | LV_52-6_0_5_load_136 | 122 | 0.0023604 | 0.00059158 | 0 | 0 |  | 1 | TRUE | wye
87 | LV_52-6_0_5_load_82 | 125 | 0.0012915 | 0.00032368 | 0 | 0 |  | 1 | TRUE | wye
88 | LV_52-6_0_5_load_259 | 126 | 0.0025549 | 0.00064031 | 0 | 0 |  | 1 | TRUE | wye
89 | LV_52-6_0_5_load_268 | 127 | 0.0049943 | 0.0012517 | 0 | 0 |  | 1 | TRUE | wye
90 | LV_52-6_0_5_load_260 | 128 | 0.0013153 | 0.00032965 | 0 | 0 |  | 1 | TRUE | wye
91 | LV_52-6_0_5_load_86 | 130 | 0.0034883 | 0.00087424 | 0 | 0 |  | 1 | TRUE | wye
92 | LV_52-6_0_5_load_88 | 131 | 0.0097619 | 0.0024466 | 0 | 0 |  | 1 | TRUE | wye
93 | LV_52-6_0_5_load_91 | 132 | 0.0017316 | 0.00043398 | 0 | 0 |  | 1 | TRUE | wye
94 | LV_52-6_0_5_load_94 | 136 | 0.010166 | 0.0025479 | 0 | 0 |  | 1 | TRUE | wye
95 | LV_52-6_0_5_load_101 | 137 | 0.0013759 | 0.00034483 | 0 | 0 |  | 1 | TRUE | wye
96 | LV_52-6_0_5_load_103 | 138 | 0.0059601 | 0.0014937 | 0 | 0 |  | 1 | TRUE | wye
97 | LV_52-6_0_5_load_104 | 139 | 0.002465 | 0.00061779 | 0 | 0 |  | 1 | TRUE | wye
98 | LV_52-6_0_5_load_106 | 141 | 0.004085 | 0.0010238 | 0 | 0 |  | 1 | TRUE | wye
99 | LV_52-6_0_5_load_245 | 142 | 0.0020229 | 0.00050697 | 0 | 0 |  | 1 | TRUE | wye
100 | LV_52-6_0_5_load_184 | 143 | 0.0024644 | 0.00061765 | 0 | 0 |  | 1 | TRUE | wye
101 | LV_52-6_0_5_load_230 | 145 | 0.0010058 | 0.00025207 | 0 | 0 |  | 1 | TRUE | wye
102 | LV_52-6_0_5_load_254 | 146 | 0.0028665 | 0.00071842 | 0 | 0 |  | 1 | TRUE | wye
103 | LV_52-6_0_5_load_183 | 147 | 0.0042216 | 0.001058 | 0 | 0 |  | 1 | TRUE | wye
104 | LV_52-6_0_5_load_146 | 148 | 0.00081945 | 0.00020537 | 0 | 0 |  | 1 | TRUE | wye
105 | LV_52-6_0_5_load_108 | 150 | 0.0014504 | 0.0003635 | 0 | 0 |  | 1 | TRUE | wye
106 | LV_52-6_0_5_load_115 | 151 | 0.0026348 | 0.00066034 | 0 | 0 |  | 1 | TRUE | wye
107 | LV_52-6_0_5_load_113 | 152 | 0.00076103 | 0.00019073 | 0 | 0 |  | 1 | TRUE | wye
108 | LV_52-6_0_5_load_116 | 153 | 0.0010639 | 0.00026664 | 0 | 0 |  | 1 | TRUE | wye
109 | LV_52-6_0_5_load_117 | 154 | 0.0026023 | 0.00065219 | 0 | 0 |  | 1 | TRUE | wye
110 | LV_52-6_0_5_load_118 | 155 | 0.0031657 | 0.00079339 | 0 | 0 |  | 1 | TRUE | wye
111 | LV_52-6_0_5_load_119 | 156 | 0.0024341 | 0.00061005 | 0 | 0 |  | 1 | TRUE | wye
112 | LV_52-6_0_5_load_120 | 157 | 0.0023422 | 0.000587 | 0 | 0 |  | 1 | TRUE | wye
113 | LV_52-6_0_5_load_129 | 158 | 0.0045852 | 0.0011492 | 0 | 0 |  | 1 | TRUE | wye
114 | LV_52-6_0_5_load_130 | 159 | 0.0051643 | 0.0012943 | 0 | 0 |  | 1 | TRUE | wye
115 | LV_52-6_0_5_load_121 | 160 | 0.0056937 | 0.001427 | 0 | 0 |  | 1 | TRUE | wye
116 | LV_52-6_0_5_load_122 | 161 | 0.0045739 | 0.0011463 | 0 | 0 |  | 1 | TRUE | wye
117 | LV_52-6_0_5_load_123 | 162 | 0.0027827 | 0.00069742 | 0 | 0 |  | 1 | TRUE | wye
118 | LV_52-6_0_5_load_124 | 163 | 0.0041476 | 0.0010395 | 0 | 0 |  | 1 | TRUE | wye
119 | LV_52-6_0_5_load_127 | 165 | 0.010252 | 0.0025693 | 0 | 0 |  | 1 | TRUE | wye
120 | LV_52-6_0_5_load_257 | 167 | 0.0022046 | 0.00055252 | 0 | 0 |  | 1 | TRUE | wye
121 | LV_52-6_0_5_load_258 | 168 | 0.007359 | 0.0018443 | 0 | 0 |  | 1 | TRUE | wye
122 | LV_52-6_0_5_load_269 | 169 | 0.00038034 | 9.5322e-05 | 0 | 0 |  | 1 | TRUE | wye
123 | LV_52-6_0_5_load_264 | 170 | 0.0024503 | 0.0006141 | 0 | 0 |  | 1 | TRUE | wye
124 | LV_52-6_0_5_load_137 | 171 | 0.0024262 | 0.00060807 | 0 | 0 |  | 1 | TRUE | wye
125 | LV_52-6_0_5_load_139 | 172 | 0.0041427 | 0.0010383 | 0 | 0 |  | 1 | TRUE | wye
126 | LV_52-6_0_5_load_176 | 173 | 0.0020926 | 0.00052445 | 0 | 0 |  | 1 | TRUE | wye
127 | LV_52-6_0_5_load_141 | 174 | 0.0029556 | 0.00074075 | 0 | 0 |  | 1 | TRUE | wye
128 | LV_52-6_0_5_load_174 | 175 | 0.0020909 | 0.00052403 | 0 | 0 |  | 1 | TRUE | wye
129 | LV_52-6_0_5_load_142 | 176 | 0.0041481 | 0.0010396 | 0 | 0 |  | 1 | TRUE | wye
130 | LV_52-6_0_5_load_143 | 177 | 0.0014407 | 0.00036108 | 0 | 0 |  | 1 | TRUE | wye
131 | LV_52-6_0_5_load_188 | 178 | 0.0032709 | 0.00081976 | 0 | 0 |  | 1 | TRUE | wye
132 | LV_52-6_0_5_load_212 | 179 | 0.0014571 | 0.00036518 | 0 | 0 |  | 1 | TRUE | wye
133 | LV_52-6_0_5_load_144 | 180 | 0.0018152 | 0.00045494 | 0 | 0 |  | 1 | TRUE | wye
134 | LV_52-6_0_5_load_145 | 181 | 0.0020762 | 0.00052035 | 0 | 0 |  | 1 | TRUE | wye
135 | LV_52-6_0_5_load_215 | 182 | 0.0012889 | 0.00032302 | 0 | 0 |  | 1 | TRUE | wye
136 | LV_52-6_0_5_load_214 | 183 | 0.0031051 | 0.00077821 | 0 | 0 |  | 1 | TRUE | wye
137 | LV_52-6_0_5_load_216 | 184 | 0.0012985 | 0.00032542 | 0 | 0 |  | 1 | TRUE | wye
138 | LV_52-6_0_5_load_231 | 185 | 0.0013675 | 0.00034274 | 0 | 0 |  | 1 | TRUE | wye
139 | LV_52-6_0_5_load_217 | 186 | 0.003042 | 0.0007624 | 0 | 0 |  | 1 | TRUE | wye
140 | LV_52-6_0_5_load_224 | 187 | 0.0063139 | 0.0015824 | 0 | 0 |  | 1 | TRUE | wye
141 | LV_52-6_0_5_load_270 | 188 | 0.00049371 | 0.00012374 | 0 | 0 |  | 1 | TRUE | wye
142 | LV_52-6_0_5_load_147 | 189 | 0.0022403 | 0.00056148 | 0 | 0 |  | 1 | TRUE | wye
143 | LV_52-6_0_5_load_151 | 191 | 0.0019181 | 0.00048072 | 0 | 0 |  | 1 | TRUE | wye
144 | LV_52-6_0_5_load_153 | 193 | 0.0019133 | 0.00047952 | 0 | 0 |  | 1 | TRUE | wye
145 | LV_52-6_0_5_load_155 | 195 | 0.0054042 | 0.0013544 | 0 | 0 |  | 1 | TRUE | wye
146 | LV_52-6_0_5_load_158 | 196 | 0.001235 | 0.00030952 | 0 | 0 |  | 1 | TRUE | wye
147 | LV_52-6_0_5_load_156 | 197 | 0.0010444 | 0.00026176 | 0 | 0 |  | 1 | TRUE | wye
148 | LV_52-6_0_5_load_165 | 198 | 0.0016559 | 0.00041501 | 0 | 0 |  | 1 | TRUE | wye
149 | LV_52-6_0_5_load_166 | 199 | 0.0018705 | 0.00046878 | 0 | 0 |  | 1 | TRUE | wye
150 | LV_52-6_0_5_load_178 | 201 | 0.0012499 | 0.00031324 | 0 | 0 |  | 1 | TRUE | wye
151 | LV_52-6_0_5_load_179 | 202 | 0.0025697 | 0.00064402 | 0 | 0 |  | 1 | TRUE | wye
152 | LV_52-6_0_5_load_180 | 204 | 0.0023315 | 0.00058434 | 0 | 0 |  | 1 | TRUE | wye
153 | LV_52-6_0_5_load_170 | 205 | 0.0022832 | 0.00057223 | 0 | 0 |  | 1 | TRUE | wye
154 | LV_52-6_0_5_load_162 | 206 | 0.003339 | 0.00083684 | 0 | 0 |  | 1 | TRUE | wye
155 | LV_52-6_0_5_load_163 | 207 | 0.0031504 | 0.00078957 | 0 | 0 |  | 1 | TRUE | wye
156 | LV_52-6_0_5_load_177 | 208 | 0.0031673 | 0.0007938 | 0 | 0 |  | 1 | TRUE | wye
157 | LV_52-6_0_5_load_167 | 209 | 0.0018226 | 0.0004568 | 0 | 0 |  | 1 | TRUE | wye
158 | LV_52-6_0_5_load_168 | 210 | 0.0017974 | 0.00045046 | 0 | 0 |  | 1 | TRUE | wye
159 | LV_52-6_0_5_load_169 | 211 | 0.0020713 | 0.00051912 | 0 | 0 |  | 1 | TRUE | wye
160 | LV_52-6_0_5_load_171 | 212 | 0.0063832 | 0.0015998 | 0 | 0 |  | 1 | TRUE | wye
161 | LV_52-6_0_5_load_181 | 213 | 0.001592 | 0.00039898 | 0 | 0 |  | 1 | TRUE | wye
162 | LV_52-6_0_5_load_173 | 214 | 0.0021451 | 0.0005376 | 0 | 0 |  | 1 | TRUE | wye
163 | LV_52-6_0_5_load_175 | 215 | 0.0033218 | 0.00083253 | 0 | 0 |  | 1 | TRUE | wye
164 | LV_52-6_0_5_load_242 | 217 | 0.0032514 | 0.00081487 | 0 | 0 |  | 1 | TRUE | wye
165 | LV_52-6_0_5_load_243 | 218 | 0.0017125 | 0.00042919 | 0 | 0 |  | 1 | TRUE | wye
166 | LV_52-6_0_5_load_185 | 219 | 0.0029343 | 0.00073541 | 0 | 0 |  | 1 | TRUE | wye
167 | LV_52-6_0_5_load_186 | 220 | 0.0027162 | 0.00068074 | 0 | 0 |  | 1 | TRUE | wye
168 | LV_52-6_0_5_load_187 | 221 | 0.005535 | 0.0013872 | 0 | 0 |  | 1 | TRUE | wye
169 | LV_52-6_0_5_load_196 | 222 | 0.0022907 | 0.0005741 | 0 | 0 |  | 1 | TRUE | wye
170 | LV_52-6_0_5_load_195 | 223 | 0.0029285 | 0.00073395 | 0 | 0 |  | 1 | TRUE | wye
171 | LV_52-6_0_5_load_213 | 224 | 0.0029115 | 0.00072969 | 0 | 0 |  | 1 | TRUE | wye
172 | LV_52-6_0_5_load_189 | 225 | 0.0040443 | 0.0010136 | 0 | 0 |  | 1 | TRUE | wye
173 | LV_52-6_0_5_load_190 | 226 | 0.003477 | 0.00087142 | 0 | 0 |  | 1 | TRUE | wye
174 | LV_52-6_0_5_load_191 | 227 | 0.0033347 | 0.00083575 | 0 | 0 |  | 1 | TRUE | wye
175 | LV_52-6_0_5_load_192 | 228 | 0.0039435 | 0.00098832 | 0 | 0 |  | 1 | TRUE | wye
176 | LV_52-6_0_5_load_193 | 229 | 0.0020375 | 0.00051065 | 0 | 0 |  | 1 | TRUE | wye
177 | LV_52-6_0_5_load_208 | 231 | 0.0059383 | 0.0014883 | 0 | 0 |  | 1 | TRUE | wye
178 | LV_52-6_0_5_load_204 | 234 | 0.0034169 | 0.00085637 | 0 | 0 |  | 1 | TRUE | wye
179 | LV_52-6_0_5_load_199 | 235 | 0.0028078 | 0.00070371 | 0 | 0 |  | 1 | TRUE | wye
180 | LV_52-6_0_5_load_197 | 236 | 0.0013723 | 0.00034394 | 0 | 0 |  | 1 | TRUE | wye
181 | LV_52-6_0_5_load_198 | 237 | 0.0031916 | 0.0007999 | 0 | 0 |  | 1 | TRUE | wye
182 | LV_52-6_0_5_load_202 | 239 | 0.0024649 | 0.00061776 | 0 | 0 |  | 1 | TRUE | wye
183 | LV_52-6_0_5_load_203 | 240 | 0.0037604 | 0.00094245 | 0 | 0 |  | 1 | TRUE | wye
184 | LV_52-6_0_5_load_205 | 241 | 0.002295 | 0.00057517 | 0 | 0 |  | 1 | TRUE | wye
185 | LV_52-6_0_5_load_244 | 244 | 0.0019264 | 0.00048279 | 0 | 0 |  | 1 | TRUE | wye
186 | LV_52-6_0_5_load_229 | 245 | 0.0026232 | 0.00065745 | 0 | 0 |  | 1 | TRUE | wye
187 | LV_52-6_0_5_load_211 | 248 | 0.0091513 | 0.0022935 | 0 | 0 |  | 1 | TRUE | wye
188 | LV_52-6_0_5_load_225 | 249 | 0.0085725 | 0.0021485 | 0 | 0 |  | 1 | TRUE | wye
189 | LV_52-6_0_5_load_233 | 250 | 0.0021754 | 0.00054521 | 0 | 0 |  | 1 | TRUE | wye
190 | LV_52-6_0_5_load_221 | 251 | 0.0022454 | 0.00056276 | 0 | 0 |  | 1 | TRUE | wye
191 | LV_52-6_0_5_load_218 | 252 | 0.0028007 | 0.00070191 | 0 | 0 |  | 1 | TRUE | wye
192 | LV_52-6_0_5_load_219 | 253 | 0.001974 | 0.00049473 | 0 | 0 |  | 1 | TRUE | wye
193 | LV_52-6_0_5_load_220 | 254 | 0.0026707 | 0.00066933 | 0 | 0 |  | 1 | TRUE | wye
194 | LV_52-6_0_5_load_222 | 255 | 0.0025904 | 0.00064921 | 0 | 0 |  | 1 | TRUE | wye
195 | LV_52-6_0_5_load_226 | 256 | 0.0035809 | 0.00089745 | 0 | 0 |  | 1 | TRUE | wye
196 | LV_52-6_0_5_load_237 | 257 | 0.0023812 | 0.00059679 | 0 | 0 |  | 1 | TRUE | wye
197 | LV_52-6_0_5_load_235 | 260 | 0.0016039 | 0.00040199 | 0 | 0 |  | 1 | TRUE | wye
198 | LV_52-6_0_5_load_238 | 261 | 0.0016686 | 0.00041819 | 0 | 0 |  | 1 | TRUE | wye
199 | LV_52-6_0_5_load_239 | 262 | 0.002188 | 0.00054836 | 0 | 0 |  | 1 | TRUE | wye
200 | LV_52-6_0_5_load_255 | 263 | 0.0026809 | 0.0006719 | 0 | 0 |  | 1 | TRUE | wye
201 | LV_52-6_0_5_load_246 | 264 | 0.0034139 | 0.00085559 | 0 | 0 |  | 1 | TRUE | wye
202 | LV_52-6_0_5_load_248 | 265 | 0.0051429 | 0.0012889 | 0 | 0 |  | 1 | TRUE | wye
203 | LV_52-6_0_5_load_250 | 266 | 0.0034158 | 0.00085608 | 0 | 0 |  | 1 | TRUE | wye
204 | LV_52-6_0_5_load_256 | 267 | 0.0047024 | 0.0011785 | 0 | 0 |  | 1 | TRUE | wye
205 | LV_52-6_0_5_load_261 | 268 | 0.0013091 | 0.00032809 | 0 | 0 |  | 1 | TRUE | wye

## ext_grid
| name | bus | vm_pu | va_degree | slack_weight | in_service
0 |  | 119 | 1 | 0 | 1 | TRUE

## line
| name | std_type | from_bus | to_bus | length_km | r_ohm_per_km | x_ohm_per_km | c_nf_per_km | g_us_per_km | max_i_ka | df | parallel | type | in_service
0 | LV_52-6_0_5_line_0 |  | 0 | 1 | 0.013548 | 0.125 | 0.08 | 261 | 0 | 0.364 | 1 | 1 | cs | TRUE
1 | LV_52-6_0_5_line_1 |  | 0 | 2 | 0.025578 | 0.125 | 0.08 | 261 | 0 | 0.364 | 1 | 1 | cs | TRUE
2 | LV_52-6_0_5_line_2 |  | 1 | 3 | 0.004089 | 0.125 | 0.08 | 261 | 0 | 0.364 | 1 | 1 | cs | TRUE
3 | LV_52-6_0_5_line_3 |  | 1 | 4 | 0.037589 | 0.125 | 0.08 | 261 | 0 | 0.364 | 1 | 1 | cs | TRUE
4 | LV_52-6_0_5_line_4 |  | 2 | 5 | 0.012936 | 0.125 | 0.08 | 261 | 0 | 0.364 | 1 | 1 | cs | TRUE
5 | LV_52-6_0_5_line_5 |  | 3 | 6 | 0.020832 | 0.125 | 0.08 | 261 | 0 | 0.364 | 1 | 1 | cs | TRUE
6 | LV_52-6_0_5_line_6 |  | 3 | 7 | 0.014039 | 0.125 | 0.08 | 261 | 0 | 0.364 | 1 | 1 | cs | TRUE
7 | LV_52-6_0_5_line_7 |  | 4 | 8 | 0.010735 | 0.125 | 0.08 | 261 | 0 | 0.364 | 1 | 1 | cs | TRUE
8 | LV_52-6_0_5_line_8 |  | 5 | 9 | 0.010435 | 0.125 | 0.08 | 261 | 0 | 0.364 | 1 | 1 | cs | TRUE
9 | LV_52-6_0_5_line_9 |  | 6 | 10 | 0.021101 | 0.125 | 0.08 | 261 | 0 | 0.364 | 1 | 1 | cs | TRUE
10 | LV_52-6_0_5_line_10 |  | 6 | 11 | 0.006486 | 0.125 | 0.08 | 261 | 0 | 0.364 | 1 | 1 | cs | TRUE
11 | LV_52-6_0_5_line_11 |  | 8 | 12 | 0.011524 | 0.125 | 0.08 | 261 | 0 | 0.364 | 1 | 1 | cs | TRUE
12 | LV_52-6_0_5_line_12 |  | 9 | 15 | 0.02231 | 0.125 | 0.08 | 261 | 0 | 0.364 | 1 | 1 | cs | TRUE
13 | LV_52-6_0_5_line_13 |  | 11 | 16 | 0.0082044 | 0.125 | 0.08 | 261 | 0 | 0.364 | 1 | 1 | cs | TRUE
14 | LV_52-6_0_5_line_14 |  | 12 | 17 | 0.0094782 | 0.125 | 0.08 | 261 | 0 | 0.364 | 1 | 1 | cs | TRUE
15 | LV_52-6_0_5_line_15 |  | 13 | 14 | 0.0088201 | 0.125 | 0.08 | 261 | 0 | 0.364 | 1 | 1 | cs | TRUE
16 | LV_52-6_0_5_line_16 |  | 14 | 18 | 0.0085932 | 0.125 | 0.08 | 261 | 0 | 0.364 | 1 | 1 | cs | TRUE
17 | LV_52-6_0_5_line_17 |  | 14 | 19 | 0.0084448 | 0.125 | 0.08 | 261 | 0 | 0.364 | 1 | 1 | cs | TRUE
18 | LV_52-6_0_5_line_18 |  | 15 | 20 | 0.0072066 | 0.125 | 0.08 | 261 | 0 | 0.364 | 1 | 1 | cs | TRUE
19 | LV_52-6_0_5_line_19 |  | 16 | 206 | 0.039259 | 0.125 | 0.08 | 261 | 0 | 0.364 | 1 | 1 | cs | TRUE
20 | LV_52-6_0_5_line_20 |  | 17 | 170 | 0.010063 | 0.125 | 0.08 | 261 | 0 | 0.364 | 1 | 1 | cs | TRUE
21 | LV_52-6_0_5_line_21 |  | 18 | 69 | 0.023206 | 0.125 | 0.08 | 261 | 0 | 0.364 | 1 | 1 | cs | TRUE
22 | LV_52-6_0_5_line_22 |  | 21 | 22 | 0.021117 | 0.125 | 0.08 | 261 | 0 | 0.364 | 1 | 1 | cs | TRUE
23 | LV_52-6_0_5_line_23 |  | 21 | 23 | 0.028508 | 0.125 | 0.08 | 261 | 0 | 0.364 | 1 | 1 | cs | TRUE
24 | LV_52-6_0_5_line_24 |  | 22 | 24 | 0.017585 | 0.125 | 0.08 | 261 | 0 | 0.364 | 1 | 1 | cs | TRUE
25 | LV_52-6_0_5_line_25 |  | 23 | 25 | 0.021492 | 0.125 | 0.08 | 261 | 0 | 0.364 | 1 | 1 | cs | TRUE
26 | LV_52-6_0_5_line_26 |  | 24 | 26 | 0.003191 | 0.125 | 0.08 | 261 | 0 | 0.364 | 1 | 1 | cs | TRUE
27 | LV_52-6_0_5_line_27 |  | 24 | 27 | 0.0039973 | 0.125 | 0.08 | 261 | 0 | 0.364 | 1 | 1 | cs | TRUE
28 | LV_52-6_0_5_line_28 |  | 25 | 28 | 0.010844 | 0.125 | 0.08 | 261 | 0 | 0.364 | 1 | 1 | cs | TRUE
29 | LV_52-6_0_5_line_29 |  | 26 | 29 | 0.028829 | 0.125 | 0.08 | 261 | 0 | 0.364 | 1 | 1 | cs | TRUE
30 | LV_52-6_0_5_line_30 |  | 27 | 30 | 0.020576 | 0.125 | 0.08 | 261 | 0 | 0.364 | 1 | 1 | cs | TRUE
31 | LV_52-6_0_5_line_31 |  | 28 | 31 | 0.00805 | 0.125 | 0.08 | 261 | 0 | 0.364 | 1 | 1 | cs | TRUE
32 | LV_52-6_0_5_line_32 |  | 29 | 32 | 0.021508 | 0.125 | 0.08 | 261 | 0 | 0.364 | 1 | 1 | cs | TRUE
33 | LV_52-6_0_5_line_33 |  | 29 | 33 | 0.018907 | 0.125 | 0.08 | 261 | 0 | 0.364 | 1 | 1 | cs | TRUE
34 | LV_52-6_0_5_line_34 |  | 30 | 37 | 0.012111 | 0.125 | 0.08 | 261 | 0 | 0.364 | 1 | 1 | cs | TRUE
35 | LV_52-6_0_5_line_35 |  | 31 | 45 | 0.003223 | 0.125 | 0.08 | 261 | 0 | 0.364 | 1 | 1 | cs | TRUE
36 | LV_52-6_0_5_line_36 |  | 31 | 46 | 0.01111 | 0.125 | 0.08 | 261 | 0 | 0.364 | 1 | 1 | cs | TRUE
37 | LV_52-6_0_5_line_37 |  | 33 | 44 | 0.022155 | 0.125 | 0.08 | 261 | 0 | 0.364 | 1 | 2 | cs | TRUE
38 | LV_52-6_0_5_line_38 |  | 34 | 35 | 0.0073924 | 0.125 | 0.08 | 261 | 0 | 0.364 | 1 | 1 | cs | TRUE
39 | LV_52-6_0_5_line_39 |  | 35 | 47 | 0.0235 | 0.125 | 0.08 | 261 | 0 | 0.364 | 1 | 1 | cs | TRUE
40 | LV_52-6_0_5_line_40 |  | 36 | 37 | 0.0086295 | 0.125 | 0.08 | 261 | 0 | 0.364 | 1 | 1 | cs | TRUE
41 | LV_52-6_0_5_line_41 |  | 36 | 38 | 0.015043 | 0.125 | 0.08 | 261 | 0 | 0.364 | 1 | 1 | cs | TRUE
42 | LV_52-6_0_5_line_42 |  | 39 | 40 | 0.039978 | 0.125 | 0.08 | 261 | 0 | 0.364 | 1 | 4 | cs | TRUE
43 | LV_52-6_0_5_line_43 |  | 39 | 41 | 0.029365 | 0.125 | 0.08 | 261 | 0 | 0.364 | 1 | 4 | cs | TRUE
44 | LV_52-6_0_5_line_44 |  | 40 | 48 | 0.025937 | 0.125 | 0.08 | 261 | 0 | 0.364 | 1 | 4 | cs | TRUE
45 | LV_52-6_0_5_line_45 |  | 41 | 49 | 0.0021276 | 0.125 | 0.08 | 261 | 0 | 0.364 | 1 | 1 | cs | TRUE
46 | LV_52-6_0_5_line_46 |  | 41 | 43 | 0.027811 | 0.125 | 0.08 | 261 | 0 | 0.364 | 1 | 4 | cs | TRUE
47 | LV_52-6_0_5_line_47 |  | 42 | 43 | 0.01557 | 0.125 | 0.08 | 261 | 0 | 0.364 | 1 | 4 | cs | TRUE
48 | LV_52-6_0_5_line_48 |  | 42 | 44 | 0.003948 | 0.125 | 0.08 | 261 | 0 | 0.364 | 1 | 4 | cs | TRUE
49 | LV_52-6_0_5_line_49 |  | 44 | 50 | 0.030847 | 0.125 | 0.08 | 261 | 0 | 0.364 | 1 | 4 | cs | TRUE
50 | LV_52-6_0_5_line_50 |  | 45 | 47 | 0.028239 | 0.125 | 0.08 | 261 | 0 | 0.364 | 1 | 1 | cs | TRUE
51 | LV_52-6_0_5_line_51 |  | 45 | 127 | 0.021004 | 0.125 | 0.08 | 261 | 0 | 0.364 | 1 | 1 | cs | TRUE
52 | LV_52-6_0_5_line_52 |  | 46 | 170 | 0.00064643 | 0.125 | 0.08 | 261 | 0 | 0.364 | 1 | 1 | cs | TRUE
53 | LV_52-6_0_5_line_53 |  | 48 | 53 | 0.029993 | 0.125 | 0.08 | 261 | 0 | 0.364 | 1 | 2 | cs | TRUE
54 | LV_52-6_0_5_line_54 |  | 48 | 51 | 0.006883 | 0.125 | 0.08 | 261 | 0 | 0.364 | 1 | 4 | cs | TRUE
55 | LV_52-6_0_5_line_55 |  | 49 | 97 | 0.018132 | 0.125 | 0.08 | 261 | 0 | 0.364 | 1 | 1 | cs | TRUE
56 | LV_52-6_0_5_line_56 |  | 50 | 93 | 0.0058504 | 0.125 | 0.08 | 261 | 0 | 0.364 | 1 | 4 | cs | TRUE
57 | LV_52-6_0_5_line_57 |  | 50 | 94 | 0.028596 | 0.125 | 0.08 | 261 | 0 | 0.364 | 1 | 1 | cs | TRUE
58 | LV_52-6_0_5_line_58 |  | 51 | 52 | 0.035016 | 0.125 | 0.08 | 261 | 0 | 0.364 | 1 | 2 | cs | TRUE
59 | LV_52-6_0_5_line_59 |  | 52 | 54 | 0.030904 | 0.125 | 0.08 | 261 | 0 | 0.364 | 1 | 1 | cs | TRUE
60 | LV_52-6_0_5_line_60 |  | 52 | 55 | 0.014675 | 0.125 | 0.08 | 261 | 0 | 0.364 | 1 | 1 | cs | TRUE
61 | LV_52-6_0_5_line_61 |  | 53 | 56 | 0.030682 | 0.125 | 0.08 | 261 | 0 | 0.364 | 1 | 1 | cs | TRUE
62 | LV_52-6_0_5_line_62 |  | 54 | 57 | 0.017834 | 0.125 | 0.08 | 261 | 0 | 0.364 | 1 | 1 | cs | TRUE
63 | LV_52-6_0_5_line_63 |  | 54 | 58 | 0.038412 | 0.125 | 0.08 | 261 | 0 | 0.364 | 1 | 1 | cs | TRUE
64 | LV_52-6_0_5_line_64 |  | 55 | 59 | 0.019009 | 0.125 | 0.08 | 261 | 0 | 0.364 | 1 | 1 | cs | TRUE
65 | LV_52-6_0_5_line_65 |  | 56 | 62 | 0.021406 | 0.125 | 0.08 | 261 | 0 | 0.364 | 1 | 1 | cs | TRUE
66 | LV_52-6_0_5_line_66 |  | 56 | 63 | 0.014859 | 0.125 | 0.08 | 261 | 0 | 0.364 | 1 | 1 | cs | TRUE
67 | LV_52-6_0_5_line_67 |  | 58 | 64 | 0.011652 | 0.125 | 0.08 | 261 | 0 | 0.364 | 1 | 1 | cs | TRUE
68 | LV_52-6_0_5_line_68 |  | 59 | 65 | 0.016356 | 0.125 | 0.08 | 261 | 0 | 0.364 | 1 | 1 | cs | TRUE
69 | LV_52-6_0_5_line_69 |  | 60 | 61 | 0.029818 | 0.125 | 0.08 | 261 | 0 | 0.364 | 1 | 1 | cs | TRUE
70 | LV_52-6_0_5_line_70 |  | 61 | 66 | 0.024381 | 0.125 | 0.08 | 261 | 0 | 0.364 | 1 | 1 | cs | TRUE
71 | LV_52-6_0_5_line_71 |  | 61 | 67 | 0.0093934 | 0.125 | 0.08 | 261 | 0 | 0.364 | 1 | 1 | cs | TRUE
72 | LV_52-6_0_5_line_72 |  | 62 | 98 | 0.017154 | 0.125 | 0.08 | 261 | 0 | 0.364 | 1 | 1 | cs | TRUE
73 | LV_52-6_0_5_line_73 |  | 62 | 99 | 0.019796 | 0.125 | 0.08 | 261 | 0 | 0.364 | 1 | 1 | cs | TRUE
74 | LV_52-6_0_5_line_74 |  | 63 | 100 | 0.019841 | 0.125 | 0.08 | 261 | 0 | 0.364 | 1 | 1 | cs | TRUE
75 | LV_52-6_0_5_line_75 |  | 64 | 91 | 0.08094 | 0.125 | 0.08 | 261 | 0 | 0.364 | 1 | 1 | cs | TRUE
76 | LV_52-6_0_5_line_76 |  | 64 | 92 | 0.069253 | 0.125 | 0.08 | 261 | 0 | 0.364 | 1 | 1 | cs | TRUE
77 | LV_52-6_0_5_line_77 |  | 65 | 264 | 0.0010382 | 0.125 | 0.08 | 261 | 0 | 0.364 | 1 | 1 | cs | TRUE
78 | LV_52-6_0_5_line_78 |  | 67 | 140 | 0.021808 | 0.125 | 0.08 | 261 | 0 | 0.364 | 1 | 1 | cs | TRUE
79 | LV_52-6_0_5_line_79 |  | 68 | 69 | 0.011938 | 0.125 | 0.08 | 261 | 0 | 0.364 | 1 | 1 | cs | TRUE
80 | LV_52-6_0_5_line_80 |  | 69 | 71 | 0.0090546 | 0.125 | 0.08 | 261 | 0 | 0.364 | 1 | 1 | cs | TRUE
81 | LV_52-6_0_5_line_81 |  | 70 | 71 | 0.0080933 | 0.125 | 0.08 | 261 | 0 | 0.364 | 1 | 1 | cs | TRUE
82 | LV_52-6_0_5_line_82 |  | 71 | 76 | 0.0098097 | 0.125 | 0.08 | 261 | 0 | 0.364 | 1 | 1 | cs | TRUE
83 | LV_52-6_0_5_line_83 |  | 72 | 73 | 0.012468 | 0.125 | 0.08 | 261 | 0 | 0.364 | 1 | 1 | cs | TRUE
84 | LV_52-6_0_5_line_84 |  | 72 | 74 | 0.032949 | 0.125 | 0.08 | 261 | 0 | 0.364 | 1 | 1 | cs | TRUE
85 | LV_52-6_0_5_line_85 |  | 72 | 75 | 0.010798 | 0.125 | 0.08 | 261 | 0 | 0.364 | 1 | 1 | cs | TRUE
86 | LV_52-6_0_5_line_86 |  | 74 | 77 | 0.027376 | 0.125 | 0.08 | 261 | 0 | 0.364 | 1 | 1 | cs | TRUE
87 | LV_52-6_0_5_line_87 |  | 75 | 78 | 0.031144 | 0.125 | 0.08 | 261 | 0 | 0.364 | 1 | 1 | cs | TRUE
88 | LV_52-6_0_5_line_88 |  | 76 | 78 | 0.023328 | 0.125 | 0.08 | 261 | 0 | 0.364 | 1 | 1 | cs | TRUE
89 | LV_52-6_0_5_line_89 |  | 78 | 80 | 0.00056646 | 0.125 | 0.08 | 261 | 0 | 0.364 | 1 | 1 | cs | TRUE
90 | LV_52-6_0_5_line_90 |  | 79 | 80 | 0.02474 | 0.125 | 0.08 | 261 | 0 | 0.364 | 1 | 1 | cs | TRUE
91 | LV_52-6_0_5_line_91 |  | 79 | 81 | 0.011518 | 0.125 | 0.08 | 261 | 0 | 0.364 | 1 | 1 | cs | TRUE
92 | LV_52-6_0_5_line_92 |  | 81 | 85 | 0.008502 | 0.125 | 0.08 | 261 | 0 | 0.364 | 1 | 1 | cs | TRUE
93 | LV_52-6_0_5_line_93 |  | 82 | 83 | 0.01268 | 0.125 | 0.08 | 261 | 0 | 0.364 | 1 | 1 | cs | TRUE
94 | LV_52-6_0_5_line_94 |  | 82 | 84 | 0.018827 | 0.125 | 0.08 | 261 | 0 | 0.364 | 1 | 1 | cs | TRUE
95 | LV_52-6_0_5_line_95 |  | 83 | 85 | 0.017214 | 0.125 | 0.08 | 261 | 0 | 0.364 | 1 | 1 | cs | TRUE
96 | LV_52-6_0_5_line_96 |  | 84 | 86 | 0.016806 | 0.125 | 0.08 | 261 | 0 | 0.364 | 1 | 1 | cs | TRUE
97 | LV_52-6_0_5_line_97 |  | 84 | 87 | 0.016002 | 0.125 | 0.08 | 261 | 0 | 0.364 | 1 | 1 | cs | TRUE
98 | LV_52-6_0_5_line_98 |  | 86 | 88 | 0.0010244 | 0.125 | 0.08 | 261 | 0 | 0.364 | 1 | 1 | cs | TRUE
99 | LV_52-6_0_5_line_99 |  | 87 | 89 | 0.031812 | 0.125 | 0.08 | 261 | 0 | 0.364 | 1 | 1 | cs | TRUE
100 | LV_52-6_0_5_line_100 |  | 88 | 90 | 0.02434 | 0.125 | 0.08 | 261 | 0 | 0.364 | 1 | 1 | cs | TRUE
101 | LV_52-6_0_5_line_101 |  | 90 | 266 | 0.019242 | 0.125 | 0.08 | 261 | 0 | 0.364 | 1 | 1 | cs | TRUE
102 | LV_52-6_0_5_line_102 |  | 91 | 153 | 0.01409 | 0.125 | 0.08 | 261 | 0 | 0.364 | 1 | 1 | cs | TRUE
103 | LV_52-6_0_5_line_103 |  | 92 | 150 | 0.12778 | 0.125 | 0.08 | 261 | 0 | 0.364 | 1 | 1 | cs | TRUE
104 | LV_52-6_0_5_line_104 |  | 93 | 95 | 0.0091014 | 0.125 | 0.08 | 261 | 0 | 0.364 | 1 | 4 | cs | TRUE
105 | LV_52-6_0_5_line_105 |  | 95 | 96 | 0.015139 | 0.125 | 0.08 | 261 | 0 | 0.364 | 1 | 4 | cs | TRUE
106 | LV_52-6_0_5_line_106 |  | 96 | 108 | 0.012559 | 0.125 | 0.08 | 261 | 0 | 0.364 | 1 | 4 | cs | TRUE
107 | LV_52-6_0_5_line_107 |  | 98 | 101 | 0.01806 | 0.125 | 0.08 | 261 | 0 | 0.364 | 1 | 1 | cs | TRUE
108 | LV_52-6_0_5_line_108 |  | 99 | 102 | 0.019158 | 0.125 | 0.08 | 261 | 0 | 0.364 | 1 | 1 | cs | TRUE
109 | LV_52-6_0_5_line_109 |  | 100 | 103 | 0.019227 | 0.125 | 0.08 | 261 | 0 | 0.364 | 1 | 1 | cs | TRUE
110 | LV_52-6_0_5_line_110 |  | 101 | 104 | 0.020531 | 0.125 | 0.08 | 261 | 0 | 0.364 | 1 | 1 | cs | TRUE
111 | LV_52-6_0_5_line_111 |  | 102 | 107 | 0.018592 | 0.125 | 0.08 | 261 | 0 | 0.364 | 1 | 1 | cs | TRUE
112 | LV_52-6_0_5_line_112 |  | 105 | 106 | 0.016213 | 0.125 | 0.08 | 261 | 0 | 0.364 | 1 | 1 | cs | TRUE
113 | LV_52-6_0_5_line_113 |  | 106 | 132 | 0.0082071 | 0.125 | 0.08 | 261 | 0 | 0.364 | 1 | 1 | cs | TRUE
114 | LV_52-6_0_5_line_114 |  | 107 | 129 | 0.0074393 | 0.125 | 0.08 | 261 | 0 | 0.364 | 1 | 1 | cs | TRUE
115 | LV_52-6_0_5_line_115 |  | 108 | 109 | 0.031324 | 0.125 | 0.08 | 261 | 0 | 0.364 | 1 | 4 | cs | TRUE
116 | LV_52-6_0_5_line_116 |  | 109 | 115 | 0.010898 | 0.125 | 0.08 | 261 | 0 | 0.364 | 1 | 4 | cs | TRUE
117 | LV_52-6_0_5_line_117 |  | 109 | 116 | 0.04219 | 0.125 | 0.08 | 261 | 0 | 0.364 | 1 | 4 | cs | TRUE
118 | LV_52-6_0_5_line_118 |  | 109 | 112 | 0.029833 | 0.125 | 0.08 | 261 | 0 | 0.364 | 1 | 4 | cs | TRUE
119 | LV_52-6_0_5_line_119 |  | 110 | 111 | 0.027766 | 0.125 | 0.08 | 261 | 0 | 0.364 | 1 | 1 | cs | TRUE
120 | LV_52-6_0_5_line_120 |  | 111 | 117 | 0.026975 | 0.125 | 0.08 | 261 | 0 | 0.364 | 1 | 1 | cs | TRUE
121 | LV_52-6_0_5_line_121 |  | 112 | 113 | 0.039168 | 0.125 | 0.08 | 261 | 0 | 0.364 | 1 | 4 | cs | TRUE
122 | LV_52-6_0_5_line_122 |  | 112 | 114 | 0.026895 | 0.125 | 0.08 | 261 | 0 | 0.364 | 1 | 1 | cs | TRUE
123 | LV_52-6_0_5_line_123 |  | 113 | 118 | 0.013674 | 0.125 | 0.08 | 261 | 0 | 0.364 | 1 | 4 | cs | TRUE
124 | LV_52-6_0_5_line_124 |  | 115 | 119 | 0.0018492 | 0.125 | 0.08 | 261 | 0 | 0.364 | 1 | 4 | cs | TRUE
125 | LV_52-6_0_5_line_125 |  | 116 | 122 | 0.018544 | 0.125 | 0.08 | 261 | 0 | 0.364 | 1 | 4 | cs | TRUE
126 | LV_52-6_0_5_line_126 |  | 117 | 123 | 0.020659 | 0.125 | 0.08 | 261 | 0 | 0.364 | 1 | 1 | cs | TRUE
127 | LV_52-6_0_5_line_127 |  | 118 | 121 | 0.002954 | 0.125 | 0.08 | 261 | 0 | 0.364 | 1 | 4 | cs | TRUE
128 | LV_52-6_0_5_line_128 |  | 118 | 136 | 0.0087348 | 0.125 | 0.08 | 261 | 0 | 0.364 | 1 | 1 | cs | TRUE
129 | LV_52-6_0_5_line_129 |  | 119 | 174 | 0.025257 | 0.125 | 0.08 | 261 | 0 | 0.364 | 1 | 1 | cs | TRUE
130 | LV_52-6_0_5_line_130 |  | 120 | 121 | 0.029349 | 0.125 | 0.08 | 261 | 0 | 0.364 | 1 | 1 | cs | TRUE
131 | LV_52-6_0_5_line_131 |  | 121 | 137 | 0.013882 | 0.125 | 0.08 | 261 | 0 | 0.364 | 1 | 1 | cs | TRUE
132 | LV_52-6_0_5_line_132 |  | 121 | 138 | 0.01239 | 0.125 | 0.08 | 261 | 0 | 0.364 | 1 | 4 | cs | TRUE
133 | LV_52-6_0_5_line_133 |  | 122 | 171 | 0.0036543 | 0.125 | 0.08 | 261 | 0 | 0.364 | 1 | 4 | cs | TRUE
134 | LV_52-6_0_5_line_134 |  | 123 | 124 | 0.020089 | 0.125 | 0.08 | 261 | 0 | 0.364 | 1 | 1 | cs | TRUE
135 | LV_52-6_0_5_line_135 |  | 123 | 125 | 0.035253 | 0.125 | 0.08 | 261 | 0 | 0.364 | 1 | 1 | cs | TRUE
136 | LV_52-6_0_5_line_136 |  | 124 | 126 | 0.012789 | 0.125 | 0.08 | 261 | 0 | 0.364 | 1 | 1 | cs | TRUE
137 | LV_52-6_0_5_line_137 |  | 125 | 127 | 0.0092088 | 0.125 | 0.08 | 261 | 0 | 0.364 | 1 | 1 | cs | TRUE
138 | LV_52-6_0_5_line_138 |  | 126 | 128 | 0.00071081 | 0.125 | 0.08 | 261 | 0 | 0.364 | 1 | 1 | cs | TRUE
139 | LV_52-6_0_5_line_139 |  | 128 | 268 | 0.011034 | 0.125 | 0.08 | 261 | 0 | 0.364 | 1 | 1 | cs | TRUE
140 | LV_52-6_0_5_line_140 |  | 129 | 130 | 0.013609 | 0.125 | 0.08 | 261 | 0 | 0.364 | 1 | 1 | cs | TRUE
141 | LV_52-6_0_5_line_141 |  | 130 | 131 | 0.010767 | 0.125 | 0.08 | 261 | 0 | 0.364 | 1 | 1 | cs | TRUE
142 | LV_52-6_0_5_line_142 |  | 131 | 132 | 0.0041952 | 0.125 | 0.08 | 261 | 0 | 0.364 | 1 | 1 | cs | TRUE
143 | LV_52-6_0_5_line_143 |  | 133 | 134 | 0.008432 | 0.125 | 0.08 | 261 | 0 | 0.364 | 1 | 2 | cs | TRUE
144 | LV_52-6_0_5_line_144 |  | 133 | 135 | 0.003452 | 0.125 | 0.08 | 261 | 0 | 0.364 | 1 | 1 | cs | TRUE
145 | LV_52-6_0_5_line_145 |  | 134 | 138 | 0.018752 | 0.125 | 0.08 | 261 | 0 | 0.364 | 1 | 2 | cs | TRUE
146 | LV_52-6_0_5_line_146 |  | 134 | 139 | 0.040138 | 0.125 | 0.08 | 261 | 0 | 0.364 | 1 | 1 | cs | TRUE
147 | LV_52-6_0_5_line_147 |  | 135 | 140 | 0.062029 | 0.125 | 0.08 | 261 | 0 | 0.364 | 1 | 1 | cs | TRUE
148 | LV_52-6_0_5_line_148 |  | 135 | 141 | 0.01839 | 0.125 | 0.08 | 261 | 0 | 0.364 | 1 | 1 | cs | TRUE
149 | LV_52-6_0_5_line_149 |  | 137 | 142 | 0.020046 | 0.125 | 0.08 | 261 | 0 | 0.364 | 1 | 1 | cs | TRUE
150 | LV_52-6_0_5_line_150 |  | 139 | 143 | 0.032418 | 0.125 | 0.08 | 261 | 0 | 0.364 | 1 | 1 | cs | TRUE
151 | LV_52-6_0_5_line_151 |  | 140 | 144 | 0.048803 | 0.125 | 0.08 | 261 | 0 | 0.364 | 1 | 1 | cs | TRUE
152 | LV_52-6_0_5_line_152 |  | 141 | 145 | 0.052773 | 0.125 | 0.08 | 261 | 0 | 0.364 | 1 | 1 | cs | TRUE
153 | LV_52-6_0_5_line_153 |  | 142 | 146 | 0.022277 | 0.125 | 0.08 | 261 | 0 | 0.364 | 1 | 1 | cs | TRUE
154 | LV_52-6_0_5_line_154 |  | 143 | 147 | 0.043071 | 0.125 | 0.08 | 261 | 0 | 0.364 | 1 | 1 | cs | TRUE
155 | LV_52-6_0_5_line_155 |  | 144 | 148 | 0.0075394 | 0.125 | 0.08 | 261 | 0 | 0.364 | 1 | 1 | cs | TRUE
156 | LV_52-6_0_5_line_156 |  | 144 | 149 | 0.054966 | 0.125 | 0.08 | 261 | 0 | 0.364 | 1 | 1 | cs | TRUE
157 | LV_52-6_0_5_line_157 |  | 146 | 263 | 0.024142 | 0.125 | 0.08 | 261 | 0 | 0.364 | 1 | 1 | cs | TRUE
158 | LV_52-6_0_5_line_158 |  | 147 | 219 | 0.039771 | 0.125 | 0.08 | 261 | 0 | 0.364 | 1 | 1 | cs | TRUE
159 | LV_52-6_0_5_line_159 |  | 148 | 169 | 0.023568 | 0.125 | 0.08 | 261 | 0 | 0.364 | 1 | 1 | cs | TRUE
160 | LV_52-6_0_5_line_160 |  | 149 | 159 | 0.022651 | 0.125 | 0.08 | 261 | 0 | 0.364 | 1 | 1 | cs | TRUE
161 | LV_52-6_0_5_line_161 |  | 149 | 165 | 0.043475 | 0.125 | 0.08 | 261 | 0 | 0.364 | 1 | 1 | cs | TRUE
162 | LV_52-6_0_5_line_162 |  | 150 | 151 | 0.11466 | 0.125 | 0.08 | 261 | 0 | 0.364 | 1 | 1 | cs | TRUE
163 | LV_52-6_0_5_line_163 |  | 151 | 152 | 0.013982 | 0.125 | 0.08 | 261 | 0 | 0.364 | 1 | 1 | cs | TRUE
164 | LV_52-6_0_5_line_164 |  | 154 | 155 | 0.023443 | 0.125 | 0.08 | 261 | 0 | 0.364 | 1 | 1 | cs | TRUE
165 | LV_52-6_0_5_line_165 |  | 155 | 156 | 0.02222 | 0.125 | 0.08 | 261 | 0 | 0.364 | 1 | 1 | cs | TRUE
166 | LV_52-6_0_5_line_166 |  | 156 | 157 | 0.0074592 | 0.125 | 0.08 | 261 | 0 | 0.364 | 1 | 1 | cs | TRUE
167 | LV_52-6_0_5_line_167 |  | 157 | 158 | 0.03319 | 0.125 | 0.08 | 261 | 0 | 0.364 | 1 | 1 | cs | TRUE
168 | LV_52-6_0_5_line_168 |  | 158 | 159 | 0.037066 | 0.125 | 0.08 | 261 | 0 | 0.364 | 1 | 1 | cs | TRUE
169 | LV_52-6_0_5_line_169 |  | 160 | 161 | 0.03656 | 0.125 | 0.08 | 261 | 0 | 0.364 | 1 | 1 | cs | TRUE
170 | LV_52-6_0_5_line_170 |  | 160 | 162 | 0.023958 | 0.125 | 0.08 | 261 | 0 | 0.364 | 1 | 1 | cs | TRUE
171 | LV_52-6_0_5_line_171 |  | 161 | 163 | 0.035082 | 0.125 | 0.08 | 261 | 0 | 0.364 | 1 | 1 | cs | TRUE
172 | LV_52-6_0_5_line_172 |  | 163 | 164 | 0.052282 | 0.125 | 0.08 | 261 | 0 | 0.364 | 1 | 1 | cs | TRUE
173 | LV_52-6_0_5_line_173 |  | 164 | 165 | 0.021158 | 0.125 | 0.08 | 261 | 0 | 0.364 | 1 | 1 | cs | TRUE
174 | LV_52-6_0_5_line_174 |  | 164 | 166 | 0.084965 | 0.125 | 0.08 | 261 | 0 | 0.364 | 1 | 1 | cs | TRUE
175 | LV_52-6_0_5_line_175 |  | 166 | 167 | 0.034026 | 0.125 | 0.08 | 261 | 0 | 0.364 | 1 | 1 | cs | TRUE
176 | LV_52-6_0_5_line_176 |  | 167 | 168 | 0.023851 | 0.125 | 0.08 | 261 | 0 | 0.364 | 1 | 1 | cs | TRUE
177 | LV_52-6_0_5_line_177 |  | 169 | 188 | 0.024894 | 0.125 | 0.08 | 261 | 0 | 0.364 | 1 | 1 | cs | TRUE
178 | LV_52-6_0_5_line_178 |  | 171 | 172 | 0.03305 | 0.125 | 0.08 | 261 | 0 | 0.364 | 1 | 4 | cs | TRUE
179 | LV_52-6_0_5_line_179 |  | 172 | 173 | 0.029503 | 0.125 | 0.08 | 261 | 0 | 0.364 | 1 | 4 | cs | TRUE
180 | LV_52-6_0_5_line_180 |  | 173 | 175 | 0.018624 | 0.125 | 0.08 | 261 | 0 | 0.364 | 1 | 4 | cs | TRUE
181 | LV_52-6_0_5_line_181 |  | 174 | 176 | 0.0032187 | 0.125 | 0.08 | 261 | 0 | 0.364 | 1 | 1 | cs | TRUE
182 | LV_52-6_0_5_line_182 |  | 175 | 214 | 0.016493 | 0.125 | 0.08 | 261 | 0 | 0.364 | 1 | 4 | cs | TRUE
183 | LV_52-6_0_5_line_183 |  | 176 | 177 | 0.023162 | 0.125 | 0.08 | 261 | 0 | 0.364 | 1 | 1 | cs | TRUE
184 | LV_52-6_0_5_line_184 |  | 177 | 178 | 0.0039265 | 0.125 | 0.08 | 261 | 0 | 0.364 | 1 | 1 | cs | TRUE
185 | LV_52-6_0_5_line_185 |  | 178 | 179 | 0.013736 | 0.125 | 0.08 | 261 | 0 | 0.364 | 1 | 1 | cs | TRUE
186 | LV_52-6_0_5_line_186 |  | 179 | 224 | 0.023312 | 0.125 | 0.08 | 261 | 0 | 0.364 | 1 | 1 | cs | TRUE
187 | LV_52-6_0_5_line_187 |  | 180 | 181 | 0.043989 | 0.125 | 0.08 | 261 | 0 | 0.364 | 1 | 1 | cs | TRUE
188 | LV_52-6_0_5_line_188 |  | 180 | 182 | 0.045923 | 0.125 | 0.08 | 261 | 0 | 0.364 | 1 | 1 | cs | TRUE
189 | LV_52-6_0_5_line_189 |  | 182 | 184 | 0.039903 | 0.125 | 0.08 | 261 | 0 | 0.364 | 1 | 1 | cs | TRUE
190 | LV_52-6_0_5_line_190 |  | 182 | 185 | 0.013376 | 0.125 | 0.08 | 261 | 0 | 0.364 | 1 | 1 | cs | TRUE
191 | LV_52-6_0_5_line_191 |  | 182 | 183 | 0.039482 | 0.125 | 0.08 | 261 | 0 | 0.364 | 1 | 1 | cs | TRUE
192 | LV_52-6_0_5_line_192 |  | 184 | 186 | 0.028187 | 0.125 | 0.08 | 261 | 0 | 0.364 | 1 | 1 | cs | TRUE
193 | LV_52-6_0_5_line_193 |  | 186 | 187 | 0.03171 | 0.125 | 0.08 | 261 | 0 | 0.364 | 1 | 1 | cs | TRUE
194 | LV_52-6_0_5_line_194 |  | 187 | 249 | 0.029367 | 0.125 | 0.08 | 261 | 0 | 0.364 | 1 | 1 | cs | TRUE
195 | LV_52-6_0_5_line_195 |  | 187 | 250 | 0.013394 | 0.125 | 0.08 | 261 | 0 | 0.364 | 1 | 1 | cs | TRUE
196 | LV_52-6_0_5_line_196 |  | 187 | 251 | 0.056242 | 0.125 | 0.08 | 261 | 0 | 0.364 | 1 | 1 | cs | TRUE
197 | LV_52-6_0_5_line_197 |  | 189 | 190 | 0.010446 | 0.125 | 0.08 | 261 | 0 | 0.364 | 1 | 1 | cs | TRUE
198 | LV_52-6_0_5_line_198 |  | 190 | 191 | 0.018469 | 0.125 | 0.08 | 261 | 0 | 0.364 | 1 | 4 | cs | TRUE
199 | LV_52-6_0_5_line_199 |  | 190 | 192 | 0.002237 | 0.125 | 0.08 | 261 | 0 | 0.364 | 1 | 4 | cs | TRUE
200 | LV_52-6_0_5_line_200 |  | 191 | 193 | 0.019515 | 0.125 | 0.08 | 261 | 0 | 0.364 | 1 | 4 | cs | TRUE
201 | LV_52-6_0_5_line_201 |  | 192 | 194 | 0.00734 | 0.125 | 0.08 | 261 | 0 | 0.364 | 1 | 4 | cs | TRUE
202 | LV_52-6_0_5_line_202 |  | 192 | 195 | 0.015422 | 0.125 | 0.08 | 261 | 0 | 0.364 | 1 | 1 | cs | TRUE
203 | LV_52-6_0_5_line_203 |  | 193 | 197 | 0.019512 | 0.125 | 0.08 | 261 | 0 | 0.364 | 1 | 4 | cs | TRUE
204 | LV_52-6_0_5_line_204 |  | 194 | 198 | 0.032811 | 0.125 | 0.08 | 261 | 0 | 0.364 | 1 | 4 | cs | TRUE
205 | LV_52-6_0_5_line_205 |  | 194 | 199 | 0.0055498 | 0.125 | 0.08 | 261 | 0 | 0.364 | 1 | 1 | cs | TRUE
206 | LV_52-6_0_5_line_206 |  | 195 | 196 | 0.018756 | 0.125 | 0.08 | 261 | 0 | 0.364 | 1 | 1 | cs | TRUE
207 | LV_52-6_0_5_line_207 |  | 197 | 200 | 0.0095949 | 0.125 | 0.08 | 261 | 0 | 0.364 | 1 | 4 | cs | TRUE
208 | LV_52-6_0_5_line_208 |  | 198 | 201 | 0.025652 | 0.125 | 0.08 | 261 | 0 | 0.364 | 1 | 4 | cs | TRUE
209 | LV_52-6_0_5_line_209 |  | 199 | 202 | 0.020629 | 0.125 | 0.08 | 261 | 0 | 0.364 | 1 | 1 | cs | TRUE
210 | LV_52-6_0_5_line_210 |  | 200 | 203 | 0.003604 | 0.125 | 0.08 | 261 | 0 | 0.364 | 1 | 4 | cs | TRUE
211 | LV_52-6_0_5_line_211 |  | 201 | 208 | 0.025626 | 0.125 | 0.08 | 261 | 0 | 0.364 | 1 | 4 | cs | TRUE
212 | LV_52-6_0_5_line_212 |  | 203 | 204 | 0.015519 | 0.125 | 0.08 | 261 | 0 | 0.364 | 1 | 4 | cs | TRUE
213 | LV_52-6_0_5_line_213 |  | 203 | 205 | 0.013643 | 0.125 | 0.08 | 261 | 0 | 0.364 | 1 | 1 | cs | TRUE
214 | LV_52-6_0_5_line_214 |  | 204 | 213 | 0.037554 | 0.125 | 0.08 | 261 | 0 | 0.364 | 1 | 4 | cs | TRUE
215 | LV_52-6_0_5_line_215 |  | 205 | 210 | 0.022884 | 0.125 | 0.08 | 261 | 0 | 0.364 | 1 | 1 | cs | TRUE
216 | LV_52-6_0_5_line_216 |  | 206 | 207 | 0.0038265 | 0.125 | 0.08 | 261 | 0 | 0.364 | 1 | 1 | cs | TRUE
217 | LV_52-6_0_5_line_217 |  | 208 | 215 | 0.022119 | 0.125 | 0.08 | 261 | 0 | 0.364 | 1 | 4 | cs | TRUE
218 | LV_52-6_0_5_line_218 |  | 209 | 210 | 0.0045744 | 0.125 | 0.08 | 261 | 0 | 0.364 | 1 | 1 | cs | TRUE
219 | LV_52-6_0_5_line_219 |  | 209 | 211 | 0.019331 | 0.125 | 0.08 | 261 | 0 | 0.364 | 1 | 1 | cs | TRUE
220 | LV_52-6_0_5_line_220 |  | 211 | 212 | 0.0071767 | 0.125 | 0.08 | 261 | 0 | 0.364 | 1 | 1 | cs | TRUE
221 | LV_52-6_0_5_line_221 |  | 213 | 216 | 0.013 | 0.125 | 0.08 | 261 | 0 | 0.364 | 1 | 4 | cs | TRUE
222 | LV_52-6_0_5_line_222 |  | 214 | 215 | 0.0072547 | 0.125 | 0.08 | 261 | 0 | 0.364 | 1 | 4 | cs | TRUE
223 | LV_52-6_0_5_line_223 |  | 216 | 217 | 0.0086016 | 0.125 | 0.08 | 261 | 0 | 0.364 | 1 | 1 | cs | TRUE
224 | LV_52-6_0_5_line_224 |  | 216 | 218 | 0.0066031 | 0.125 | 0.08 | 261 | 0 | 0.364 | 1 | 4 | cs | TRUE
225 | LV_52-6_0_5_line_225 |  | 218 | 244 | 0.010853 | 0.125 | 0.08 | 261 | 0 | 0.364 | 1 | 4 | cs | TRUE
226 | LV_52-6_0_5_line_226 |  | 219 | 220 | 0.0019426 | 0.125 | 0.08 | 261 | 0 | 0.364 | 1 | 1 | cs | TRUE
227 | LV_52-6_0_5_line_227 |  | 220 | 221 | 0.028362 | 0.125 | 0.08 | 261 | 0 | 0.364 | 1 | 1 | cs | TRUE
228 | LV_52-6_0_5_line_228 |  | 221 | 222 | 0.019209 | 0.125 | 0.08 | 261 | 0 | 0.364 | 1 | 1 | cs | TRUE
229 | LV_52-6_0_5_line_229 |  | 222 | 223 | 0.02247 | 0.125 | 0.08 | 261 | 0 | 0.364 | 1 | 1 | cs | TRUE
230 | LV_52-6_0_5_line_230 |  | 223 | 236 | 0.035178 | 0.125 | 0.08 | 261 | 0 | 0.364 | 1 | 1 | cs | TRUE
231 | LV_52-6_0_5_line_231 |  | 224 | 243 | 0.01301 | 0.125 | 0.08 | 261 | 0 | 0.364 | 1 | 1 | cs | TRUE
232 | LV_52-6_0_5_line_232 |  | 225 | 226 | 0.019743 | 0.125 | 0.08 | 261 | 0 | 0.364 | 1 | 1 | cs | TRUE
233 | LV_52-6_0_5_line_233 |  | 225 | 227 | 0.00089524 | 0.125 | 0.08 | 261 | 0 | 0.364 | 1 | 1 | cs | TRUE
234 | LV_52-6_0_5_line_234 |  | 226 | 228 | 0.011028 | 0.125 | 0.08 | 261 | 0 | 0.364 | 1 | 1 | cs | TRUE
235 | LV_52-6_0_5_line_235 |  | 227 | 229 | 0.007245 | 0.125 | 0.08 | 261 | 0 | 0.364 | 1 | 1 | cs | TRUE
236 | LV_52-6_0_5_line_236 |  | 228 | 230 | 0.011824 | 0.125 | 0.08 | 261 | 0 | 0.364 | 1 | 1 | cs | TRUE
237 | LV_52-6_0_5_line_237 |  | 230 | 231 | 0.017871 | 0.125 | 0.08 | 261 | 0 | 0.364 | 1 | 1 | cs | TRUE
238 | LV_52-6_0_5_line_238 |  | 230 | 232 | 0.021808 | 0.125 | 0.08 | 261 | 0 | 0.364 | 1 | 1 | cs | TRUE
239 | LV_52-6_0_5_line_239 |  | 231 | 233 | 0.019186 | 0.125 | 0.08 | 261 | 0 | 0.364 | 1 | 1 | cs | TRUE
240 | LV_52-6_0_5_line_240 |  | 232 | 234 | 0.01184 | 0.125 | 0.08 | 261 | 0 | 0.364 | 1 | 1 | cs | TRUE
241 | LV_52-6_0_5_line_241 |  | 232 | 235 | 0.0087665 | 0.125 | 0.08 | 261 | 0 | 0.364 | 1 | 1 | cs | TRUE
242 | LV_52-6_0_5_line_242 |  | 233 | 247 | 0.005586 | 0.125 | 0.08 | 261 | 0 | 0.364 | 1 | 1 | cs | TRUE
243 | LV_52-6_0_5_line_243 |  | 234 | 243 | 0.013142 | 0.125 | 0.08 | 261 | 0 | 0.364 | 1 | 1 | cs | TRUE
244 | LV_52-6_0_5_line_244 |  | 236 | 237 | 0.029305 | 0.125 | 0.08 | 261 | 0 | 0.364 | 1 | 1 | cs | TRUE
245 | LV_52-6_0_5_line_245 |  | 238 | 239 | 0.0033217 | 0.125 | 0.08 | 261 | 0 | 0.364 | 1 | 4 | cs | TRUE
246 | LV_52-6_0_5_line_246 |  | 238 | 240 | 0.051262 | 0.125 | 0.08 | 261 | 0 | 0.364 | 1 | 4 | cs | TRUE
247 | LV_52-6_0_5_line_247 |  | 239 | 241 | 0.019796 | 0.125 | 0.08 | 261 | 0 | 0.364 | 1 | 4 | cs | TRUE
248 | LV_52-6_0_5_line_248 |  | 240 | 242 | 0.018815 | 0.125 | 0.08 | 261 | 0 | 0.364 | 1 | 4 | cs | TRUE
249 | LV_52-6_0_5_line_249 |  | 241 | 244 | 0.0048094 | 0.125 | 0.08 | 261 | 0 | 0.364 | 1 | 4 | cs | TRUE
250 | LV_52-6_0_5_line_250 |  | 242 | 245 | 0.043854 | 0.125 | 0.08 | 261 | 0 | 0.364 | 1 | 4 | cs | TRUE
251 | LV_52-6_0_5_line_251 |  | 245 | 246 | 0.03906 | 0.125 | 0.08 | 261 | 0 | 0.364 | 1 | 2 | cs | TRUE
252 | LV_52-6_0_5_line_252 |  | 246 | 258 | 0.003212 | 0.125 | 0.08 | 261 | 0 | 0.364 | 1 | 1 | cs | TRUE
253 | LV_52-6_0_5_line_253 |  | 247 | 248 | 0.004551 | 0.125 | 0.08 | 261 | 0 | 0.364 | 1 | 1 | cs | TRUE
254 | LV_52-6_0_5_line_254 |  | 249 | 256 | 0.034029 | 0.125 | 0.08 | 261 | 0 | 0.364 | 1 | 1 | cs | TRUE
255 | LV_52-6_0_5_line_255 |  | 251 | 253 | 0.023597 | 0.125 | 0.08 | 261 | 0 | 0.364 | 1 | 1 | cs | TRUE
256 | LV_52-6_0_5_line_256 |  | 252 | 253 | 0.038945 | 0.125 | 0.08 | 261 | 0 | 0.364 | 1 | 1 | cs | TRUE
257 | LV_52-6_0_5_line_257 |  | 252 | 254 | 0.06798 | 0.125 | 0.08 | 261 | 0 | 0.364 | 1 | 1 | cs | TRUE
258 | LV_52-6_0_5_line_258 |  | 254 | 255 | 0.021822 | 0.125 | 0.08 | 261 | 0 | 0.364 | 1 | 1 | cs | TRUE
259 | LV_52-6_0_5_line_259 |  | 255 | 258 | 0.068873 | 0.125 | 0.08 | 261 | 0 | 0.364 | 1 | 1 | cs | TRUE
260 | LV_52-6_0_5_line_260 |  | 256 | 257 | 0.0065824 | 0.125 | 0.08 | 261 | 0 | 0.364 | 1 | 1 | cs | TRUE
261 | LV_52-6_0_5_line_261 |  | 257 | 261 | 0.026573 | 0.125 | 0.08 | 261 | 0 | 0.364 | 1 | 1 | cs | TRUE
262 | LV_52-6_0_5_line_262 |  | 257 | 259 | 0.0075345 | 0.125 | 0.08 | 261 | 0 | 0.364 | 1 | 1 | cs | TRUE
263 | LV_52-6_0_5_line_263 |  | 259 | 260 | 0.016556 | 0.125 | 0.08 | 261 | 0 | 0.364 | 1 | 1 | cs | TRUE
264 | LV_52-6_0_5_line_264 |  | 261 | 262 | 0.026059 | 0.125 | 0.08 | 261 | 0 | 0.364 | 1 | 1 | cs | TRUE
265 | LV_52-6_0_5_line_265 |  | 263 | 267 | 0.010013 | 0.125 | 0.08 | 261 | 0 | 0.364 | 1 | 1 | cs | TRUE
266 | LV_52-6_0_5_line_266 |  | 264 | 265 | 0.014277 | 0.125 | 0.08 | 261 | 0 | 0.364 | 1 | 1 | cs | TRUE
267 | LV_52-6_0_5_line_267 |  | 265 | 266 | 0.0047314 | 0.125 | 0.08 | 261 | 0 | 0.364 | 1 | 1 | cs | TRUE

## trafo
| name | std_type | hv_bus | lv_bus | sn_mva | vn_hv_kv | vn_lv_kv | vk_percent | vkr_percent | pfe_kw | i0_percent | shift_degree | tap_side | tap_neutral | tap_min | tap_max | tap_step_percent | tap_step_degree | tap_pos | tap_phase_shifter | parallel | df | in_service
0 | LV_52-6_0_5_trafo_140 | 0.63 MVA 20/0.4 kV | 269 | 119 | 0.63 | 20 | 0.4 | 6 | 1.206 | 1.65 | 0.2619 | 150 | hv | 0 | -2 | 2 | 2.5 | 0 | 0 | FALSE | 1 | 1 | TRUE

## line_geodata
| x0 | y0 | x1 | y1 | x2 | y2 | x3 | y3 | x4 | y4 | x5 | y5 | x6 | y6
0 | 2689244.6542 | 1255711.9794 | 2689236.5961 | 1255701.0886
1 | 2689221.3823 | 1255680.5267 | 2689236.5961 | 1255701.0886
2 | 2689248.0014 | 1255709.6169 | 2689244.6542 | 1255711.9794
3 | 2689244.6542 | 1255711.9794 | 2689225.2076 | 1255724.9965 | 2689214.2385 | 1255733.9952
4 | 2689221.3823 | 1255680.5267 | 2689210.8304 | 1255688.0106
5 | 2689260.6045 | 1255726.2309 | 2689256.3345 | 1255720.7623 | 2689252.1941 | 1255715.2067 | 2689248.0014 | 1255709.6169
6 | 2689248.0014 | 1255709.6169 | 2689259.6725 | 1255701.8153
7 | 2689206.0114 | 1255740.8869 | 2689207.5187 | 1255739.5079 | 2689214.2385 | 1255733.9952
8 | 2689202.319 | 1255694.0473 | 2689210.8304 | 1255688.0106
9 | 2689260.6045 | 1255726.2309 | 2689243.8082 | 1255739.0655
10 | 2689260.6045 | 1255726.2309 | 2689265.7334 | 1255722.2607
11 | 2689197.5087 | 1255748.666 | 2689206.0114 | 1255740.8869
12 | 2689184.9617 | 1255708.0084 | 2689193.9025 | 1255700.0167 | 2689202.319 | 1255694.0473
13 | 2689265.7334 | 1255722.2607 | 2689270.8298 | 1255728.6902
14 | 2689197.5087 | 1255748.666 | 2689190.5156 | 1255755.0639 | 2689190.5156 | 1255755.0639
15 | 2689142.5169 | 1255712.4569 | 2689136.4549 | 1255718.8636
16 | 2689136.4549 | 1255718.8636 | 2689130.5489 | 1255725.1056
17 | 2689136.4549 | 1255718.8636 | 2689131.5013 | 1255712.0243
18 | 2689179.5886 | 1255712.811 | 2689184.9617 | 1255708.0084
19 | 2689258.9267 | 1255753.9493 | 2689279.6601 | 1255739.6396 | 2689276.2152 | 1255735.4845 | 2689270.8298 | 1255728.6902
20 | 2689184.7485 | 1255763.3107 | 2689190.5156 | 1255755.0639
21 | 2689130.5489 | 1255725.1056 | 2689130.2698 | 1255725.4006 | 2689115.4675 | 1255741.5903 | 2689114.9272 | 1255742.2638
22 | 2689131.3184 | 1255823.5974 | 2689116.8461 | 1255838.9755
23 | 2689131.3184 | 1255823.5974 | 2689150.8556 | 1255802.8373
24 | 2689104.7941 | 1255851.7817 | 2689116.8461 | 1255838.9755
25 | 2689165.3329 | 1255786.9536 | 2689153.518 | 1255800.0083 | 2689150.8556 | 1255802.8373
26 | 2689107.0992 | 1255853.9959 | 2689104.7941 | 1255851.7817
27 | 2689104.7941 | 1255851.7817 | 2689102.0351 | 1255854.6741
28 | 2689165.3329 | 1255786.9536 | 2689172.6093 | 1255778.9135
29 | 2689127.9184 | 1255874.0025 | 2689121.9627 | 1255868.2751 | 2689107.0992 | 1255853.9959
30 | 2689087.833 | 1255869.5625 | 2689102.0351 | 1255854.6741
31 | 2689178.0111 | 1255772.945 | 2689172.6093 | 1255778.9135
32 | 2689142.5858 | 1255858.2333 | 2689127.9184 | 1255874.0025
33 | 2689127.9184 | 1255874.0025 | 2689115.0431 | 1255887.848
34 | 2689079.4737 | 1255878.3258 | 2689087.833 | 1255869.5625
35 | 2689180.2159 | 1255775.3022 | 2689178.0111 | 1255772.945
36 | 2689178.0111 | 1255772.945 | 2689184.378 | 1255763.8405
37 | 2689099.9562 | 1255904.0717 | 2689115.0431 | 1255887.848
38 | 2689144.997 | 1255813.179 | 2689139.9671 | 1255818.5963
39 | 2689160.8116 | 1255795.7968 | 2689147.5221 | 1255810.4594 | 2689144.997 | 1255813.179
40 | 2689073.5173 | 1255884.57 | 2689079.4737 | 1255878.3258
41 | 2689073.5173 | 1255884.57 | 2689063.1359 | 1255895.4567
42 | 2689046.3185 | 1255918.565 | 2689018.7238 | 1255947.4915
43 | 2689067.7236 | 1255938.7359 | 2689046.3185 | 1255918.565
44 | 2689004.7741 | 1255968.0566 | 2689004.5182 | 1255965.5064 | 2689005.1094 | 1255962.8131 | 2689005.8995 | 1255960.9347 | 2689018.7238 | 1255947.4915
45 | 2689067.7236 | 1255938.7359 | 2689069.3266 | 1255940.1348
46 | 2689067.7236 | 1255938.7359 | 2689086.6622 | 1255918.3691
47 | 2689097.265 | 1255906.9668 | 2689086.6622 | 1255918.3691
48 | 2689099.9562 | 1255904.0717 | 2689097.265 | 1255906.9668
49 | 2689125.4225 | 1255921.0236 | 2689110.7454 | 1255913.9083 | 2689099.9562 | 1255904.0717
50 | 2689180.2159 | 1255775.3022 | 2689174.1087 | 1255781.1259 | 2689160.8116 | 1255795.7968
51 | 2689180.2159 | 1255775.3022 | 2689184.5437 | 1255779.9377 | 2689194.9609 | 1255790.2565
52 | 2689184.378 | 1255763.8405 | 2689184.7485 | 1255763.3107
53 | 2689004.7741 | 1255968.0566 | 2689019.0508 | 1255985.2401 | 2689024.1243 | 1255990.9692
54 | 2689004.7741 | 1255968.0566 | 2689000.5947 | 1255962.5784
55 | 2689069.3266 | 1255940.1348 | 2689079.8592 | 1255949.3266 | 2689083.9811 | 1255949.8333
56 | 2689125.4225 | 1255921.0236 | 2689129.2382 | 1255916.5887
57 | 2689125.4225 | 1255921.0236 | 2689106.7741 | 1255942.7026
58 | 2688977.816 | 1255935.9266 | 2688991.2836 | 1255951.7524 | 2689000.5947 | 1255962.5784
59 | 2688956.5582 | 1255913.4676 | 2688969.2456 | 1255926.0013 | 2688977.816 | 1255935.9266
60 | 2688977.816 | 1255935.9266 | 2688987.9477 | 1255925.3097
61 | 2689046.1758 | 1256012.2577 | 2689041.1502 | 1256007.8788 | 2689028.8114 | 1255996.262 | 2689024.1243 | 1255990.9692
62 | 2688956.5582 | 1255913.4676 | 2688968.971 | 1255900.6623
63 | 2688936.4427 | 1255887.2563 | 2688940.2836 | 1255902.2145 | 2688954.16 | 1255915.9446 | 2688956.5582 | 1255913.4676
64 | 2689001.0708 | 1255911.558 | 2688987.9477 | 1255925.3097
65 | 2689046.1758 | 1256012.2577 | 2689062.1858 | 1256026.5206
66 | 2689046.1758 | 1256012.2577 | 2689056.3279 | 1256001.4074
67 | 2688925.9634 | 1255892.4141 | 2688936.4427 | 1255887.2563
68 | 2689001.0708 | 1255911.558 | 2689012.3627 | 1255899.7252
69 | 2689069.8886 | 1256037.9453 | 2689059.831 | 1256029.1206 | 2689053.0903 | 1256023.437 | 2689047.4641 | 1256018.2968
70 | 2689069.8886 | 1256037.9453 | 2689054.4356 | 1256056.8387
71 | 2689069.8886 | 1256037.9453 | 2689072.6936 | 1256040.5117 | 2689077.3873 | 1256043.5506
72 | 2689062.1858 | 1256026.5206 | 2689075.2326 | 1256037.7033
73 | 2689062.1858 | 1256026.5206 | 2689075.4853 | 1256011.8573
74 | 2689056.3279 | 1256001.4074 | 2689069.8833 | 1255986.9195
75 | 2688925.9634 | 1255892.4141 | 2688910.5472 | 1255880.7513 | 2688875.2223 | 1255857.2029 | 2688863.2172 | 1255842.2769
76 | 2688874.2408 | 1255938.629 | 2688925.9634 | 1255892.4141
77 | 2689013.0795 | 1255898.9741 | 2689012.3627 | 1255899.7252
78 | 2689095.6938 | 1256055.4026 | 2689085.811 | 1256049.0045 | 2689077.3873 | 1256043.5506
79 | 2689114.9272 | 1255742.2638 | 2689114.8554 | 1255730.3262
80 | 2689114.9272 | 1255742.2638 | 2689109.2605 | 1255749.326
81 | 2689109.2605 | 1255749.326 | 2689101.6104 | 1255746.6846
82 | 2689109.2605 | 1255749.326 | 2689103.575 | 1255756.4118 | 2689103.1627 | 1255757.008
83 | 2689066.4676 | 1255742.5428 | 2689074.1992 | 1255732.762
84 | 2689036.199 | 1255735.8714 | 2689044.9284 | 1255738.2489 | 2689064.4913 | 1255745.0484 | 2689066.4676 | 1255742.5428
85 | 2689066.4676 | 1255742.5428 | 2689069.0922 | 1255753.0166
86 | 2689036.199 | 1255735.8714 | 2689023.8758 | 1255760.3168
87 | 2689089.8939 | 1255776.1953 | 2689069.0922 | 1255753.0166
88 | 2689103.1627 | 1255757.008 | 2689089.8939 | 1255776.1953
89 | 2689089.5717 | 1255776.6612 | 2689089.8939 | 1255776.1953
90 | 2689089.5717 | 1255776.6612 | 2689069.3717 | 1255790.9449
91 | 2689069.3717 | 1255790.9449 | 2689067.0421 | 1255792.5791 | 2689060.46 | 1255798.2253
92 | 2689060.46 | 1255798.2253 | 2689056.1372 | 1255801.9335 | 2689054.1886 | 1255803.9534
93 | 2689042.2371 | 1255816.3424 | 2689033.4339 | 1255825.4679
94 | 2689025.3697 | 1255842.48 | 2689033.4339 | 1255825.4679
95 | 2689042.2371 | 1255816.3424 | 2689054.1886 | 1255803.9534
96 | 2689025.3697 | 1255842.48 | 2689037.8835 | 1255853.6975
97 | 2689025.3697 | 1255842.48 | 2689014.2318 | 1255853.9702
98 | 2689038.6463 | 1255854.3812 | 2689037.8835 | 1255853.6975
99 | 2689014.2318 | 1255853.9702 | 2688992.0899 | 1255876.8123
100 | 2689039.4871 | 1255871.3016 | 2689047.802 | 1255862.5884 | 2689038.6463 | 1255854.3812
101 | 2689039.4871 | 1255871.3016 | 2689026.2026 | 1255885.2224
102 | 2688863.2172 | 1255842.2769 | 2688856.0661 | 1255833.3859 | 2688854.7293 | 1255831.0627
103 | 2688874.2408 | 1255938.629 | 2688777.8552 | 1256022.5146
104 | 2689129.2382 | 1255916.5887 | 2689129.2382 | 1255916.5887 | 2689136.2257 | 1255922.4206 | 2689136.2257 | 1255922.4206
105 | 2689136.2257 | 1255922.4206 | 2689138.4998 | 1255921.6765 | 2689141.0241 | 1255920.3468 | 2689141.6674 | 1255919.7004 | 2689146.4817 | 1255914.5689 | 2689147.927 | 1255913.2674
106 | 2689159.8377 | 1255917.2498 | 2689147.927 | 1255913.2674
107 | 2689075.2326 | 1256037.7033 | 2689083.305 | 1256043.6071 | 2689088.1946 | 1256046.494 | 2689090.3426 | 1256047.605
108 | 2689088.3561 | 1255997.6666 | 2689075.4853 | 1256011.8573
109 | 2689069.8833 | 1255986.9195 | 2689083.0195 | 1255972.8799
110 | 2689090.3426 | 1256047.605 | 2689102.119 | 1256034.9501 | 2689104.3378 | 1256032.5832
111 | 2689100.8467 | 1255983.895 | 2689088.3561 | 1255997.6666
112 | 2689100.3515 | 1256011.0717 | 2689089.2271 | 1256022.866
113 | 2689100.3515 | 1256011.0717 | 2689105.9819 | 1256005.1005
114 | 2689105.8446 | 1255978.3845 | 2689100.8467 | 1255983.895
115 | 2689159.8377 | 1255917.2498 | 2689157.5043 | 1255925.9325 | 2689155.0533 | 1255938.9168 | 2689164.0524 | 1255940.3979
116 | 2689164.0524 | 1255940.3979 | 2689174.8132 | 1255942.1213
117 | 2689164.0524 | 1255940.3979 | 2689164.5514 | 1255936.8137 | 2689161.3782 | 1255934.1528 | 2689160.0499 | 1255930.1964 | 2689160.9369 | 1255924.8945 | 2689164.9823 | 1255913.2242 | 2689169.9381 | 1255901.717
118 | 2689164.0524 | 1255940.3979 | 2689155.0533 | 1255938.9168 | 2689152.5127 | 1255948.3414 | 2689150.9539 | 1255959.1819
119 | 2689177.6618 | 1255879.1596 | 2689180.7622 | 1255873.1863 | 2689193.5341 | 1255856.4717
120 | 2689211.2763 | 1255836.2544 | 2689202.5772 | 1255844.6372 | 2689193.5341 | 1255856.4717
121 | 2689150.9539 | 1255959.1819 | 2689149.7018 | 1255983.7154 | 2689150.9706 | 1255998.263
122 | 2689150.9539 | 1255959.1819 | 2689124.2531 | 1255955.9566
123 | 2689152.1587 | 1256011.8853 | 2689150.9706 | 1255998.263
124 | 2689174.8132 | 1255942.1213 | 2689175.6255 | 1255942.2514 | 2689176.6514 | 1255942.2868
125 | 2689169.9381 | 1255901.717 | 2689172.4002 | 1255896.0003 | 2689178.1833 | 1255885.1223
126 | 2689226.1524 | 1255821.9192 | 2689211.2763 | 1255836.2544
127 | 2689155.071 | 1256011.3399 | 2689152.1587 | 1256011.8853
128 | 2689152.1587 | 1256011.8853 | 2689153.3187 | 1256020.5428
129 | 2689176.6514 | 1255942.2868 | 2689187.0698 | 1255942.6462 | 2689201.7647 | 1255940.6292
130 | 2689155.071 | 1256011.3399 | 2689154.2444 | 1256005.1226 | 2689153.1625 | 1255989.8167 | 2689153.0371 | 1255982.0844
131 | 2689155.071 | 1256011.3399 | 2689168.5144 | 1256007.8782
132 | 2689155.071 | 1256011.3399 | 2689156.7239 | 1256023.6195
133 | 2689178.1833 | 1255885.1223 | 2689179.8987 | 1255881.8956
134 | 2689226.1524 | 1255821.9192 | 2689240.8871 | 1255808.2195
135 | 2689226.1524 | 1255821.9192 | 2689221.1694 | 1255816.2175 | 2689201.5033 | 1255796.7371
136 | 2689240.8871 | 1255808.2195 | 2689231.7779 | 1255799.2422
137 | 2689201.5033 | 1255796.7371 | 2689194.9609 | 1255790.2565
138 | 2689231.7779 | 1255799.2422 | 2689231.2716 | 1255798.7433
139 | 2689223.4128 | 1255790.9984 | 2689231.2716 | 1255798.7433
140 | 2689105.8446 | 1255978.3845 | 2689109.0235 | 1255991.6167
141 | 2689108.8599 | 1256002.0483 | 2689108.8599 | 1256002.0483 | 2689110.2737 | 1255996.821 | 2689109.0235 | 1255991.6167
142 | 2689105.9819 | 1256005.1005 | 2689108.8599 | 1256002.0483
143 | 2689164.3307 | 1256039.0675 | 2689155.9761 | 1256040.376
144 | 2689155.9761 | 1256040.376 | 2689156.4375 | 1256043.7967
145 | 2689164.3307 | 1256039.0675 | 2689162.0792 | 1256038.3107 | 2689159.5524 | 1256036.3045 | 2689158.0557 | 1256033.5131 | 2689156.7239 | 1256023.6195
146 | 2689164.3307 | 1256039.0675 | 2689177.7986 | 1256037.3022 | 2689190.6071 | 1256035.7495 | 2689204.1274 | 1256033.855
147 | 2689095.6938 | 1256055.4026 | 2689109.2606 | 1256054.5839 | 2689135.8097 | 1256046.1769 | 2689156.4375 | 1256043.7967
148 | 2689156.4375 | 1256043.7967 | 2689174.6595 | 1256041.3177
149 | 2689187.9267 | 1256002.8795 | 2689168.5144 | 1256007.8782
150 | 2689204.1274 | 1256033.855 | 2689207.5162 | 1256033.3801 | 2689218.573 | 1256031.9456 | 2689233.0306 | 1256027.5822 | 2689235.5577 | 1256026.5098
151 | 2689095.6938 | 1256055.4026 | 2689094.8764 | 1256068.6117 | 2689093.7413 | 1256074.3657 | 2689091.4481 | 1256079.3907 | 2689084.8632 | 1256089.9109 | 2689078.8125 | 1256100.0277
152 | 2689226.7265 | 1256032.9692 | 2689215.1523 | 1256035.6969 | 2689202.8683 | 1256037.4799 | 2689174.6595 | 1256041.3177
153 | 2689187.9267 | 1256002.8795 | 2689209.5004 | 1255997.3242
154 | 2689270.7105 | 1256002.0917 | 2689253.9577 | 1256015.3659 | 2689244.6455 | 1256022.6534 | 2689235.5577 | 1256026.5098
155 | 2689078.8125 | 1256100.0277 | 2689072.0673 | 1256103.396
156 | 2689099.9076 | 1256148.7495 | 2689093.1316 | 1256140.4078 | 2689083.8053 | 1256127.6131 | 2689079.1114 | 1256114.7436 | 2689078.8125 | 1256100.0277
157 | 2689209.5004 | 1255997.3242 | 2689232.8794 | 1255991.3041
158 | 2689302.0344 | 1255977.5879 | 2689287.6014 | 1255988.708 | 2689270.7105 | 1256002.0917
159 | 2689072.0673 | 1256103.396 | 2689065.6267 | 1256106.6123 | 2689052.1507 | 1256115.9044
160 | 2689099.9076 | 1256148.7495 | 2689084.2086 | 1256165.0779
161 | 2689099.9076 | 1256148.7495 | 2689113.0679 | 1256158.8776 | 2689136.4871 | 1256172.0474
162 | 2688873.948 | 1256085.0619 | 2688777.8552 | 1256022.5146
163 | 2688873.948 | 1256085.0619 | 2688869.5047 | 1256098.3189
164 | 2689025.5385 | 1256244.7091 | 2689014.7543 | 1256265.5244
165 | 2689025.5385 | 1256244.7091 | 2689035.7598 | 1256224.9801
166 | 2689039.1912 | 1256218.357 | 2689035.7598 | 1256224.9801
167 | 2689039.1912 | 1256218.357 | 2689046.4454 | 1256204.3551 | 2689058.519 | 1256191.7975
168 | 2689058.519 | 1256191.7975 | 2689084.2086 | 1256165.0779
169 | 2689087.0856 | 1256284.3838 | 2689109.4468 | 1256256.5878 | 2689109.9394 | 1256255.8513
170 | 2689072.0681 | 1256303.0512 | 2689087.0856 | 1256284.3838
171 | 2689109.9394 | 1256255.8513 | 2689129.4434 | 1256226.6905
172 | 2689155.4212 | 1256181.3325 | 2689144.6026 | 1256200.5179 | 2689131.9708 | 1256222.9118 | 2689129.4434 | 1256226.6905
173 | 2689155.4212 | 1256181.3325 | 2689148.9088 | 1256179.0327 | 2689136.4871 | 1256172.0474
174 | 2689229.0639 | 1256223.5968 | 2689199.3745 | 1256206.703 | 2689159.9347 | 1256183.1352 | 2689155.4212 | 1256181.3325
175 | 2689229.0639 | 1256223.5968 | 2689226.0534 | 1256228.1661 | 2689222.9883 | 1256231.3557 | 2689217.9106 | 1256233.959 | 2689210.3846 | 1256235.3578 | 2689201.607 | 1256234.7251 | 2689199.6736 | 1256234.3549
176 | 2689176.2546 | 1256234.3429 | 2689182.5497 | 1256232.5363 | 2689189.882 | 1256232.4801 | 2689199.6736 | 1256234.3549
177 | 2689052.1507 | 1256115.9044 | 2689047.3038 | 1256119.2465 | 2689035.6078 | 1256134.2281
178 | 2689198.5569 | 1255854.7034 | 2689188.165 | 1255867.9826 | 2689181.2734 | 1255879.3099 | 2689179.8987 | 1255881.8956
179 | 2689198.5569 | 1255854.7034 | 2689200.3863 | 1255852.3657 | 2689217.1515 | 1255835.0604 | 2689219.0198 | 1255833.4912
180 | 2689233.281 | 1255821.5132 | 2689219.0198 | 1255833.4912
181 | 2689204.9535 | 1255940.1915 | 2689201.7647 | 1255940.6292
182 | 2689245.8784 | 1255810.8681 | 2689242.5388 | 1255813.7375 | 2689233.281 | 1255821.5132
183 | 2689204.9535 | 1255940.1915 | 2689204.9535 | 1255940.1915 | 2689222.8723 | 1255935.4021 | 2689227.1342 | 1255933.6334
184 | 2689227.1342 | 1255933.6334 | 2689230.7607 | 1255932.1283
185 | 2689243.4473 | 1255926.863 | 2689230.7607 | 1255932.1283
186 | 2689264.5581 | 1255916.9949 | 2689249.4239 | 1255924.3826 | 2689243.4473 | 1255926.863
187 | 2689244.767 | 1256081.6889 | 2689246.0597 | 1256080.4196 | 2689271.7032 | 1256055.0531 | 2689275.9608 | 1256050.6742
188 | 2689244.767 | 1256081.6889 | 2689265.7989 | 1256122.513
189 | 2689265.7989 | 1256122.513 | 2689283.8664 | 1256108.2666 | 2689296.7077 | 1256097.2882
190 | 2689265.7989 | 1256122.513 | 2689277.676 | 1256116.3597
191 | 2689265.7989 | 1256122.513 | 2689264.2863 | 1256123.7056 | 2689252.8001 | 1256131.6164 | 2689239.3485 | 1256139.8089 | 2689232.3465 | 1256143.3766
192 | 2689317.8743 | 1256078.6777 | 2689305.3386 | 1256089.9095 | 2689296.7077 | 1256097.2882
193 | 2689342.4878 | 1256058.714 | 2689335.0924 | 1256064.0938 | 2689318.9106 | 1256077.7492 | 2689317.8743 | 1256078.6777
194 | 2689342.4878 | 1256058.714 | 2689353.1674 | 1256050.9452 | 2689366.6208 | 1256041.992
195 | 2689342.4878 | 1256058.714 | 2689354.9533 | 1256053.8153
196 | 2689297.1239 | 1256025.469 | 2689342.4878 | 1256058.714
197 | 2689332.8369 | 1255739.8306 | 2689327.3175 | 1255730.9623
198 | 2689332.8369 | 1255739.8306 | 2689348.2229 | 1255750.0471
199 | 2689330.9996 | 1255741.1149 | 2689332.8369 | 1255739.8306
200 | 2689361.2979 | 1255764.2242 | 2689352.9716 | 1255753.2002 | 2689348.2229 | 1255750.0471
201 | 2689330.9996 | 1255741.1149 | 2689336.9463 | 1255745.4413
202 | 2689330.9996 | 1255741.1149 | 2689327.9144 | 1255738.1216 | 2689320.8096 | 1255729.5634
203 | 2689361.2979 | 1255764.2242 | 2689373.0576 | 1255779.794
204 | 2689336.9463 | 1255745.4413 | 2689333.3649 | 1255744.8313 | 2689330.2769 | 1255746.019 | 2689319.3491 | 1255753.3598 | 2689309.0759 | 1255760.8346
205 | 2689336.9463 | 1255745.4413 | 2689338.3042 | 1255746.4293 | 2689341.3503 | 1255748.8173
206 | 2689315.8953 | 1255711.6069 | 2689316.7317 | 1255718.8714 | 2689320.8096 | 1255729.5634
207 | 2689378.8404 | 1255787.4505 | 2689373.0576 | 1255779.794
208 | 2689309.0759 | 1255760.8346 | 2689288.3331 | 1255775.9271
209 | 2689341.3503 | 1255748.8173 | 2689349.8594 | 1255755.4884 | 2689356.5077 | 1255762.7115
210 | 2689378.8404 | 1255787.4505 | 2689376.0155 | 1255789.6985
211 | 2689288.3331 | 1255775.9271 | 2689286.1109 | 1255777.544 | 2689268.1739 | 1255791.7445
212 | 2689376.0155 | 1255789.6985 | 2689384.7377 | 1255802.535
213 | 2689376.0155 | 1255789.6985 | 2689365.4133 | 1255798.2854
214 | 2689389.893 | 1255831.9102 | 2689396.6946 | 1255827.4287 | 2689398.265 | 1255825.3397 | 2689397.4518 | 1255821.2465 | 2689384.7377 | 1255802.535
215 | 2689365.4133 | 1255798.2854 | 2689356.4048 | 1255805.5815 | 2689347.6382 | 1255812.6981
216 | 2689260.9901 | 1255757.1718 | 2689258.9267 | 1255753.9493 | 2689258.9267 | 1255753.9493
217 | 2689268.1739 | 1255791.7445 | 2689267.6968 | 1255792.1222 | 2689251.3811 | 1255806.1404
218 | 2689344.0867 | 1255815.5812 | 2689347.6382 | 1255812.6981
219 | 2689327.01 | 1255811.3529 | 2689331.8492 | 1255815.7523 | 2689338.0531 | 1255817.525 | 2689344.0867 | 1255815.5812 | 2689344.0867 | 1255815.5812
220 | 2689321.6997 | 1255806.5254 | 2689327.01 | 1255811.3529
221 | 2689384.6844 | 1255843.0151 | 2689384.7572 | 1255839.191 | 2689387.6204 | 1255833.4075 | 2689389.893 | 1255831.9102
222 | 2689245.8784 | 1255810.8681 | 2689251.3811 | 1255806.1404
223 | 2689384.6844 | 1255843.0151 | 2689391.7725 | 1255838.1422
224 | 2689384.6844 | 1255843.0151 | 2689379.1587 | 1255846.6302
225 | 2689370.0769 | 1255852.5718 | 2689379.1587 | 1255846.6302
226 | 2689302.0344 | 1255977.5879 | 2689303.5732 | 1255976.4023
227 | 2689303.5732 | 1255976.4023 | 2689310.2216 | 1255971.28 | 2689326.9975 | 1255960.4475
228 | 2689343.1221 | 1255950.0079 | 2689341.2007 | 1255951.2762 | 2689326.9975 | 1255960.4475
229 | 2689343.1221 | 1255950.0079 | 2689361.8751 | 1255937.6291
230 | 2689373.2348 | 1255912.1693 | 2689376.8544 | 1255917.4435 | 2689378.6156 | 1255921.6956 | 2689377.8192 | 1255925.9758 | 2689374.6325 | 1255929.208 | 2689361.8751 | 1255937.6291
231 | 2689276.2262 | 1255911.2431 | 2689275.5643 | 1255911.6223 | 2689264.5581 | 1255916.9949
232 | 2689304.78 | 1255853.3575 | 2689288.4873 | 1255864.5085
233 | 2689305.5187 | 1255852.8518 | 2689304.78 | 1255853.3575
234 | 2689288.4873 | 1255864.5085 | 2689279.3869 | 1255870.7371
235 | 2689311.4975 | 1255848.7598 | 2689305.5187 | 1255852.8518
236 | 2689285.7766 | 1255880.6856 | 2689279.3869 | 1255870.7371 | 2689279.3869 | 1255870.7371
237 | 2689285.7766 | 1255880.6856 | 2689270.916 | 1255890.6115
238 | 2689297.8963 | 1255898.8157 | 2689295.8387 | 1255895.7045 | 2689293.8842 | 1255892.7616 | 2689285.7766 | 1255880.6856
239 | 2689255.5692 | 1255902.0245 | 2689259.5492 | 1255898.2038 | 2689270.916 | 1255890.6115
240 | 2689297.8963 | 1255898.8157 | 2689296.4342 | 1255899.7277 | 2689287.6446 | 1255904.7364
241 | 2689297.8963 | 1255898.8157 | 2689305.3395 | 1255894.1844
242 | 2689251.5356 | 1255905.9001 | 2689255.5692 | 1255902.0245
243 | 2689276.2262 | 1255911.2431 | 2689287.6446 | 1255904.7364
244 | 2689373.2348 | 1255912.1693 | 2689359.9823 | 1255892.8587 | 2689356.7071 | 1255887.9705
245 | 2689346.7069 | 1255867.8613 | 2689349.4865 | 1255866.0427
246 | 2689346.7069 | 1255867.8613 | 2689375.8775 | 1255910.0141
247 | 2689366.0523 | 1255855.2048 | 2689349.4865 | 1255866.0427
248 | 2689386.584 | 1255925.4855 | 2689375.8775 | 1255910.0141
249 | 2689366.0523 | 1255855.2048 | 2689370.0769 | 1255852.5718
250 | 2689386.584 | 1255925.4855 | 2689415.9894 | 1255906.3368 | 2689423.3305 | 1255901.5517
251 | 2689455.4701 | 1255879.3565 | 2689426.2433 | 1255899.6531 | 2689423.3305 | 1255901.5517
252 | 2689456.571 | 1255882.3755 | 2689455.4701 | 1255879.3565
253 | 2689251.5356 | 1255905.9001 | 2689248.4941 | 1255902.5072
254 | 2689390.6002 | 1256017.9932 | 2689386.2182 | 1256022.1105 | 2689377.7807 | 1256031.9018 | 2689369.3586 | 1256040.17 | 2689366.6208 | 1256041.992
255 | 2689297.1239 | 1256025.469 | 2689304.6422 | 1256003.1018
256 | 2689324.8193 | 1255970.6302 | 2689320.3995 | 1255974.1135 | 2689315.5356 | 1255980.0225 | 2689311.5392 | 1255985.9335 | 2689307.4064 | 1255994.8781 | 2689304.6422 | 1256003.1018
257 | 2689381.5565 | 1255933.1951 | 2689352.6148 | 1255952.1713 | 2689326.1172 | 1255969.6073 | 2689324.8193 | 1255970.6302
258 | 2689399.8485 | 1255921.2945 | 2689384.6426 | 1255931.1717 | 2689381.5565 | 1255933.1951
259 | 2689456.571 | 1255882.3755 | 2689447.2955 | 1255890.197 | 2689433.7718 | 1255899.6112 | 2689415.007 | 1255911.4481 | 2689399.8485 | 1255921.2945
260 | 2689395.3984 | 1256013.4872 | 2689395.3846 | 1256013.4977 | 2689390.6002 | 1256017.9932
261 | 2689395.3984 | 1256013.4872 | 2689412.47 | 1256000.4678 | 2689416.5698 | 1255997.4289
262 | 2689395.3984 | 1256013.4872 | 2689402.7631 | 1256011.8968
263 | 2689402.7631 | 1256011.8968 | 2689404.8474 | 1256015.2308 | 2689409.3437 | 1256022.1708 | 2689409.9403 | 1256023.1249 | 2689411.6219 | 1256025.8824
264 | 2689416.5698 | 1255997.4289 | 2689434.0964 | 1255984.4375 | 2689437.5543 | 1255981.9799
265 | 2689242.5763 | 1255988.8071 | 2689232.8794 | 1255991.3041
266 | 2689013.0795 | 1255898.9741 | 2689022.9361 | 1255888.6453
267 | 2689026.2026 | 1255885.2224 | 2689022.9361 | 1255888.6453

## bus_geodata
| x | y | coords
0 | 2689236.5961 | 1255701.0886
1 | 2689244.6542 | 1255711.9794
2 | 2689221.3823 | 1255680.5267
3 | 2689248.0014 | 1255709.6169
4 | 2689214.2385 | 1255733.9952
5 | 2689210.8304 | 1255688.0106
6 | 2689260.6045 | 1255726.2309
7 | 2689259.6725 | 1255701.8153
8 | 2689206.0114 | 1255740.8869
9 | 2689202.319 | 1255694.0473
10 | 2689243.8082 | 1255739.0655
11 | 2689265.7334 | 1255722.2607
12 | 2689197.5087 | 1255748.666
13 | 2689142.5169 | 1255712.4569
14 | 2689136.4549 | 1255718.8636
15 | 2689184.9617 | 1255708.0084
16 | 2689270.8298 | 1255728.6902
17 | 2689190.5156 | 1255755.0639
18 | 2689130.5489 | 1255725.1056
19 | 2689131.5013 | 1255712.0243
20 | 2689179.5886 | 1255712.811
21 | 2689131.3184 | 1255823.5974
22 | 2689116.8461 | 1255838.9755
23 | 2689150.8556 | 1255802.8373
24 | 2689104.7941 | 1255851.7817
25 | 2689165.3329 | 1255786.9536
26 | 2689107.0992 | 1255853.9959
27 | 2689102.0351 | 1255854.6741
28 | 2689172.6093 | 1255778.9135
29 | 2689127.9184 | 1255874.0025
30 | 2689087.833 | 1255869.5625
31 | 2689178.0111 | 1255772.945
32 | 2689142.5858 | 1255858.2333
33 | 2689115.0431 | 1255887.848
34 | 2689139.9671 | 1255818.5963
35 | 2689144.997 | 1255813.179
36 | 2689073.5173 | 1255884.57
37 | 2689079.4737 | 1255878.3258
38 | 2689063.1359 | 1255895.4567
39 | 2689046.3185 | 1255918.565
40 | 2689018.7238 | 1255947.4915
41 | 2689067.7236 | 1255938.7359
42 | 2689097.265 | 1255906.9668
43 | 2689086.6622 | 1255918.3691
44 | 2689099.9562 | 1255904.0717
45 | 2689180.2159 | 1255775.3022
46 | 2689184.378 | 1255763.8405
47 | 2689160.8116 | 1255795.7968
48 | 2689004.7741 | 1255968.0566
49 | 2689069.3266 | 1255940.1348
50 | 2689125.4225 | 1255921.0236
51 | 2689000.5947 | 1255962.5784
52 | 2688977.816 | 1255935.9266
53 | 2689024.1243 | 1255990.9692
54 | 2688956.5582 | 1255913.4676
55 | 2688987.9477 | 1255925.3097
56 | 2689046.1758 | 1256012.2577
57 | 2688968.971 | 1255900.6623
58 | 2688936.4427 | 1255887.2563
59 | 2689001.0708 | 1255911.558
60 | 2689047.4641 | 1256018.2968
61 | 2689069.8886 | 1256037.9453
62 | 2689062.1858 | 1256026.5206
63 | 2689056.3279 | 1256001.4074
64 | 2688925.9634 | 1255892.4141
65 | 2689012.3627 | 1255899.7252
66 | 2689054.4356 | 1256056.8387
67 | 2689077.3873 | 1256043.5506
68 | 2689114.8554 | 1255730.3262
69 | 2689114.9272 | 1255742.2638
70 | 2689101.6104 | 1255746.6846
71 | 2689109.2605 | 1255749.326
72 | 2689066.4676 | 1255742.5428
73 | 2689074.1992 | 1255732.762
74 | 2689036.199 | 1255735.8714
75 | 2689069.0922 | 1255753.0166
76 | 2689103.1627 | 1255757.008
77 | 2689023.8758 | 1255760.3168
78 | 2689089.8939 | 1255776.1953
79 | 2689069.3717 | 1255790.9449
80 | 2689089.5717 | 1255776.6612
81 | 2689060.46 | 1255798.2253
82 | 2689033.4339 | 1255825.4679
83 | 2689042.2371 | 1255816.3424
84 | 2689025.3697 | 1255842.48
85 | 2689054.1886 | 1255803.9534
86 | 2689037.8835 | 1255853.6975
87 | 2689014.2318 | 1255853.9702
88 | 2689038.6463 | 1255854.3812
89 | 2688992.0899 | 1255876.8123
90 | 2689039.4871 | 1255871.3016
91 | 2688863.2172 | 1255842.2769
92 | 2688874.2408 | 1255938.629
93 | 2689129.2382 | 1255916.5887
94 | 2689106.7741 | 1255942.7026
95 | 2689136.2257 | 1255922.4206
96 | 2689147.927 | 1255913.2674
97 | 2689083.9811 | 1255949.8333
98 | 2689075.2326 | 1256037.7033
99 | 2689075.4853 | 1256011.8573
100 | 2689069.8833 | 1255986.9195
101 | 2689090.3426 | 1256047.605
102 | 2689088.3561 | 1255997.6666
103 | 2689083.0195 | 1255972.8799
104 | 2689104.3378 | 1256032.5832
105 | 2689089.2271 | 1256022.866
106 | 2689100.3515 | 1256011.0717
107 | 2689100.8467 | 1255983.895
108 | 2689159.8377 | 1255917.2498
109 | 2689164.0524 | 1255940.3979
110 | 2689177.6618 | 1255879.1596
111 | 2689193.5341 | 1255856.4717
112 | 2689150.9539 | 1255959.1819
113 | 2689150.9706 | 1255998.263
114 | 2689124.2531 | 1255955.9566
115 | 2689174.8132 | 1255942.1213
116 | 2689169.9381 | 1255901.717
117 | 2689211.2763 | 1255836.2544
118 | 2689152.1587 | 1256011.8853
119 | 2689176.6514 | 1255942.2868
120 | 2689153.0371 | 1255982.0844
121 | 2689155.071 | 1256011.3399
122 | 2689178.1833 | 1255885.1223
123 | 2689226.1524 | 1255821.9192
124 | 2689240.8871 | 1255808.2195
125 | 2689201.5033 | 1255796.7371
126 | 2689231.7779 | 1255799.2422
127 | 2689194.9609 | 1255790.2565
128 | 2689231.2716 | 1255798.7433
129 | 2689105.8446 | 1255978.3845
130 | 2689109.0235 | 1255991.6167
131 | 2689108.8599 | 1256002.0483
132 | 2689105.9819 | 1256005.1005
133 | 2689155.9761 | 1256040.376
134 | 2689164.3307 | 1256039.0675
135 | 2689156.4375 | 1256043.7967
136 | 2689153.3187 | 1256020.5428
137 | 2689168.5144 | 1256007.8782
138 | 2689156.7239 | 1256023.6195
139 | 2689204.1274 | 1256033.855
140 | 2689095.6938 | 1256055.4026
141 | 2689174.6595 | 1256041.3177
142 | 2689187.9267 | 1256002.8795
143 | 2689235.5577 | 1256026.5098
144 | 2689078.8125 | 1256100.0277
145 | 2689226.7265 | 1256032.9692
146 | 2689209.5004 | 1255997.3242
147 | 2689270.7105 | 1256002.0917
148 | 2689072.0673 | 1256103.396
149 | 2689099.9076 | 1256148.7495
150 | 2688777.8552 | 1256022.5146
151 | 2688873.948 | 1256085.0619
152 | 2688869.5047 | 1256098.3189
153 | 2688854.7293 | 1255831.0627
154 | 2689014.7543 | 1256265.5244
155 | 2689025.5385 | 1256244.7091
156 | 2689035.7598 | 1256224.9801
157 | 2689039.1912 | 1256218.357
158 | 2689058.519 | 1256191.7975
159 | 2689084.2086 | 1256165.0779
160 | 2689087.0856 | 1256284.3838
161 | 2689109.9394 | 1256255.8513
162 | 2689072.0681 | 1256303.0512
163 | 2689129.4434 | 1256226.6905
164 | 2689155.4212 | 1256181.3325
165 | 2689136.4871 | 1256172.0474
166 | 2689229.0639 | 1256223.5968
167 | 2689199.6736 | 1256234.3549
168 | 2689176.2546 | 1256234.3429
169 | 2689052.1507 | 1256115.9044
170 | 2689184.7485 | 1255763.3107
171 | 2689179.8987 | 1255881.8956
172 | 2689198.5569 | 1255854.7034
173 | 2689219.0198 | 1255833.4912
174 | 2689201.7647 | 1255940.6292
175 | 2689233.281 | 1255821.5132
176 | 2689204.9535 | 1255940.1915
177 | 2689227.1342 | 1255933.6334
178 | 2689230.7607 | 1255932.1283
179 | 2689243.4473 | 1255926.863
180 | 2689244.767 | 1256081.6889
181 | 2689275.9608 | 1256050.6742
182 | 2689265.7989 | 1256122.513
183 | 2689232.3465 | 1256143.3766
184 | 2689296.7077 | 1256097.2882
185 | 2689277.676 | 1256116.3597
186 | 2689317.8743 | 1256078.6777
187 | 2689342.4878 | 1256058.714
188 | 2689035.6078 | 1256134.2281
189 | 2689327.3175 | 1255730.9623
190 | 2689332.8369 | 1255739.8306
191 | 2689348.2229 | 1255750.0471
192 | 2689330.9996 | 1255741.1149
193 | 2689361.2979 | 1255764.2242
194 | 2689336.9463 | 1255745.4413
195 | 2689320.8096 | 1255729.5634
196 | 2689315.8953 | 1255711.6069
197 | 2689373.0576 | 1255779.794
198 | 2689309.0759 | 1255760.8346
199 | 2689341.3503 | 1255748.8173
200 | 2689378.8404 | 1255787.4505
201 | 2689288.3331 | 1255775.9271
202 | 2689356.5077 | 1255762.7115
203 | 2689376.0155 | 1255789.6985
204 | 2689384.7377 | 1255802.535
205 | 2689365.4133 | 1255798.2854
206 | 2689258.9267 | 1255753.9493
207 | 2689260.9901 | 1255757.1718
208 | 2689268.1739 | 1255791.7445
209 | 2689344.0867 | 1255815.5812
210 | 2689347.6382 | 1255812.6981
211 | 2689327.01 | 1255811.3529
212 | 2689321.6997 | 1255806.5254
213 | 2689389.893 | 1255831.9102
214 | 2689245.8784 | 1255810.8681
215 | 2689251.3811 | 1255806.1404
216 | 2689384.6844 | 1255843.0151
217 | 2689391.7725 | 1255838.1422
218 | 2689379.1587 | 1255846.6302
219 | 2689302.0344 | 1255977.5879
220 | 2689303.5732 | 1255976.4023
221 | 2689326.9975 | 1255960.4475
222 | 2689343.1221 | 1255950.0079
223 | 2689361.8751 | 1255937.6291
224 | 2689264.5581 | 1255916.9949
225 | 2689304.78 | 1255853.3575
226 | 2689288.4873 | 1255864.5085
227 | 2689305.5187 | 1255852.8518
228 | 2689279.3869 | 1255870.7371
229 | 2689311.4975 | 1255848.7598
230 | 2689285.7766 | 1255880.6856
231 | 2689270.916 | 1255890.6115
232 | 2689297.8963 | 1255898.8157
233 | 2689255.5692 | 1255902.0245
234 | 2689287.6446 | 1255904.7364
235 | 2689305.3395 | 1255894.1844
236 | 2689373.2348 | 1255912.1693
237 | 2689356.7071 | 1255887.9705
238 | 2689346.7069 | 1255867.8613
239 | 2689349.4865 | 1255866.0427
240 | 2689375.8775 | 1255910.0141
241 | 2689366.0523 | 1255855.2048
242 | 2689386.584 | 1255925.4855
243 | 2689276.2262 | 1255911.2431
244 | 2689370.0769 | 1255852.5718
245 | 2689423.3305 | 1255901.5517
246 | 2689455.4701 | 1255879.3565
247 | 2689251.5356 | 1255905.9001
248 | 2689248.4941 | 1255902.5072
249 | 2689366.6208 | 1256041.992
250 | 2689354.9533 | 1256053.8153
251 | 2689297.1239 | 1256025.469
252 | 2689324.8193 | 1255970.6302
253 | 2689304.6422 | 1256003.1018
254 | 2689381.5565 | 1255933.1951
255 | 2689399.8485 | 1255921.2945
256 | 2689390.6002 | 1256017.9932
257 | 2689395.3984 | 1256013.4872
258 | 2689456.571 | 1255882.3755
259 | 2689402.7631 | 1256011.8968
260 | 2689411.6219 | 1256025.8824
261 | 2689416.5698 | 1255997.4289
262 | 2689437.5543 | 1255981.9799
263 | 2689232.8794 | 1255991.3041
264 | 2689013.0795 | 1255898.9741
265 | 2689022.9361 | 1255888.6453
266 | 2689026.2026 | 1255885.2224
267 | 2689242.5763 | 1255988.8071
268 | 2689223.4128 | 1255790.9984
269 | 2689164.0524 | 1255940.3979

## line_std_types
| c_nf_per_km | r_ohm_per_km | x_ohm_per_km | max_i_ka | type | q_mm2 | alpha | voltage_rating
NAYY 4x50 SE | 210 | 0.642 | 0.083 | 0.142 | cs | 50 | 0.00403 | LV
NAYY 4x120 SE | 264 | 0.225 | 0.08 | 0.242 | cs | 120 | 0.00403 | LV
NAYY 4x150 SE | 261 | 0.208 | 0.08 | 0.27 | cs | 150 | 0.00403 | LV
NA2XS2Y 1x95 RM/25 12/20 kV | 216 | 0.313 | 0.132 | 0.252 | cs | 95 | 0.00403 | MV
NA2XS2Y 1x185 RM/25 12/20 kV | 273 | 0.161 | 0.117 | 0.362 | cs | 185 | 0.00403 | MV
NA2XS2Y 1x240 RM/25 12/20 kV | 304 | 0.122 | 0.112 | 0.421 | cs | 240 | 0.00403 | MV
NA2XS2Y 1x95 RM/25 6/10 kV | 315 | 0.313 | 0.123 | 0.249 | cs | 95 | 0.00403 | MV
NA2XS2Y 1x185 RM/25 6/10 kV | 406 | 0.161 | 0.11 | 0.358 | cs | 185 | 0.00403 | MV
NA2XS2Y 1x240 RM/25 6/10 kV | 456 | 0.122 | 0.105 | 0.416 | cs | 240 | 0.00403 | MV
NA2XS2Y 1x150 RM/25 12/20 kV | 250 | 0.206 | 0.116 | 0.319 | cs | 150 | 0.00403 | MV
NA2XS2Y 1x120 RM/25 12/20 kV | 230 | 0.253 | 0.119 | 0.283 | cs | 120 | 0.00403 | MV
NA2XS2Y 1x70 RM/25 12/20 kV | 190 | 0.443 | 0.132 | 0.22 | cs | 70 | 0.00403 | MV
NA2XS2Y 1x150 RM/25 6/10 kV | 360 | 0.206 | 0.11 | 0.315 | cs | 150 | 0.00403 | MV
NA2XS2Y 1x120 RM/25 6/10 kV | 340 | 0.253 | 0.113 | 0.28 | cs | 120 | 0.00403 | MV
NA2XS2Y 1x70 RM/25 6/10 kV | 280 | 0.443 | 0.123 | 0.217 | cs | 70 | 0.00403 | MV
N2XS(FL)2Y 1x120 RM/35 64/110 kV | 112 | 0.153 | 0.166 | 0.366 | cs | 120 | 0.00393 | HV
N2XS(FL)2Y 1x185 RM/35 64/110 kV | 125 | 0.099 | 0.156 | 0.457 | cs | 185 | 0.00393 | HV
N2XS(FL)2Y 1x240 RM/35 64/110 kV | 135 | 0.075 | 0.149 | 0.526 | cs | 240 | 0.00393 | HV
N2XS(FL)2Y 1x300 RM/35 64/110 kV | 144 | 0.06 | 0.144 | 0.588 | cs | 300 | 0.00393 | HV
15-AL1/3-ST1A 0.4 | 11 | 1.8769 | 0.35 | 0.105 | ol | 16 | 0.00403 | LV
24-AL1/4-ST1A 0.4 | 11.25 | 1.2012 | 0.335 | 0.14 | ol | 24 | 0.00403 | LV
48-AL1/8-ST1A 0.4 | 12.2 | 0.5939 | 0.3 | 0.21 | ol | 48 | 0.00403 | LV
94-AL1/15-ST1A 0.4 | 13.2 | 0.306 | 0.29 | 0.35 | ol | 94 | 0.00403 | LV
34-AL1/6-ST1A 10.0 | 9.7 | 0.8342 | 0.36 | 0.17 | ol | 34 | 0.00403 | MV
48-AL1/8-ST1A 10.0 | 10.1 | 0.5939 | 0.35 | 0.21 | ol | 48 | 0.00403 | MV
70-AL1/11-ST1A 10.0 | 10.4 | 0.4132 | 0.339 | 0.29 | ol | 70 | 0.00403 | MV
94-AL1/15-ST1A 10.0 | 10.75 | 0.306 | 0.33 | 0.35 | ol | 94 | 0.00403 | MV
122-AL1/20-ST1A 10.0 | 11.1 | 0.2376 | 0.323 | 0.41 | ol | 122 | 0.00403 | MV
149-AL1/24-ST1A 10.0 | 11.25 | 0.194 | 0.315 | 0.47 | ol | 149 | 0.00403 | MV
34-AL1/6-ST1A 20.0 | 9.15 | 0.8342 | 0.382 | 0.17 | ol | 34 | 0.00403 | MV
48-AL1/8-ST1A 20.0 | 9.5 | 0.5939 | 0.372 | 0.21 | ol | 48 | 0.00403 | MV
70-AL1/11-ST1A 20.0 | 9.7 | 0.4132 | 0.36 | 0.29 | ol | 70 | 0.00403 | MV
94-AL1/15-ST1A 20.0 | 10 | 0.306 | 0.35 | 0.35 | ol | 94 | 0.00403 | MV
122-AL1/20-ST1A 20.0 | 10.3 | 0.2376 | 0.344 | 0.41 | ol | 122 | 0.00403 | MV
149-AL1/24-ST1A 20.0 | 10.5 | 0.194 | 0.337 | 0.47 | ol | 149 | 0.00403 | MV
184-AL1/30-ST1A 20.0 | 10.75 | 0.1571 | 0.33 | 0.535 | ol | 184 | 0.00403 | MV
243-AL1/39-ST1A 20.0 | 11 | 0.1188 | 0.32 | 0.645 | ol | 243 | 0.00403 | MV
48-AL1/8-ST1A 110.0 | 8 | 0.5939 | 0.46 | 0.21 | ol | 48 | 0.00403 | HV
70-AL1/11-ST1A 110.0 | 8.4 | 0.4132 | 0.45 | 0.29 | ol | 70 | 0.00403 | HV
94-AL1/15-ST1A 110.0 | 8.65 | 0.306 | 0.44 | 0.35 | ol | 94 | 0.00403 | HV
122-AL1/20-ST1A 110.0 | 8.5 | 0.2376 | 0.43 | 0.41 | ol | 122 | 0.00403 | HV
149-AL1/24-ST1A 110.0 | 8.75 | 0.194 | 0.41 | 0.47 | ol | 149 | 0.00403 | HV
184-AL1/30-ST1A 110.0 | 8.8 | 0.1571 | 0.4 | 0.535 | ol | 184 | 0.00403 | HV
243-AL1/39-ST1A 110.0 | 9 | 0.1188 | 0.39 | 0.645 | ol | 243 | 0.00403 | HV
305-AL1/39-ST1A 110.0 | 9.2 | 0.0949 | 0.38 | 0.74 | ol | 305 | 0.00403 | HV
490-AL1/64-ST1A 110.0 | 9.75 | 0.059 | 0.37 | 0.96 | ol | 490 | 0.00403 | HV
679-AL1/86-ST1A 110.0 | 9.95 | 0.042 | 0.36 | 1.15 | ol | 679 | 0.00403 | HV
490-AL1/64-ST1A 220.0 | 10 | 0.059 | 0.285 | 0.96 | ol | 490 | 0.00403 | HV
679-AL1/86-ST1A 220.0 | 11.7 | 0.042 | 0.275 | 1.15 | ol | 679 | 0.00403 | HV
490-AL1/64-ST1A 380.0 | 11 | 0.059 | 0.253 | 0.96 | ol | 490 | 0.00403 | HV
679-AL1/86-ST1A 380.0 | 14.6 | 0.042 | 0.25 | 1.15 | ol | 679 | 0.00403 | HV

## trafo_std_types
| i0_percent | pfe_kw | vkr_percent | sn_mva | vn_lv_kv | vn_hv_kv | vk_percent | shift_degree | vector_group | tap_side | tap_neutral | tap_min | tap_max | tap_step_degree | tap_step_percent | tap_phase_shifter
160 MVA 380/110 kV | 0.06 | 60 | 0.25 | 160 | 110 | 380 | 12.2 | 0 | Yy0 | hv | 0 | -9 | 9 | 0 | 1.5 | FALSE
100 MVA 220/110 kV | 0.06 | 55 | 0.26 | 100 | 110 | 220 | 12 | 0 | Yy0 | hv | 0 | -9 | 9 | 0 | 1.5 | FALSE
63 MVA 110/20 kV | 0.04 | 22 | 0.32 | 63 | 20 | 110 | 18 | 150 | YNd5 | hv | 0 | -9 | 9 | 0 | 1.5 | FALSE
40 MVA 110/20 kV | 0.05 | 18 | 0.34 | 40 | 20 | 110 | 16.2 | 150 | YNd5 | hv | 0 | -9 | 9 | 0 | 1.5 | FALSE
25 MVA 110/20 kV | 0.07 | 14 | 0.41 | 25 | 20 | 110 | 12 | 150 | YNd5 | hv | 0 | -9 | 9 | 0 | 1.5 | FALSE
63 MVA 110/10 kV | 0.04 | 22 | 0.32 | 63 | 10 | 110 | 18 | 150 | YNd5 | hv | 0 | -9 | 9 | 0 | 1.5 | FALSE
40 MVA 110/10 kV | 0.05 | 18 | 0.34 | 40 | 10 | 110 | 16.2 | 150 | YNd5 | hv | 0 | -9 | 9 | 0 | 1.5 | FALSE
25 MVA 110/10 kV | 0.07 | 14 | 0.41 | 25 | 10 | 110 | 12 | 150 | YNd5 | hv | 0 | -9 | 9 | 0 | 1.5 | FALSE
0.25 MVA 20/0.4 kV | 0.32 | 0.8 | 1.44 | 0.25 | 0.4 | 20 | 6 | 150 | Yzn5 | hv | 0 | -2 | 2 | 0 | 2.5 | FALSE
0.4 MVA 20/0.4 kV | 0.3375 | 1.35 | 1.425 | 0.4 | 0.4 | 20 | 6 | 150 | Dyn5 | hv | 0 | -2 | 2 | 0 | 2.5 | FALSE
0.63 MVA 20/0.4 kV | 0.2619 | 1.65 | 1.206 | 0.63 | 0.4 | 20 | 6 | 150 | Dyn5 | hv | 0 | -2 | 2 | 0 | 2.5 | FALSE
0.25 MVA 10/0.4 kV | 0.24 | 0.6 | 1.2 | 0.25 | 0.4 | 10 | 4 | 150 | Dyn5 | hv | 0 | -2 | 2 | 0 | 2.5 | FALSE
0.4 MVA 10/0.4 kV | 0.2375 | 0.95 | 1.325 | 0.4 | 0.4 | 10 | 4 | 150 | Dyn5 | hv | 0 | -2 | 2 | 0 | 2.5 | FALSE
0.63 MVA 10/0.4 kV | 0.1873 | 1.18 | 1.0794 | 0.63 | 0.4 | 10 | 4 | 150 | Dyn5 | hv | 0 | -2 | 2 | 0 | 2.5 | FALSE

## trafo3w_std_types
| sn_hv_mva | sn_mv_mva | sn_lv_mva | vn_hv_kv | vn_mv_kv | vn_lv_kv | vk_hv_percent | vk_mv_percent | vk_lv_percent | vkr_hv_percent | vkr_mv_percent | vkr_lv_percent | pfe_kw | i0_percent | shift_mv_degree | shift_lv_degree | vector_group | tap_side | tap_neutral | tap_min | tap_max | tap_step_percent
63/25/38 MVA 110/20/10 kV | 63 | 25 | 38 | 110 | 20 | 10 | 10.4 | 10.4 | 10.4 | 0.28 | 0.32 | 0.35 | 35 | 0.89 | 0 | 0 | YN0yn0yn0 | hv | 0 | -10 | 10 | 1.2
63/25/38 MVA 110/10/10 kV | 63 | 25 | 38 | 110 | 10 | 10 | 10.4 | 10.4 | 10.4 | 0.28 | 0.32 | 0.35 | 35 | 0.89 | 0 | 0 | YN0yn0yn0 | hv | 0 | -10 | 10 | 1.2

## fuse_std_types
| fuse_type | i_rated_a | t_avg | t_min | t_total | x_avg | x_min | x_total
HV 100A | HV 100A | 100 | 0 | [10.0, 3.64, 0.854, 0.281, 0.1, 0.0531, 0.022, 0.01] | [10.0, 4.267, 1.21, 0.403, 0.1, 0.058, 0.022, 0.01] | 0 | [300.0, 350.0, 450.0, 550.0, 700.0, 850.0, 1200.0, 1752.0] | [600.0, 700.0, 900.0, 1150.0, 1665.0, 2000.0, 3000.0, 4313.0]
HV 10A | HV 10A | 10 | 0 | [10.0, 1675.0, 0.344, 0.156, 0.1, 0.0417, 0.0171, 0.01] | [10.0, 1.3, 0.3, 0.155, 0.1, 0.0555, 0.023, 0.01] | 0 | [30.0, 32.0, 35.0, 37.0, 39.0, 50.0, 70.0, 88.0] | [60.0, 70.0, 80.0, 87.0, 94.0, 110.0, 150.0, 216.0]
HV 125A | HV 125A | 125 | 0 | [10.0, 1.82, 0.344, 0.1, 0.0467, 0.0269, 0.01] | [10.0, 2.478, 0.426, 0.1, 0.0427, 0.0211, 0.01] | 0 | [375.0, 500.0, 700.0, 925.0, 1200.0, 1500.0, 2341.0] | [750.0, 1000.0, 1500.0, 2200.0, 3000.0, 4000.0, 5765.0]
HV 160A | HV 160A | 160 | 0 | [10.0, 4.15, 1.03, 0.198, 0.1, 0.051, 0.0172, 0.01] | [10.0, 2.3, 0.734, 0.274, 0.1, 0.046, 0.0177, 0.01] | 0 | [480.0, 550.0, 700.0, 1000.0, 1260.0, 1600.0, 2500.0, 3227.0] | [960.0, 1300.0, 1700.0, 2200.0, 2996.0, 4000.0, 6000.0, 7946.0]
HV 16A | HV 16A | 16 | 0 | [10.0, 0.352, 0.164, 0.1, 0.0649, 0.0342, 0.01] | [10.0, 2.34, 0.722, 0.181, 0.1, 0.055, 0.0296, 0.01] | 0 | [48.0, 60.0, 65.0, 71.0, 80.0, 100.0, 162.0] | [96.0, 110.0, 125.0, 150.0, 168.0, 200.0, 250.0, 398.0]
HV 200A | HV 200A | 200 | 0 | [10.0, 4.267, 1.21, 0.403, 0.1, 0.058, 0.022, 0.01] | [10.0, 3.73, 1.654, 0.328, 0.1, 0.0531, 0.019, 0.01] | 0 | [600.0, 700.0, 900.0, 1150.0, 1665.0, 2000.0, 3000.0, 4313.0] | [1200.0, 1500.0, 1800.0, 2700.0, 3960.0, 5000.0, 7500.0, 10620.0]
HV 20A | HV 20A | 20 | 0 | [10.0, 1.3, 0.3, 0.155, 0.1, 0.0555, 0.023, 0.01] | [10.0, 1.3, 0.161, 0.1, 0.0611, 0.0399, 0.0141, 0.01] | 0 | [60.0, 70.0, 80.0, 87.0, 94.0, 110.0, 150.0, 216.0] | [120.0, 150.0, 200.0, 223.0, 260.0, 300.0, 450.0, 532.0]
HV 25A | HV 25A | 25 | 0 | [10.0, 2.512, 0.833, 0.299, 0.1, 0.0372, 0.0223, 0.01] | [10.0, 3.125, 0.597, 0.198, 0.1, 0.0378, 0.022, 0.01] | 0 | [75.0, 82.0, 90.0, 100.0, 124.0, 170.0, 200.0, 289.0] | [150.0, 170.0, 210.0, 250.0, 294.0, 400.0, 500.0, 711.0]
HV 31.5A | HV 31.5A | 31.5 | 0 | [10.0, 2.34, 0.722, 0.181, 0.1, 0.055, 0.0296, 0.01] | [10.0, 2.84, 0.368, 0.164, 0.1, 0.0621, 0.0378, 0.0195, 0.01] | 0 | [95.0, 110.0, 125.0, 150.0, 165.0, 200.0, 250.0, 390.0] | [189.0, 220.0, 300.0, 350.0, 393.0, 450.0, 530.0, 700.0, 960.0]
HV 40A | HV 40A | 40 | 0 | [10.0, 1.3, 0.161, 0.1, 0.0611, 0.0399, 0.0141, 0.01] | [10.0, 2.05, 0.369, 0.198, 0.1, 0.051, 0.0298, 0.01] | 0 | [120.0, 150.0, 200.0, 223.0, 260.0, 300.0, 450.0, 532.0] | [240.0, 300.0, 400.0, 450.0, 530.0, 650.0, 800.0, 1311.0]
HV 50A | HV 50A | 50 | 0 | [10.0, 3.215, 0.597, 0.198, 0.1, 0.0378, 0.022, 0.01] | [10.0, 3.64, 0.854, 0.281, 0.1, 0.0531, 0.022, 0.01] | 0 | [150.0, 170.0, 210.0, 250.0, 294.0, 400.0, 500.0, 711.0] | [300.0, 350.0, 450.0, 550.0, 700.0, 850.0, 1200.0, 1752.0]
HV 6.3A | HV 6.3A | 6.3 | 0 | [10.0, 1.39, 0.344, 0.168, 0.1, 0.056, 0.0263, 0.01] | [10.0, 1.711, 0.516, 0.198, 0.1, 0.0634, 0.0303, 0.01] | 0 | [19.0, 19.5, 20.4, 20.8, 22.0, 25.0, 32.0, 48.0] | [38.0, 40.0, 43.0, 48.0, 53.0, 60.0, 75.0, 118.0]
HV 63A | HV 63A | 63 | 0 | [10.0, 2.84, 0.368, 0.164, 0.1, 0.0621, 0.0378, 0.0195, 0.01] | [10.0, 1.82, 0.344, 0.1, 0.0467, 0.0269, 0.01] | 0 | [189.0, 220.0, 300.0, 350.0, 393.0, 450.0, 530.0, 700.0, 961.0] | [378.0, 500.0, 700.0, 934.0, 1200.0, 1500.0, 2366.0]
HV 80A | HV 80A | 80 | 0 | [10.0, 2.05, 0.369, 0.198, 0.1, 0.051, 0.0298, 0.01] | [10.0, 4.15, 1.03, 0.198, 0.1, 0.051, 0.0172, 0.01] | 0 | [240.0, 300.0, 400.0, 450.0, 530.0, 650.0, 800.0, 1311.0] | [480.0, 550.0, 700.0, 1000.0, 1260.0, 1600.0, 2500.0, 3227.0]
Siemens NH-1-100 | Siemens NH-1-100 | 100 | [5400.0, 2000.0, 400.0, 20.0, 1.0, 0.2, 0.012, 0.004] | 0 | 0 | [150.0, 190.0, 250.0, 430.0, 900.0, 1250.0, 2700.0, 3600.0] | 0 | 0
Siemens NH-1-125 | Siemens NH-1-125 | 125 | [4800.0, 120.0, 7.0, 0.1, 0.004] | 0 | 0 | [180.0, 400.0, 740.0, 2000.0, 4250.0] | 0 | 0
Siemens NH-1-16 | Siemens NH-1-16 | 16 | [4000.0, 400.0, 2.0, 0.1, 0.04, 0.01] | 0 | 0 | [26.0, 35.0, 75.0, 150.0, 200.0, 300.0] | 0 | 0
Siemens NH-1-160 | Siemens NH-1-160 | 160 | [4800.0, 120.0, 7.0, 0.1, 0.004] | 0 | 0 | [210.0, 500.0, 900.0, 2300.0, 5000.0] | 0 | 0
Siemens NH-1-25 | Siemens NH-1-25 | 25 | [4000.0, 1000.0, 10.0, 0.2, 0.02, 0.01] | 0 | 0 | [40.0, 50.0, 100.0, 210.0, 400.0, 500.0] | 0 | 0
Siemens NH-1-50 | Siemens NH-1-50 | 50 | [4000.0, 40.0, 4.0, 1.0, 0.02, 0.01] | 0 | 0 | [86.0, 200.0, 300.0, 400.0, 1000.0, 1280.0] | 0 | 0
Siemens NH-1-63 | Siemens NH-1-63 | 63 | [4000.0, 100.0, 10.0, 2.0, 0.04, 0.01] | 0 | 0 | [100.0, 200.0, 300.0, 400.0, 1000.0, 1500.0] | 0 | 0
Siemens NH-1-80 | Siemens NH-1-80 | 80 | [4800.0, 120.0, 7.0, 0.1, 0.01] | 0 | 0 | [150.58, 250.0, 450.0, 1150.0, 2470.0] | 0 | 0
Siemens NH-2-1000 | Siemens NH-2-1000 | 1000 | [4800.0, 120.0, 7.0, 0.1, 0.004] | 0 | 0 | [1900.0, 3500.0, 8400.0, 24000.0, 52000.0] | 0 | 0
Siemens NH-2-200 | Siemens NH-2-200 | 200 | [4800.0, 120.0, 7.0, 0.1, 0.004] | 0 | 0 | [280.0, 650.0, 1200.0, 3000.0, 7000.0] | 0 | 0
Siemens NH-2-224 | Siemens NH-2-224 | 224 | [4800.0, 120.0, 7.0, 0.2, 0.04, 0.004] | 0 | 0 | [400.0, 750.0, 1453.0, 3025.0, 4315.0, 7600.0] | 0 | 0
Siemens NH-2-250 | Siemens NH-2-250 | 250 | [4800.0, 120.0, 7.0, 0.1, 0.004] | 0 | 0 | [450.0, 800.0, 1650.0, 4000.0, 8500.0] | 0 | 0
Siemens NH-2-315 | Siemens NH-2-315 | 315 | [4800.0, 120.0, 7.0, 0.1, 0.004] | 0 | 0 | [550.0, 920.0, 1900.0, 5000.0, 11000.0] | 0 | 0
Siemens NH-2-355 | Siemens NH-2-355 | 355 | [4800.0, 120.0, 6.0, 0.1, 0.004] | 0 | 0 | [650.0, 1116.27, 2350.0, 5840.0, 12790.0] | 0 | 0
Siemens NH-2-400 | Siemens NH-2-400 | 400 | [4800.0, 120.0, 7.0, 0.1, 0.004] | 0 | 0 | [720.0, 1350.0, 2800.0, 6500.0, 15000.0] | 0 | 0
Siemens NH-2-425 | Siemens NH-2-425 | 425 | [4800.0, 120.0, 7.0, 0.1, 0.004] | 0 | 0 | [850.0, 1500.0, 3050.0, 7500.0, 16500.0] | 0 | 0
Siemens NH-2-630 | Siemens NH-2-630 | 630 | [4800.0, 120.0, 7.0, 0.1, 0.004] | 0 | 0 | [1200.0, 2000.0, 4800.0, 12000.0, 26000.0] | 0 | 0

## dtypes
| element | column | dtype
0 | bus | name | object
1 | bus | vn_kv | float64
2 | bus | type | object
3 | bus | zone | object
4 | bus | in_service | bool
5 | load | name | object
6 | load | bus | uint32
7 | load | p_mw | float64
8 | load | q_mvar | float64
9 | load | const_z_percent | float64
10 | load | const_i_percent | float64
11 | load | sn_mva | float64
12 | load | scaling | float64
13 | load | in_service | bool
14 | load | type | object
15 | ext_grid | name | object
16 | ext_grid | bus | uint32
17 | ext_grid | vm_pu | float64
18 | ext_grid | va_degree | float64
19 | ext_grid | slack_weight | float64
20 | ext_grid | in_service | bool
21 | line | name | object
22 | line | std_type | object
23 | line | from_bus | uint32
24 | line | to_bus | uint32
25 | line | length_km | float64
26 | line | r_ohm_per_km | float64
27 | line | x_ohm_per_km | float64
28 | line | c_nf_per_km | float64
29 | line | g_us_per_km | float64
30 | line | max_i_ka | float64
31 | line | df | float64
32 | line | parallel | uint32
33 | line | type | object
34 | line | in_service | bool
35 | trafo | name | object
36 | trafo | std_type | object
37 | trafo | hv_bus | uint32
38 | trafo | lv_bus | uint32
39 | trafo | sn_mva | float64
40 | trafo | vn_hv_kv | float64
41 | trafo | vn_lv_kv | float64
42 | trafo | vk_percent | float64
43 | trafo | vkr_percent | float64
44 | trafo | pfe_kw | float64
45 | trafo | i0_percent | float64
46 | trafo | shift_degree | float64
47 | trafo | tap_side | object
48 | trafo | tap_neutral | int32
49 | trafo | tap_min | int32
50 | trafo | tap_max | int32
51 | trafo | tap_step_percent | float64
52 | trafo | tap_step_degree | float64
53 | trafo | tap_pos | int32
54 | trafo | tap_phase_shifter | bool
55 | trafo | parallel | uint32
56 | trafo | df | float64
57 | trafo | in_service | bool
58 | line_geodata | coords | object
59 | bus_geodata | x | float64
60 | bus_geodata | y | float64
61 | bus_geodata | coords | object

## parameters
| version | format_version | converged | OPF_converged | name | f_hz | sn_mva
0 | 2.14.6 | 2.14.0 | FALSE | FALSE |  | 50 | 1