## bus
| name | vn_kv | type | zone | in_service
0 | bus_LV_53-37_0_7_node_0 | 0.4 | n |  | TRUE
1 | bus_LV_53-37_0_7_node_1 | 0.4 | n |  | TRUE
2 | bus_LV_53-37_0_7_node_2 | 0.4 | n |  | TRUE
3 | bus_LV_53-37_0_7_node_4 | 0.4 | n |  | TRUE
4 | bus_LV_53-37_0_7_node_5 | 0.4 | n |  | TRUE
5 | bus_LV_53-37_0_7_node_48 | 0.4 | n |  | TRUE
6 | bus_LV_53-37_0_7_node_28 | 0.4 | n |  | TRUE
7 | bus_LV_53-37_0_7_node_51 | 0.4 | n |  | TRUE
8 | bus_LV_53-37_0_7_node_55 | 0.4 | n |  | TRUE
9 | bus_LV_53-37_0_7_node_25 | 0.4 | n |  | TRUE
10 | bus_LV_53-37_0_7_node_29 | 0.4 | n |  | TRUE
11 | bus_LV_53-37_0_7_node_9 | 0.4 | n |  | TRUE
12 | bus_LV_53-37_0_7_node_46 | 0.4 | n |  | TRUE
13 | bus_LV_53-37_0_7_node_49 | 0.4 | n |  | TRUE
14 | bus_LV_53-37_0_7_node_6 | 0.4 | n |  | TRUE
15 | bus_LV_53-37_0_7_node_7 | 0.4 | n |  | TRUE
16 | bus_LV_53-37_0_7_node_8 | 0.4 | n |  | TRUE
17 | bus_LV_53-37_0_7_node_10 | 0.4 | n |  | TRUE
18 | bus_LV_53-37_0_7_node_13 | 0.4 | n |  | TRUE
19 | bus_LV_53-37_0_7_node_22 | 0.4 | n |  | TRUE
20 | bus_LV_53-37_0_7_node_204 | 0.4 | n |  | TRUE
21 | bus_LV_53-37_0_7_node_11 | 0.4 | n |  | TRUE
22 | bus_LV_53-37_0_7_node_24 | 0.4 | n |  | TRUE
23 | bus_LV_53-37_0_7_node_20 | 0.4 | n |  | TRUE
24 | bus_LV_53-37_0_7_node_12 | 0.4 | n |  | TRUE
25 | bus_LV_53-37_0_7_node_14 | 0.4 | n |  | TRUE
26 | bus_LV_53-37_0_7_node_57 | 0.4 | n |  | TRUE
27 | bus_LV_53-37_0_7_node_58 | 0.4 | n |  | TRUE
28 | bus_LV_53-37_0_7_node_59 | 0.4 | n |  | TRUE
29 | bus_LV_53-37_0_7_node_61 | 0.4 | n |  | TRUE
30 | bus_LV_53-37_0_7_node_60 | 0.4 | n |  | TRUE
31 | bus_LV_53-37_0_7_node_103 | 0.4 | n |  | TRUE
32 | bus_LV_53-37_0_7_node_15 | 0.4 | n |  | TRUE
33 | bus_LV_53-37_0_7_node_16 | 0.4 | n |  | TRUE
34 | bus_LV_53-37_0_7_node_18 | 0.4 | n |  | TRUE
35 | bus_LV_53-37_0_7_node_37 | 0.4 | n |  | TRUE
36 | bus_LV_53-37_0_7_node_35 | 0.4 | n |  | TRUE
37 | bus_LV_53-37_0_7_node_19 | 0.4 | n |  | TRUE
38 | bus_LV_53-37_0_7_node_27 | 0.4 | n |  | TRUE
39 | bus_LV_53-37_0_7_node_26 | 0.4 | n |  | TRUE
40 | bus_LV_53-37_0_7_node_36 | 0.4 | n |  | TRUE
41 | bus_LV_53-37_0_7_node_38 | 0.4 | n |  | TRUE
42 | bus_LV_53-37_0_7_node_30 | 0.4 | n |  | TRUE
43 | bus_LV_53-37_0_7_node_21 | 0.4 | n |  | TRUE
44 | bus_LV_53-37_0_7_node_23 | 0.4 | n |  | TRUE
45 | bus_LV_53-37_0_7_node_40 | 0.4 | n |  | TRUE
46 | bus_LV_53-37_0_7_node_34 | 0.4 | n |  | TRUE
47 | bus_LV_53-37_0_7_node_39 | 0.4 | n |  | TRUE
48 | bus_LV_53-37_0_7_node_32 | 0.4 | n |  | TRUE
49 | bus_LV_53-37_0_7_node_54 | 0.4 | n |  | TRUE
50 | bus_LV_53-37_0_7_node_31 | 0.4 | n |  | TRUE
51 | bus_LV_53-37_0_7_node_33 | 0.4 | n |  | TRUE
52 | bus_LV_53-37_0_7_node_203 | 0.4 | n |  | TRUE
53 | bus_LV_53-37_0_7_node_41 | 0.4 | n |  | TRUE
54 | bus_LV_53-37_0_7_node_42 | 0.4 | n |  | TRUE
55 | bus_LV_53-37_0_7_node_43 | 0.4 | n |  | TRUE
56 | bus_LV_53-37_0_7_node_191 | 0.4 | n |  | TRUE
57 | bus_LV_53-37_0_7_node_201 | 0.4 | n |  | TRUE
58 | bus_LV_53-37_0_7_node_187 | 0.4 | n |  | TRUE
59 | bus_LV_53-37_0_7_node_189 | 0.4 | n |  | TRUE
60 | bus_LV_53-37_0_7_node_185 | 0.4 | n |  | TRUE
61 | bus_LV_53-37_0_7_node_44 | 0.4 | n |  | TRUE
62 | bus_LV_53-37_0_7_node_45 | 0.4 | n |  | TRUE
63 | bus_LV_53-37_0_7_node_47 | 0.4 | n |  | TRUE
64 | bus_LV_53-37_0_7_node_140 | 0.4 | n |  | TRUE
65 | bus_LV_53-37_0_7_node_141 | 0.4 | n |  | TRUE
66 | bus_LV_53-37_0_7_node_50 | 0.4 | n |  | TRUE
67 | bus_LV_53-37_0_7_node_52 | 0.4 | n |  | TRUE
68 | bus_LV_53-37_0_7_node_53 | 0.4 | n |  | TRUE
69 | bus_LV_53-37_0_7_node_193 | 0.4 | n |  | TRUE
70 | bus_LV_53-37_0_7_node_144 | 0.4 | n |  | TRUE
71 | bus_LV_53-37_0_7_node_56 | 0.4 | n |  | TRUE
72 | bus_LV_53-37_0_7_node_62 | 0.4 | n |  | TRUE
73 | bus_LV_53-37_0_7_node_102 | 0.4 | n |  | TRUE
74 | bus_LV_53-37_0_7_node_90 | 0.4 | n |  | TRUE
75 | bus_LV_53-37_0_7_node_116 | 0.4 | n |  | TRUE
76 | bus_LV_53-37_0_7_node_63 | 0.4 | n |  | TRUE
77 | bus_LV_53-37_0_7_node_64 | 0.4 | n |  | TRUE
78 | bus_LV_53-37_0_7_node_87 | 0.4 | n |  | TRUE
79 | bus_LV_53-37_0_7_node_84 | 0.4 | n |  | TRUE
80 | bus_LV_53-37_0_7_node_75 | 0.4 | n |  | TRUE
81 | bus_LV_53-37_0_7_node_85 | 0.4 | n |  | TRUE
82 | bus_LV_53-37_0_7_node_86 | 0.4 | n |  | TRUE
83 | bus_LV_53-37_0_7_node_65 | 0.4 | n |  | TRUE
84 | bus_LV_53-37_0_7_node_66 | 0.4 | n |  | TRUE
85 | bus_LV_53-37_0_7_node_67 | 0.4 | n |  | TRUE
86 | bus_LV_53-37_0_7_node_94 | 0.4 | n |  | TRUE
87 | bus_LV_53-37_0_7_node_95 | 0.4 | n |  | TRUE
88 | bus_LV_53-37_0_7_node_188 | 0.4 | n |  | TRUE
89 | bus_LV_53-37_0_7_node_192 | 0.4 | n |  | TRUE
90 | bus_LV_53-37_0_7_node_68 | 0.4 | n |  | TRUE
91 | bus_LV_53-37_0_7_node_69 | 0.4 | n |  | TRUE
92 | bus_LV_53-37_0_7_node_70 | 0.4 | n |  | TRUE
93 | bus_LV_53-37_0_7_node_71 | 0.4 | n |  | TRUE
94 | bus_LV_53-37_0_7_node_72 | 0.4 | n |  | TRUE
95 | bus_LV_53-37_0_7_node_73 | 0.4 | n |  | TRUE
96 | bus_LV_53-37_0_7_node_74 | 0.4 | n |  | TRUE
97 | bus_LV_53-37_0_7_node_76 | 0.4 | n |  | TRUE
98 | bus_LV_53-37_0_7_node_77 | 0.4 | n |  | TRUE
99 | bus_LV_53-37_0_7_node_200 | 0.4 | n |  | TRUE
100 | bus_LV_53-37_0_7_node_83 | 0.4 | n |  | TRUE
101 | bus_LV_53-37_0_7_node_80 | 0.4 | n |  | TRUE
102 | bus_LV_53-37_0_7_node_88 | 0.4 | n |  | TRUE
103 | bus_LV_53-37_0_7_node_78 | 0.4 | n |  | TRUE
104 | bus_LV_53-37_0_7_node_117 | 0.4 | n |  | TRUE
105 | bus_LV_53-37_0_7_node_81 | 0.4 | n |  | TRUE
106 | bus_LV_53-37_0_7_node_99 | 0.4 | n |  | TRUE
107 | bus_LV_53-37_0_7_node_89 | 0.4 | n |  | TRUE
108 | bus_LV_53-37_0_7_node_93 | 0.4 | n |  | TRUE
109 | bus_LV_53-37_0_7_node_92 | 0.4 | n |  | TRUE
110 | bus_LV_53-37_0_7_node_79 | 0.4 | n |  | TRUE
111 | bus_LV_53-37_0_7_node_110 | 0.4 | n |  | TRUE
112 | bus_LV_53-37_0_7_node_183 | 0.4 | n |  | TRUE
113 | bus_LV_53-37_0_7_node_82 | 0.4 | n |  | TRUE
114 | bus_LV_53-37_0_7_node_119 | 0.4 | n |  | TRUE
115 | bus_LV_53-37_0_7_node_122 | 0.4 | n |  | TRUE
116 | bus_LV_53-37_0_7_node_118 | 0.4 | n |  | TRUE
117 | bus_LV_53-37_0_7_node_115 | 0.4 | n |  | TRUE
118 | bus_LV_53-37_0_7_node_96 | 0.4 | n |  | TRUE
119 | bus_LV_53-37_0_7_node_101 | 0.4 | n |  | TRUE
120 | bus_LV_53-37_0_7_node_100 | 0.4 | n |  | TRUE
121 | bus_LV_53-37_0_7_node_98 | 0.4 | n |  | TRUE
122 | bus_LV_53-37_0_7_node_97 | 0.4 | n |  | TRUE
123 | bus_LV_53-37_0_7_node_91 | 0.4 | n |  | TRUE
124 | bus_LV_53-37_0_7_node_186 | 0.4 | n |  | TRUE
125 | bus_LV_53-37_0_7_node_184 | 0.4 | n |  | TRUE
126 | bus_LV_53-37_0_7_node_104 | 0.4 | n |  | TRUE
127 | bus_LV_53-37_0_7_node_105 | 0.4 | n |  | TRUE
128 | bus_LV_53-37_0_7_node_106 | 0.4 | n |  | TRUE
129 | bus_LV_53-37_0_7_node_107 | 0.4 | n |  | TRUE
130 | bus_LV_53-37_0_7_node_108 | 0.4 | n |  | TRUE
131 | bus_LV_53-37_0_7_node_109 | 0.4 | n |  | TRUE
132 | bus_LV_53-37_0_7_node_111 | 0.4 | n |  | TRUE
133 | bus_LV_53-37_0_7_node_143 | 0.4 | n |  | TRUE
134 | bus_LV_53-37_0_7_node_163 | 0.4 | n |  | TRUE
135 | bus_LV_53-37_0_7_node_138 | 0.4 | n |  | TRUE
136 | bus_LV_53-37_0_7_node_112 | 0.4 | n |  | TRUE
137 | bus_LV_53-37_0_7_node_113 | 0.4 | n |  | TRUE
138 | bus_LV_53-37_0_7_node_114 | 0.4 | n |  | TRUE
139 | bus_LV_53-37_0_7_node_120 | 0.4 | n |  | TRUE
140 | bus_LV_53-37_0_7_node_121 | 0.4 | n |  | TRUE
141 | bus_LV_53-37_0_7_node_154 | 0.4 | n |  | TRUE
142 | bus_LV_53-37_0_7_node_198 | 0.4 | n |  | TRUE
143 | bus_LV_53-37_0_7_node_199 | 0.4 | n |  | TRUE
144 | bus_LV_53-37_0_7_node_197 | 0.4 | n |  | TRUE
145 | bus_LV_53-37_0_7_node_155 | 0.4 | n |  | TRUE
146 | bus_LV_53-37_0_7_node_123 | 0.4 | n |  | TRUE
147 | bus_LV_53-37_0_7_node_124 | 0.4 | n |  | TRUE
148 | bus_LV_53-37_0_7_node_125 | 0.4 | n |  | TRUE
149 | bus_LV_53-37_0_7_node_126 | 0.4 | n |  | TRUE
150 | bus_LV_53-37_0_7_node_127 | 0.4 | n |  | TRUE
151 | bus_LV_53-37_0_7_node_128 | 0.4 | n |  | TRUE
152 | bus_LV_53-37_0_7_node_156 | 0.4 | n |  | TRUE
153 | bus_LV_53-37_0_7_node_157 | 0.4 | n |  | TRUE
154 | bus_LV_53-37_0_7_node_129 | 0.4 | n |  | TRUE
155 | bus_LV_53-37_0_7_node_130 | 0.4 | n |  | TRUE
156 | bus_LV_53-37_0_7_node_131 | 0.4 | n |  | TRUE
157 | bus_LV_53-37_0_7_node_132 | 0.4 | n |  | TRUE
158 | bus_LV_53-37_0_7_node_133 | 0.4 | n |  | TRUE
159 | bus_LV_53-37_0_7_node_134 | 0.4 | n |  | TRUE
160 | bus_LV_53-37_0_7_node_135 | 0.4 | n |  | TRUE
161 | bus_LV_53-37_0_7_node_153 | 0.4 | n |  | TRUE
162 | bus_LV_53-37_0_7_node_202 | 0.4 | n |  | TRUE
163 | bus_LV_53-37_0_7_node_136 | 0.4 | n |  | TRUE
164 | bus_LV_53-37_0_7_node_137 | 0.4 | n |  | TRUE
165 | bus_LV_53-37_0_7_node_139 | 0.4 | n |  | TRUE
166 | bus_LV_53-37_0_7_node_150 | 0.4 | n |  | TRUE
167 | bus_LV_53-37_0_7_node_145 | 0.4 | n |  | TRUE
168 | bus_LV_53-37_0_7_node_146 | 0.4 | n |  | TRUE
169 | bus_LV_53-37_0_7_node_147 | 0.4 | n |  | TRUE
170 | bus_LV_53-37_0_7_node_148 | 0.4 | n |  | TRUE
171 | bus_LV_53-37_0_7_node_149 | 0.4 | n |  | TRUE
172 | bus_LV_53-37_0_7_node_194 | 0.4 | n |  | TRUE
173 | bus_LV_53-37_0_7_node_152 | 0.4 | n |  | TRUE
174 | bus_LV_53-37_0_7_node_195 | 0.4 | n |  | TRUE
175 | bus_LV_53-37_0_7_node_151 | 0.4 | n |  | TRUE
176 | bus_LV_53-37_0_7_node_158 | 0.4 | n |  | TRUE
177 | bus_LV_53-37_0_7_node_173 | 0.4 | n |  | TRUE
178 | bus_LV_53-37_0_7_node_172 | 0.4 | n |  | TRUE
179 | bus_LV_53-37_0_7_node_159 | 0.4 | n |  | TRUE
180 | bus_LV_53-37_0_7_node_160 | 0.4 | n |  | TRUE
181 | bus_LV_53-37_0_7_node_177 | 0.4 | n |  | TRUE
182 | bus_LV_53-37_0_7_node_178 | 0.4 | n |  | TRUE
183 | bus_LV_53-37_0_7_node_175 | 0.4 | n |  | TRUE
184 | bus_LV_53-37_0_7_node_174 | 0.4 | n |  | TRUE
185 | bus_LV_53-37_0_7_node_161 | 0.4 | n |  | TRUE
186 | bus_LV_53-37_0_7_node_162 | 0.4 | n |  | TRUE
187 | bus_LV_53-37_0_7_node_181 | 0.4 | n |  | TRUE
188 | bus_LV_53-37_0_7_node_180 | 0.4 | n |  | TRUE
189 | bus_LV_53-37_0_7_node_164 | 0.4 | n |  | TRUE
190 | bus_LV_53-37_0_7_node_165 | 0.4 | n |  | TRUE
191 | bus_LV_53-37_0_7_node_166 | 0.4 | n |  | TRUE
192 | bus_LV_53-37_0_7_node_167 | 0.4 | n |  | TRUE
193 | bus_LV_53-37_0_7_node_168 | 0.4 | n |  | TRUE
194 | bus_LV_53-37_0_7_node_169 | 0.4 | n |  | TRUE
195 | bus_LV_53-37_0_7_node_170 | 0.4 | n |  | TRUE
196 | bus_LV_53-37_0_7_node_179 | 0.4 | n |  | TRUE
197 | bus_LV_53-37_0_7_node_182 | 0.4 | n |  | TRUE
198 | bus_LV_53-37_0_7_node_190 | 0.4 | n |  | TRUE
199 | bus_LV_53-37_0_7_node_196 | 0.4 | n |  | TRUE
200 | bus_MV_351_1_node_177 | 20 | n |  | TRUE

## load
| name | bus | p_mw | q_mvar | const_z_percent | const_i_percent | sn_mva | scaling | in_service | type
0 | LV_53-37_0_7_load_0 | 0 | 0.0042412 | 0.0010629 | 0 | 0 |  | 1 | TRUE | wye
1 | LV_53-37_0_7_load_1 | 1 | 0.014004 | 0.0035098 | 0 | 0 |  | 1 | TRUE | wye
2 | LV_53-37_0_7_load_4 | 3 | 0.0027505 | 0.00068934 | 0 | 0 |  | 1 | TRUE | wye
3 | LV_53-37_0_7_load_48 | 5 | 0.0027492 | 0.00068901 | 0 | 0 |  | 1 | TRUE | wye
4 | LV_53-37_0_7_load_51 | 7 | 0.004202 | 0.0010531 | 0 | 0 |  | 1 | TRUE | wye
5 | LV_53-37_0_7_load_55 | 8 | 0.016255 | 0.004074 | 0 | 0 |  | 1 | TRUE | wye
6 | LV_53-37_0_7_load_29 | 10 | 0.0052722 | 0.0013213 | 0 | 0 |  | 1 | TRUE | wye
7 | LV_53-37_0_7_load_46 | 12 | 0.0017087 | 0.00042825 | 0 | 0 |  | 1 | TRUE | wye
8 | LV_53-37_0_7_load_49 | 13 | 0.0027492 | 0.000689 | 0 | 0 |  | 1 | TRUE | wye
9 | LV_53-37_0_7_load_6 | 14 | 0.003293 | 0.00082531 | 0 | 0 |  | 1 | TRUE | wye
10 | LV_53-37_0_7_load_7 | 15 | 0.0014851 | 0.00037221 | 0 | 0 |  | 1 | TRUE | wye
11 | LV_53-37_0_7_load_13 | 18 | 0.0012119 | 0.00030372 | 0 | 0 |  | 1 | TRUE | wye
12 | LV_53-37_0_7_load_204 | 20 | 0.0019884 | 0.00049834 | 0 | 0 |  | 1 | TRUE | wye
13 | LV_53-37_0_7_load_11 | 21 | 0.0026785 | 0.0006713 | 0 | 0 |  | 1 | TRUE | wye
14 | LV_53-37_0_7_load_20 | 23 | 0.0020567 | 0.00051545 | 0 | 0 |  | 1 | TRUE | wye
15 | LV_53-37_0_7_load_12 | 24 | 0.0020692 | 0.00051858 | 0 | 0 |  | 1 | TRUE | wye
16 | LV_53-37_0_7_load_58 | 27 | 0.0014902 | 0.00037349 | 0 | 0 |  | 1 | TRUE | wye
17 | LV_53-37_0_7_load_59 | 28 | 0.0035014 | 0.00087754 | 0 | 0 |  | 1 | TRUE | wye
18 | LV_53-37_0_7_load_61 | 29 | 0.0055273 | 0.0013853 | 0 | 0 |  | 1 | TRUE | wye
19 | LV_53-37_0_7_load_60 | 30 | 0.0055307 | 0.0013861 | 0 | 0 |  | 1 | TRUE | wye
20 | LV_53-37_0_7_load_103 | 31 | 0.0019041 | 0.00047721 | 0 | 0 |  | 1 | TRUE | wye
21 | LV_53-37_0_7_load_15 | 32 | 0.0081712 | 0.0020479 | 0 | 0 |  | 1 | TRUE | wye
22 | LV_53-37_0_7_load_16 | 33 | 0.0066413 | 0.0016645 | 0 | 0 |  | 1 | TRUE | wye
23 | LV_53-37_0_7_load_18 | 34 | 0.0044689 | 0.00112 | 0 | 0 |  | 1 | TRUE | wye
24 | LV_53-37_0_7_load_37 | 35 | 0.0058708 | 0.0014714 | 0 | 0 |  | 1 | TRUE | wye
25 | LV_53-37_0_7_load_35 | 36 | 0.0083795 | 0.0021001 | 0 | 0 |  | 1 | TRUE | wye
26 | LV_53-37_0_7_load_27 | 38 | 0.007699 | 0.0019295 | 0 | 0 |  | 1 | TRUE | wye
27 | LV_53-37_0_7_load_26 | 39 | 0.0036257 | 0.00090869 | 0 | 0 |  | 1 | TRUE | wye
28 | LV_53-37_0_7_load_30 | 42 | 0.0025555 | 0.00064046 | 0 | 0 |  | 1 | TRUE | wye
29 | LV_53-37_0_7_load_21 | 43 | 0.001691 | 0.0004238 | 0 | 0 |  | 1 | TRUE | wye
30 | LV_53-37_0_7_load_23 | 44 | 0.0016519 | 0.00041401 | 0 | 0 |  | 1 | TRUE | wye
31 | LV_53-37_0_7_load_40 | 45 | 0.001919 | 0.00048094 | 0 | 0 |  | 1 | TRUE | wye
32 | LV_53-37_0_7_load_34 | 46 | 0.0017654 | 0.00044246 | 0 | 0 |  | 1 | TRUE | wye
33 | LV_53-37_0_7_load_39 | 47 | 0.0021585 | 0.00054096 | 0 | 0 |  | 1 | TRUE | wye
34 | LV_53-37_0_7_load_32 | 48 | 0.005001 | 0.0012534 | 0 | 0 |  | 1 | TRUE | wye
35 | LV_53-37_0_7_load_54 | 49 | 0.0025374 | 0.00063594 | 0 | 0 |  | 1 | TRUE | wye
36 | LV_53-37_0_7_load_31 | 50 | 0.0015954 | 0.00039985 | 0 | 0 |  | 1 | TRUE | wye
37 | LV_53-37_0_7_load_33 | 51 | 0.0017161 | 0.00043009 | 0 | 0 |  | 1 | TRUE | wye
38 | LV_53-37_0_7_load_203 | 52 | 0.009588 | 0.002403 | 0 | 0 |  | 1 | TRUE | wye
39 | LV_53-37_0_7_load_191 | 56 | 0.006607 | 0.0016559 | 0 | 0 |  | 1 | TRUE | wye
40 | LV_53-37_0_7_load_201 | 57 | 0.004098 | 0.0010271 | 0 | 0 |  | 1 | TRUE | wye
41 | LV_53-37_0_7_load_189 | 59 | 0.006591 | 0.0016519 | 0 | 0 |  | 1 | TRUE | wye
42 | LV_53-37_0_7_load_44 | 61 | 0.0040367 | 0.0010117 | 0 | 0 |  | 1 | TRUE | wye
43 | LV_53-37_0_7_load_45 | 62 | 0.0041202 | 0.0010326 | 0 | 0 |  | 1 | TRUE | wye
44 | LV_53-37_0_7_load_47 | 63 | 0.0035681 | 0.00089425 | 0 | 0 |  | 1 | TRUE | wye
45 | LV_53-37_0_7_load_141 | 65 | 0.0032223 | 0.00080759 | 0 | 0 |  | 1 | TRUE | wye
46 | LV_53-37_0_7_load_50 | 66 | 0.0027505 | 0.00068934 | 0 | 0 |  | 1 | TRUE | wye
47 | LV_53-37_0_7_load_52 | 67 | 0.0014527 | 0.00036409 | 0 | 0 |  | 1 | TRUE | wye
48 | LV_53-37_0_7_load_53 | 68 | 0.0012114 | 0.00030361 | 0 | 0 |  | 1 | TRUE | wye
49 | LV_53-37_0_7_load_193 | 69 | 0.0011901 | 0.00029827 | 0 | 0 |  | 1 | TRUE | wye
50 | LV_53-37_0_7_load_144 | 70 | 0.00087156 | 0.00021843 | 0 | 0 |  | 1 | TRUE | wye
51 | LV_53-37_0_7_load_56 | 71 | 0.0028408 | 0.00071197 | 0 | 0 |  | 1 | TRUE | wye
52 | LV_53-37_0_7_load_102 | 73 | 0.0014906 | 0.00037358 | 0 | 0 |  | 1 | TRUE | wye
53 | LV_53-37_0_7_load_116 | 75 | 0.0072998 | 0.0018295 | 0 | 0 |  | 1 | TRUE | wye
54 | LV_53-37_0_7_load_64 | 77 | 0.0037326 | 0.00093548 | 0 | 0 |  | 1 | TRUE | wye
55 | LV_53-37_0_7_load_87 | 78 | 0.0038632 | 0.00096821 | 0 | 0 |  | 1 | TRUE | wye
56 | LV_53-37_0_7_load_86 | 82 | 0.0062625 | 0.0015695 | 0 | 0 |  | 1 | TRUE | wye
57 | LV_53-37_0_7_load_65 | 83 | 0.0025009 | 0.00062678 | 0 | 0 |  | 1 | TRUE | wye
58 | LV_53-37_0_7_load_66 | 84 | 0.0017916 | 0.00044901 | 0 | 0 |  | 1 | TRUE | wye
59 | LV_53-37_0_7_load_94 | 86 | 0.0031913 | 0.00079982 | 0 | 0 |  | 1 | TRUE | wye
60 | LV_53-37_0_7_load_192 | 89 | 0.0014396 | 0.00036079 | 0 | 0 |  | 1 | TRUE | wye
61 | LV_53-37_0_7_load_68 | 90 | 0.0045886 | 0.00115 | 0 | 0 |  | 1 | TRUE | wye
62 | LV_53-37_0_7_load_69 | 91 | 0.0059852 | 0.0015 | 0 | 0 |  | 1 | TRUE | wye
63 | LV_53-37_0_7_load_72 | 94 | 0.0086514 | 0.0021683 | 0 | 0 |  | 1 | TRUE | wye
64 | LV_53-37_0_7_load_76 | 97 | 0.007165 | 0.0017957 | 0 | 0 |  | 1 | TRUE | wye
65 | LV_53-37_0_7_load_77 | 98 | 0.012505 | 0.003134 | 0 | 0 |  | 1 | TRUE | wye
66 | LV_53-37_0_7_load_200 | 99 | 0.0037261 | 0.00093384 | 0 | 0 |  | 1 | TRUE | wye
67 | LV_53-37_0_7_load_83 | 100 | 0.0091054 | 0.002282 | 0 | 0 |  | 1 | TRUE | wye
68 | LV_53-37_0_7_load_80 | 101 | 0.011119 | 0.0027868 | 0 | 0 |  | 1 | TRUE | wye
69 | LV_53-37_0_7_load_78 | 103 | 0.01112 | 0.0027868 | 0 | 0 |  | 1 | TRUE | wye
70 | LV_53-37_0_7_load_81 | 105 | 0.0093176 | 0.0023352 | 0 | 0 |  | 1 | TRUE | wye
71 | LV_53-37_0_7_load_93 | 108 | 0.01142 | 0.0028622 | 0 | 0 |  | 1 | TRUE | wye
72 | LV_53-37_0_7_load_92 | 109 | 0.00705 | 0.0017669 | 0 | 0 |  | 1 | TRUE | wye
73 | LV_53-37_0_7_load_79 | 110 | 0.0020229 | 0.00050698 | 0 | 0 |  | 1 | TRUE | wye
74 | LV_53-37_0_7_load_110 | 111 | 0.0054891 | 0.0013757 | 0 | 0 |  | 1 | TRUE | wye
75 | LV_53-37_0_7_load_183 | 112 | 0.002574 | 0.00064512 | 0 | 0 |  | 1 | TRUE | wye
76 | LV_53-37_0_7_load_82 | 113 | 0.0048931 | 0.0012263 | 0 | 0 |  | 1 | TRUE | wye
77 | LV_53-37_0_7_load_119 | 114 | 0.0029435 | 0.00073771 | 0 | 0 |  | 1 | TRUE | wye
78 | LV_53-37_0_7_load_122 | 115 | 0.0028802 | 0.00072185 | 0 | 0 |  | 1 | TRUE | wye
79 | LV_53-37_0_7_load_118 | 116 | 0.001078 | 0.00027018 | 0 | 0 |  | 1 | TRUE | wye
80 | LV_53-37_0_7_load_115 | 117 | 0.0038601 | 0.00096743 | 0 | 0 |  | 1 | TRUE | wye
81 | LV_53-37_0_7_load_96 | 118 | 0.0080323 | 0.0020131 | 0 | 0 |  | 1 | TRUE | wye
82 | LV_53-37_0_7_load_101 | 119 | 0.0091838 | 0.0023017 | 0 | 0 |  | 1 | TRUE | wye
83 | LV_53-37_0_7_load_100 | 120 | 0.013938 | 0.0034932 | 0 | 0 |  | 1 | TRUE | wye
84 | LV_53-37_0_7_load_98 | 121 | 0.0093927 | 0.002354 | 0 | 0 |  | 1 | TRUE | wye
85 | LV_53-37_0_7_load_97 | 122 | 0.0081889 | 0.0020523 | 0 | 0 |  | 1 | TRUE | wye
86 | LV_53-37_0_7_load_91 | 123 | 0.0035018 | 0.00087764 | 0 | 0 |  | 1 | TRUE | wye
87 | LV_53-37_0_7_load_186 | 124 | 0.0037951 | 0.00095113 | 0 | 0 |  | 1 | TRUE | wye
88 | LV_53-37_0_7_load_184 | 125 | 0.0075094 | 0.001882 | 0 | 0 |  | 1 | TRUE | wye
89 | LV_53-37_0_7_load_104 | 126 | 0.00194 | 0.00048622 | 0 | 0 |  | 1 | TRUE | wye
90 | LV_53-37_0_7_load_105 | 127 | 0.0014906 | 0.00037358 | 0 | 0 |  | 1 | TRUE | wye
91 | LV_53-37_0_7_load_106 | 128 | 0.0031491 | 0.00078925 | 0 | 0 |  | 1 | TRUE | wye
92 | LV_53-37_0_7_load_107 | 129 | 0.0014897 | 0.00037336 | 0 | 0 |  | 1 | TRUE | wye
93 | LV_53-37_0_7_load_108 | 130 | 0.0033922 | 0.00085015 | 0 | 0 |  | 1 | TRUE | wye
94 | LV_53-37_0_7_load_109 | 131 | 0.0030743 | 0.00077049 | 0 | 0 |  | 1 | TRUE | wye
95 | LV_53-37_0_7_load_111 | 132 | 0.0012416 | 0.00031117 | 0 | 0 |  | 1 | TRUE | wye
96 | LV_53-37_0_7_load_163 | 134 | 0.0025436 | 0.00063749 | 0 | 0 |  | 1 | TRUE | wye
97 | LV_53-37_0_7_load_138 | 135 | 0.0088673 | 0.0022224 | 0 | 0 |  | 1 | TRUE | wye
98 | LV_53-37_0_7_load_112 | 136 | 0.0030249 | 0.00075811 | 0 | 0 |  | 1 | TRUE | wye
99 | LV_53-37_0_7_load_114 | 138 | 0.0033895 | 0.00084949 | 0 | 0 |  | 1 | TRUE | wye
100 | LV_53-37_0_7_load_120 | 139 | 0.0034883 | 0.00087426 | 0 | 0 |  | 1 | TRUE | wye
101 | LV_53-37_0_7_load_121 | 140 | 0.001111 | 0.00027845 | 0 | 0 |  | 1 | TRUE | wye
102 | LV_53-37_0_7_load_154 | 141 | 0.0026165 | 0.00065575 | 0 | 0 |  | 1 | TRUE | wye
103 | LV_53-37_0_7_load_199 | 143 | 0.0033272 | 0.00083388 | 0 | 0 |  | 1 | TRUE | wye
104 | LV_53-37_0_7_load_197 | 144 | 0.0012355 | 0.00030964 | 0 | 0 |  | 1 | TRUE | wye
105 | LV_53-37_0_7_load_155 | 145 | 0.0022312 | 0.0005592 | 0 | 0 |  | 1 | TRUE | wye
106 | LV_53-37_0_7_load_123 | 146 | 0.0024777 | 0.00062096 | 0 | 0 |  | 1 | TRUE | wye
107 | LV_53-37_0_7_load_124 | 147 | 0.0026316 | 0.00065955 | 0 | 0 |  | 1 | TRUE | wye
108 | LV_53-37_0_7_load_126 | 149 | 0.0024807 | 0.00062173 | 0 | 0 |  | 1 | TRUE | wye
109 | LV_53-37_0_7_load_127 | 150 | 0.0018218 | 0.00045659 | 0 | 0 |  | 1 | TRUE | wye
110 | LV_53-37_0_7_load_128 | 151 | 0.0024793 | 0.00062138 | 0 | 0 |  | 1 | TRUE | wye
111 | LV_53-37_0_7_load_156 | 152 | 0.0026403 | 0.00066171 | 0 | 0 |  | 1 | TRUE | wye
112 | LV_53-37_0_7_load_129 | 154 | 0.0013348 | 0.00033454 | 0 | 0 |  | 1 | TRUE | wye
113 | LV_53-37_0_7_load_130 | 155 | 0.00057383 | 0.00014381 | 0 | 0 |  | 1 | TRUE | wye
114 | LV_53-37_0_7_load_132 | 157 | 0.00067684 | 0.00016963 | 0 | 0 |  | 1 | TRUE | wye
115 | LV_53-37_0_7_load_133 | 158 | 0.00091936 | 0.00023041 | 0 | 0 |  | 1 | TRUE | wye
116 | LV_53-37_0_7_load_135 | 160 | 0.0023463 | 0.00058803 | 0 | 0 |  | 1 | TRUE | wye
117 | LV_53-37_0_7_load_153 | 161 | 0.0020024 | 0.00050185 | 0 | 0 |  | 1 | TRUE | wye
118 | LV_53-37_0_7_load_202 | 162 | 0.0095238 | 0.0023869 | 0 | 0 |  | 1 | TRUE | wye
119 | LV_53-37_0_7_load_136 | 163 | 0.0026721 | 0.00066968 | 0 | 0 |  | 1 | TRUE | wye
120 | LV_53-37_0_7_load_139 | 165 | 0.0024462 | 0.00061308 | 0 | 0 |  | 1 | TRUE | wye
121 | LV_53-37_0_7_load_150 | 166 | 0.0018785 | 0.00047079 | 0 | 0 |  | 1 | TRUE | wye
122 | LV_53-37_0_7_load_145 | 167 | 0.0037674 | 0.00094419 | 0 | 0 |  | 1 | TRUE | wye
123 | LV_53-37_0_7_load_146 | 168 | 0.0049852 | 0.0012494 | 0 | 0 |  | 1 | TRUE | wye
124 | LV_53-37_0_7_load_148 | 170 | 0.0013011 | 0.0003261 | 0 | 0 |  | 1 | TRUE | wye
125 | LV_53-37_0_7_load_149 | 171 | 0.0054007 | 0.0013535 | 0 | 0 |  | 1 | TRUE | wye
126 | LV_53-37_0_7_load_194 | 172 | 0.0011359 | 0.00028469 | 0 | 0 |  | 1 | TRUE | wye
127 | LV_53-37_0_7_load_152 | 173 | 0.0044338 | 0.0011112 | 0 | 0 |  | 1 | TRUE | wye
128 | LV_53-37_0_7_load_195 | 174 | 0.0011082 | 0.00027773 | 0 | 0 |  | 1 | TRUE | wye
129 | LV_53-37_0_7_load_151 | 175 | 0.0028562 | 0.00071583 | 0 | 0 |  | 1 | TRUE | wye
130 | LV_53-37_0_7_load_158 | 176 | 0.0024573 | 0.00061585 | 0 | 0 |  | 1 | TRUE | wye
131 | LV_53-37_0_7_load_173 | 177 | 0.0016262 | 0.00040755 | 0 | 0 |  | 1 | TRUE | wye
132 | LV_53-37_0_7_load_172 | 178 | 0.0020547 | 0.00051496 | 0 | 0 |  | 1 | TRUE | wye
133 | LV_53-37_0_7_load_159 | 179 | 0.00093243 | 0.00023369 | 0 | 0 |  | 1 | TRUE | wye
134 | LV_53-37_0_7_load_160 | 180 | 0.0012769 | 0.00032003 | 0 | 0 |  | 1 | TRUE | wye
135 | LV_53-37_0_7_load_177 | 181 | 0.0026575 | 0.00066603 | 0 | 0 |  | 1 | TRUE | wye
136 | LV_53-37_0_7_load_178 | 182 | 0.0035134 | 0.00088054 | 0 | 0 |  | 1 | TRUE | wye
137 | LV_53-37_0_7_load_175 | 183 | 0.0018377 | 0.00046057 | 0 | 0 |  | 1 | TRUE | wye
138 | LV_53-37_0_7_load_174 | 184 | 0.0025467 | 0.00063827 | 0 | 0 |  | 1 | TRUE | wye
139 | LV_53-37_0_7_load_162 | 186 | 0.0013669 | 0.00034258 | 0 | 0 |  | 1 | TRUE | wye
140 | LV_53-37_0_7_load_181 | 187 | 0.001805 | 0.00045238 | 0 | 0 |  | 1 | TRUE | wye
141 | LV_53-37_0_7_load_180 | 188 | 0.0028759 | 0.00072077 | 0 | 0 |  | 1 | TRUE | wye
142 | LV_53-37_0_7_load_164 | 189 | 0.0032373 | 0.00081135 | 0 | 0 |  | 1 | TRUE | wye
143 | LV_53-37_0_7_load_165 | 190 | 0.0030076 | 0.00075378 | 0 | 0 |  | 1 | TRUE | wye
144 | LV_53-37_0_7_load_168 | 193 | 0.0056522 | 0.0014166 | 0 | 0 |  | 1 | TRUE | wye
145 | LV_53-37_0_7_load_169 | 194 | 0.0020688 | 0.00051849 | 0 | 0 |  | 1 | TRUE | wye
146 | LV_53-37_0_7_load_170 | 195 | 0.0018032 | 0.00045192 | 0 | 0 |  | 1 | TRUE | wye
147 | LV_53-37_0_7_load_179 | 196 | 0.0083884 | 0.0021023 | 0 | 0 |  | 1 | TRUE | wye
148 | LV_53-37_0_7_load_182 | 197 | 0.0029622 | 0.00074239 | 0 | 0 |  | 1 | TRUE | wye
149 | LV_53-37_0_7_load_190 | 198 | 0.006802 | 0.0017048 | 0 | 0 |  | 1 | TRUE | wye
150 | LV_53-37_0_7_load_196 | 199 | 0.0010275 | 0.00025751 | 0 | 0 |  | 1 | TRUE | wye

## ext_grid
| name | bus | vm_pu | va_degree | slack_weight | in_service
0 |  | 137 | 1 | 0 | 1 | TRUE

## line
| name | std_type | from_bus | to_bus | length_km | r_ohm_per_km | x_ohm_per_km | c_nf_per_km | g_us_per_km | max_i_ka | df | parallel | type | in_service
0 | LV_53-37_0_7_line_0 |  | 0 | 1 | 0.019098 | 0.125 | 0.08 | 261 | 0 | 0.364 | 1 | 1 | cs | TRUE
1 | LV_53-37_0_7_line_1 |  | 0 | 2 | 0.016975 | 0.125 | 0.08 | 261 | 0 | 0.364 | 1 | 1 | cs | TRUE
2 | LV_53-37_0_7_line_2 |  | 2 | 3 | 0.011239 | 0.125 | 0.08 | 261 | 0 | 0.364 | 1 | 1 | cs | TRUE
3 | LV_53-37_0_7_line_3 |  | 2 | 4 | 0.028947 | 0.125 | 0.08 | 261 | 0 | 0.364 | 1 | 1 | cs | TRUE
4 | LV_53-37_0_7_line_4 |  | 3 | 5 | 0.00095376 | 0.125 | 0.08 | 261 | 0 | 0.364 | 1 | 1 | cs | TRUE
5 | LV_53-37_0_7_line_5 |  | 4 | 6 | 0.026096 | 0.125 | 0.08 | 261 | 0 | 0.364 | 1 | 1 | cs | TRUE
6 | LV_53-37_0_7_line_6 |  | 4 | 7 | 0.014786 | 0.125 | 0.08 | 261 | 0 | 0.364 | 1 | 1 | cs | TRUE
7 | LV_53-37_0_7_line_7 |  | 5 | 12 | 0.023883 | 0.125 | 0.08 | 261 | 0 | 0.364 | 1 | 1 | cs | TRUE
8 | LV_53-37_0_7_line_8 |  | 6 | 8 | 0.026452 | 0.125 | 0.08 | 261 | 0 | 0.364 | 1 | 1 | cs | TRUE
9 | LV_53-37_0_7_line_9 |  | 7 | 13 | 0.0010714 | 0.125 | 0.08 | 261 | 0 | 0.364 | 1 | 1 | cs | TRUE
10 | LV_53-37_0_7_line_10 |  | 8 | 49 | 0.02314 | 0.125 | 0.08 | 261 | 0 | 0.364 | 1 | 1 | cs | TRUE
11 | LV_53-37_0_7_line_11 |  | 9 | 10 | 0.030674 | 0.125 | 0.08 | 261 | 0 | 0.364 | 1 | 1 | cs | TRUE
12 | LV_53-37_0_7_line_12 |  | 9 | 11 | 0.025035 | 0.125 | 0.08 | 261 | 0 | 0.364 | 1 | 1 | cs | TRUE
13 | LV_53-37_0_7_line_13 |  | 10 | 42 | 0.013545 | 0.125 | 0.08 | 261 | 0 | 0.364 | 1 | 1 | cs | TRUE
14 | LV_53-37_0_7_line_14 |  | 10 | 38 | 0.046551 | 0.125 | 0.08 | 261 | 0 | 0.364 | 1 | 1 | cs | TRUE
15 | LV_53-37_0_7_line_15 |  | 11 | 18 | 0.025805 | 0.125 | 0.08 | 261 | 0 | 0.364 | 1 | 1 | cs | TRUE
16 | LV_53-37_0_7_line_16 |  | 11 | 19 | 0.021239 | 0.125 | 0.08 | 261 | 0 | 0.364 | 1 | 1 | cs | TRUE
17 | LV_53-37_0_7_line_17 |  | 11 | 16 | 0.004092 | 0.125 | 0.08 | 261 | 0 | 0.364 | 1 | 1 | cs | TRUE
18 | LV_53-37_0_7_line_18 |  | 12 | 61 | 0.0022758 | 0.125 | 0.08 | 261 | 0 | 0.364 | 1 | 1 | cs | TRUE
19 | LV_53-37_0_7_line_19 |  | 13 | 66 | 0.021362 | 0.125 | 0.08 | 261 | 0 | 0.364 | 1 | 2 | cs | TRUE
20 | LV_53-37_0_7_line_20 |  | 14 | 15 | 0.033476 | 0.125 | 0.08 | 261 | 0 | 0.364 | 1 | 1 | cs | TRUE
21 | LV_53-37_0_7_line_21 |  | 14 | 16 | 0.024756 | 0.125 | 0.08 | 261 | 0 | 0.364 | 1 | 1 | cs | TRUE
22 | LV_53-37_0_7_line_22 |  | 16 | 17 | 0.002881 | 0.125 | 0.08 | 261 | 0 | 0.364 | 1 | 1 | cs | TRUE
23 | LV_53-37_0_7_line_23 |  | 17 | 20 | 0.010539 | 0.125 | 0.08 | 261 | 0 | 0.364 | 1 | 1 | cs | TRUE
24 | LV_53-37_0_7_line_24 |  | 18 | 21 | 0.012783 | 0.125 | 0.08 | 261 | 0 | 0.364 | 1 | 1 | cs | TRUE
25 | LV_53-37_0_7_line_25 |  | 19 | 22 | 0.039642 | 0.125 | 0.08 | 261 | 0 | 0.364 | 1 | 5 | cs | TRUE
26 | LV_53-37_0_7_line_26 |  | 19 | 23 | 0.015175 | 0.125 | 0.08 | 261 | 0 | 0.364 | 1 | 5 | cs | TRUE
27 | LV_53-37_0_7_line_27 |  | 21 | 24 | 0.025152 | 0.125 | 0.08 | 261 | 0 | 0.364 | 1 | 1 | cs | TRUE
28 | LV_53-37_0_7_line_28 |  | 22 | 46 | 0.018026 | 0.125 | 0.08 | 261 | 0 | 0.364 | 1 | 1 | cs | TRUE
29 | LV_53-37_0_7_line_29 |  | 22 | 30 | 0.043994 | 0.125 | 0.08 | 261 | 0 | 0.364 | 1 | 5 | cs | TRUE
30 | LV_53-37_0_7_line_30 |  | 23 | 43 | 0.0072014 | 0.125 | 0.08 | 261 | 0 | 0.364 | 1 | 5 | cs | TRUE
31 | LV_53-37_0_7_line_31 |  | 25 | 26 | 0.00444 | 0.125 | 0.08 | 261 | 0 | 0.364 | 1 | 5 | cs | TRUE
32 | LV_53-37_0_7_line_32 |  | 25 | 27 | 0.022569 | 0.125 | 0.08 | 261 | 0 | 0.364 | 1 | 5 | cs | TRUE
33 | LV_53-37_0_7_line_33 |  | 25 | 28 | 0.018894 | 0.125 | 0.08 | 261 | 0 | 0.364 | 1 | 1 | cs | TRUE
34 | LV_53-37_0_7_line_34 |  | 26 | 29 | 0.011444 | 0.125 | 0.08 | 261 | 0 | 0.364 | 1 | 5 | cs | TRUE
35 | LV_53-37_0_7_line_35 |  | 26 | 30 | 0.013835 | 0.125 | 0.08 | 261 | 0 | 0.364 | 1 | 5 | cs | TRUE
36 | LV_53-37_0_7_line_36 |  | 27 | 31 | 0.0021969 | 0.125 | 0.08 | 261 | 0 | 0.364 | 1 | 5 | cs | TRUE
37 | LV_53-37_0_7_line_37 |  | 29 | 72 | 0.035329 | 0.125 | 0.08 | 261 | 0 | 0.364 | 1 | 5 | cs | TRUE
38 | LV_53-37_0_7_line_38 |  | 31 | 73 | 0.017328 | 0.125 | 0.08 | 261 | 0 | 0.364 | 1 | 5 | cs | TRUE
39 | LV_53-37_0_7_line_39 |  | 32 | 33 | 0.030885 | 0.125 | 0.08 | 261 | 0 | 0.364 | 1 | 1 | cs | TRUE
40 | LV_53-37_0_7_line_40 |  | 33 | 34 | 0.014667 | 0.125 | 0.08 | 261 | 0 | 0.364 | 1 | 1 | cs | TRUE
41 | LV_53-37_0_7_line_41 |  | 33 | 35 | 0.021386 | 0.125 | 0.08 | 261 | 0 | 0.364 | 1 | 1 | cs | TRUE
42 | LV_53-37_0_7_line_42 |  | 35 | 36 | 0.011882 | 0.125 | 0.08 | 261 | 0 | 0.364 | 1 | 1 | cs | TRUE
43 | LV_53-37_0_7_line_43 |  | 36 | 40 | 0.0071861 | 0.125 | 0.08 | 261 | 0 | 0.364 | 1 | 1 | cs | TRUE
44 | LV_53-37_0_7_line_44 |  | 37 | 38 | 0.028395 | 0.125 | 0.08 | 261 | 0 | 0.364 | 1 | 1 | cs | TRUE
45 | LV_53-37_0_7_line_45 |  | 37 | 39 | 0.049711 | 0.125 | 0.08 | 261 | 0 | 0.364 | 1 | 1 | cs | TRUE
46 | LV_53-37_0_7_line_46 |  | 40 | 41 | 0.030412 | 0.125 | 0.08 | 261 | 0 | 0.364 | 1 | 1 | cs | TRUE
47 | LV_53-37_0_7_line_47 |  | 41 | 52 | 0.024221 | 0.125 | 0.08 | 261 | 0 | 0.364 | 1 | 1 | cs | TRUE
48 | LV_53-37_0_7_line_48 |  | 41 | 53 | 0.084365 | 0.125 | 0.08 | 261 | 0 | 0.364 | 1 | 2 | cs | TRUE
49 | LV_53-37_0_7_line_49 |  | 42 | 50 | 0.00062222 | 0.125 | 0.08 | 261 | 0 | 0.364 | 1 | 1 | cs | TRUE
50 | LV_53-37_0_7_line_50 |  | 43 | 44 | 0.010034 | 0.125 | 0.08 | 261 | 0 | 0.364 | 1 | 5 | cs | TRUE
51 | LV_53-37_0_7_line_51 |  | 44 | 45 | 0.010282 | 0.125 | 0.08 | 261 | 0 | 0.364 | 1 | 5 | cs | TRUE
52 | LV_53-37_0_7_line_52 |  | 45 | 47 | 0.0077445 | 0.125 | 0.08 | 261 | 0 | 0.364 | 1 | 5 | cs | TRUE
53 | LV_53-37_0_7_line_53 |  | 46 | 48 | 0.010277 | 0.125 | 0.08 | 261 | 0 | 0.364 | 1 | 1 | cs | TRUE
54 | LV_53-37_0_7_line_54 |  | 47 | 53 | 0.040213 | 0.125 | 0.08 | 261 | 0 | 0.364 | 1 | 5 | cs | TRUE
55 | LV_53-37_0_7_line_55 |  | 48 | 51 | 0.0013115 | 0.125 | 0.08 | 261 | 0 | 0.364 | 1 | 1 | cs | TRUE
56 | LV_53-37_0_7_line_56 |  | 49 | 71 | 0.013458 | 0.125 | 0.08 | 261 | 0 | 0.364 | 1 | 1 | cs | TRUE
57 | LV_53-37_0_7_line_57 |  | 53 | 54 | 0.023039 | 0.125 | 0.08 | 261 | 0 | 0.364 | 1 | 1 | cs | TRUE
58 | LV_53-37_0_7_line_58 |  | 53 | 55 | 0.066765 | 0.125 | 0.08 | 261 | 0 | 0.364 | 1 | 1 | cs | TRUE
59 | LV_53-37_0_7_line_59 |  | 54 | 57 | 0.016282 | 0.125 | 0.08 | 261 | 0 | 0.364 | 1 | 1 | cs | TRUE
60 | LV_53-37_0_7_line_60 |  | 55 | 56 | 0.014097 | 0.125 | 0.08 | 261 | 0 | 0.364 | 1 | 1 | cs | TRUE
61 | LV_53-37_0_7_line_61 |  | 58 | 59 | 0.013081 | 0.125 | 0.08 | 261 | 0 | 0.364 | 1 | 1 | cs | TRUE
62 | LV_53-37_0_7_line_62 |  | 58 | 60 | 0.035153 | 0.125 | 0.08 | 261 | 0 | 0.364 | 1 | 1 | cs | TRUE
63 | LV_53-37_0_7_line_63 |  | 59 | 198 | 0.03263 | 0.125 | 0.08 | 261 | 0 | 0.364 | 1 | 1 | cs | TRUE
64 | LV_53-37_0_7_line_64 |  | 60 | 124 | 0.018779 | 0.125 | 0.08 | 261 | 0 | 0.364 | 1 | 1 | cs | TRUE
65 | LV_53-37_0_7_line_65 |  | 60 | 118 | 0.022216 | 0.125 | 0.08 | 261 | 0 | 0.364 | 1 | 1 | cs | TRUE
66 | LV_53-37_0_7_line_66 |  | 61 | 62 | 0.024019 | 0.125 | 0.08 | 261 | 0 | 0.364 | 1 | 1 | cs | TRUE
67 | LV_53-37_0_7_line_67 |  | 62 | 63 | 0.0045956 | 0.125 | 0.08 | 261 | 0 | 0.364 | 1 | 1 | cs | TRUE
68 | LV_53-37_0_7_line_68 |  | 63 | 64 | 0.0086394 | 0.125 | 0.08 | 261 | 0 | 0.364 | 1 | 1 | cs | TRUE
69 | LV_53-37_0_7_line_69 |  | 64 | 65 | 0.020317 | 0.125 | 0.08 | 261 | 0 | 0.364 | 1 | 1 | cs | TRUE
70 | LV_53-37_0_7_line_70 |  | 66 | 67 | 0.01829 | 0.125 | 0.08 | 261 | 0 | 0.364 | 1 | 2 | cs | TRUE
71 | LV_53-37_0_7_line_71 |  | 67 | 68 | 0.006924 | 0.125 | 0.08 | 261 | 0 | 0.364 | 1 | 5 | cs | TRUE
72 | LV_53-37_0_7_line_72 |  | 68 | 69 | 0.0062384 | 0.125 | 0.08 | 261 | 0 | 0.364 | 1 | 5 | cs | TRUE
73 | LV_53-37_0_7_line_73 |  | 69 | 70 | 0.0053555 | 0.125 | 0.08 | 261 | 0 | 0.364 | 1 | 5 | cs | TRUE
74 | LV_53-37_0_7_line_74 |  | 70 | 133 | 0.01929 | 0.125 | 0.08 | 261 | 0 | 0.364 | 1 | 5 | cs | TRUE
75 | LV_53-37_0_7_line_75 |  | 72 | 76 | 0.006045 | 0.125 | 0.08 | 261 | 0 | 0.364 | 1 | 5 | cs | TRUE
76 | LV_53-37_0_7_line_76 |  | 72 | 77 | 0.021213 | 0.125 | 0.08 | 261 | 0 | 0.364 | 1 | 1 | cs | TRUE
77 | LV_53-37_0_7_line_77 |  | 73 | 126 | 0.0026084 | 0.125 | 0.08 | 261 | 0 | 0.364 | 1 | 5 | cs | TRUE
78 | LV_53-37_0_7_line_78 |  | 74 | 75 | 0.019477 | 0.125 | 0.08 | 261 | 0 | 0.364 | 1 | 1 | cs | TRUE
79 | LV_53-37_0_7_line_79 |  | 74 | 76 | 0.005822 | 0.125 | 0.08 | 261 | 0 | 0.364 | 1 | 1 | cs | TRUE
80 | LV_53-37_0_7_line_80 |  | 76 | 78 | 0.024866 | 0.125 | 0.08 | 261 | 0 | 0.364 | 1 | 5 | cs | TRUE
81 | LV_53-37_0_7_line_81 |  | 77 | 79 | 0.032475 | 0.125 | 0.08 | 261 | 0 | 0.364 | 1 | 1 | cs | TRUE
82 | LV_53-37_0_7_line_82 |  | 78 | 80 | 0.020553 | 0.125 | 0.08 | 261 | 0 | 0.364 | 1 | 5 | cs | TRUE
83 | LV_53-37_0_7_line_83 |  | 79 | 81 | 0.018445 | 0.125 | 0.08 | 261 | 0 | 0.364 | 1 | 1 | cs | TRUE
84 | LV_53-37_0_7_line_84 |  | 79 | 82 | 0.029153 | 0.125 | 0.08 | 261 | 0 | 0.364 | 1 | 1 | cs | TRUE
85 | LV_53-37_0_7_line_85 |  | 80 | 102 | 0.037169 | 0.125 | 0.08 | 261 | 0 | 0.364 | 1 | 1 | cs | TRUE
86 | LV_53-37_0_7_line_86 |  | 80 | 93 | 0.008878 | 0.125 | 0.08 | 261 | 0 | 0.364 | 1 | 5 | cs | TRUE
87 | LV_53-37_0_7_line_87 |  | 81 | 118 | 0.018188 | 0.125 | 0.08 | 261 | 0 | 0.364 | 1 | 1 | cs | TRUE
88 | LV_53-37_0_7_line_88 |  | 81 | 86 | 0.020407 | 0.125 | 0.08 | 261 | 0 | 0.364 | 1 | 1 | cs | TRUE
89 | LV_53-37_0_7_line_89 |  | 82 | 119 | 0.013903 | 0.125 | 0.08 | 261 | 0 | 0.364 | 1 | 1 | cs | TRUE
90 | LV_53-37_0_7_line_90 |  | 83 | 84 | 0.016149 | 0.125 | 0.08 | 261 | 0 | 0.364 | 1 | 1 | cs | TRUE
91 | LV_53-37_0_7_line_91 |  | 84 | 85 | 0.038239 | 0.125 | 0.08 | 261 | 0 | 0.364 | 1 | 1 | cs | TRUE
92 | LV_53-37_0_7_line_92 |  | 85 | 86 | 0.014526 | 0.125 | 0.08 | 261 | 0 | 0.364 | 1 | 1 | cs | TRUE
93 | LV_53-37_0_7_line_93 |  | 87 | 88 | 0.004781 | 0.125 | 0.08 | 261 | 0 | 0.364 | 1 | 1 | cs | TRUE
94 | LV_53-37_0_7_line_94 |  | 87 | 89 | 0.015646 | 0.125 | 0.08 | 261 | 0 | 0.364 | 1 | 1 | cs | TRUE
95 | LV_53-37_0_7_line_95 |  | 88 | 124 | 0.025397 | 0.125 | 0.08 | 261 | 0 | 0.364 | 1 | 1 | cs | TRUE
96 | LV_53-37_0_7_line_96 |  | 90 | 91 | 0.026143 | 0.125 | 0.08 | 261 | 0 | 0.364 | 1 | 5 | cs | TRUE
97 | LV_53-37_0_7_line_97 |  | 90 | 92 | 0.042319 | 0.125 | 0.08 | 261 | 0 | 0.364 | 1 | 1 | cs | TRUE
98 | LV_53-37_0_7_line_98 |  | 91 | 93 | 0.053915 | 0.125 | 0.08 | 261 | 0 | 0.364 | 1 | 5 | cs | TRUE
99 | LV_53-37_0_7_line_99 |  | 92 | 94 | 0.026911 | 0.125 | 0.08 | 261 | 0 | 0.364 | 1 | 1 | cs | TRUE
100 | LV_53-37_0_7_line_100 |  | 92 | 95 | 0.005095 | 0.125 | 0.08 | 261 | 0 | 0.364 | 1 | 1 | cs | TRUE
101 | LV_53-37_0_7_line_101 |  | 93 | 96 | 0.063572 | 0.125 | 0.08 | 261 | 0 | 0.364 | 1 | 5 | cs | TRUE
102 | LV_53-37_0_7_line_102 |  | 93 | 97 | 0.015466 | 0.125 | 0.08 | 261 | 0 | 0.364 | 1 | 1 | cs | TRUE
103 | LV_53-37_0_7_line_103 |  | 94 | 98 | 0.036836 | 0.125 | 0.08 | 261 | 0 | 0.364 | 1 | 1 | cs | TRUE
104 | LV_53-37_0_7_line_104 |  | 95 | 99 | 0.0057242 | 0.125 | 0.08 | 261 | 0 | 0.364 | 1 | 1 | cs | TRUE
105 | LV_53-37_0_7_line_105 |  | 96 | 100 | 0.026452 | 0.125 | 0.08 | 261 | 0 | 0.364 | 1 | 5 | cs | TRUE
106 | LV_53-37_0_7_line_106 |  | 96 | 101 | 0.031845 | 0.125 | 0.08 | 261 | 0 | 0.364 | 1 | 1 | cs | TRUE
107 | LV_53-37_0_7_line_107 |  | 98 | 103 | 0.05789 | 0.125 | 0.08 | 261 | 0 | 0.364 | 1 | 1 | cs | TRUE
108 | LV_53-37_0_7_line_108 |  | 100 | 104 | 0.021288 | 0.125 | 0.08 | 261 | 0 | 0.364 | 1 | 5 | cs | TRUE
109 | LV_53-37_0_7_line_109 |  | 101 | 105 | 0.0013043 | 0.125 | 0.08 | 261 | 0 | 0.364 | 1 | 1 | cs | TRUE
110 | LV_53-37_0_7_line_110 |  | 102 | 106 | 0.032462 | 0.125 | 0.08 | 261 | 0 | 0.364 | 1 | 1 | cs | TRUE
111 | LV_53-37_0_7_line_111 |  | 103 | 110 | 0.028711 | 0.125 | 0.08 | 261 | 0 | 0.364 | 1 | 1 | cs | TRUE
112 | LV_53-37_0_7_line_112 |  | 104 | 116 | 0.02496 | 0.125 | 0.08 | 261 | 0 | 0.364 | 1 | 1 | cs | TRUE
113 | LV_53-37_0_7_line_113 |  | 104 | 117 | 0.031545 | 0.125 | 0.08 | 261 | 0 | 0.364 | 1 | 5 | cs | TRUE
114 | LV_53-37_0_7_line_114 |  | 105 | 113 | 0.057234 | 0.125 | 0.08 | 261 | 0 | 0.364 | 1 | 1 | cs | TRUE
115 | LV_53-37_0_7_line_115 |  | 106 | 120 | 0.023235 | 0.125 | 0.08 | 261 | 0 | 0.364 | 1 | 1 | cs | TRUE
116 | LV_53-37_0_7_line_116 |  | 106 | 121 | 0.01566 | 0.125 | 0.08 | 261 | 0 | 0.364 | 1 | 1 | cs | TRUE
117 | LV_53-37_0_7_line_117 |  | 107 | 108 | 0.013134 | 0.125 | 0.08 | 261 | 0 | 0.364 | 1 | 1 | cs | TRUE
118 | LV_53-37_0_7_line_118 |  | 107 | 109 | 0.026489 | 0.125 | 0.08 | 261 | 0 | 0.364 | 1 | 1 | cs | TRUE
119 | LV_53-37_0_7_line_119 |  | 108 | 122 | 0.029336 | 0.125 | 0.08 | 261 | 0 | 0.364 | 1 | 1 | cs | TRUE
120 | LV_53-37_0_7_line_120 |  | 109 | 123 | 0.026849 | 0.125 | 0.08 | 261 | 0 | 0.364 | 1 | 1 | cs | TRUE
121 | LV_53-37_0_7_line_121 |  | 110 | 111 | 0.0026274 | 0.125 | 0.08 | 261 | 0 | 0.364 | 1 | 1 | cs | TRUE
122 | LV_53-37_0_7_line_122 |  | 111 | 112 | 0.028032 | 0.125 | 0.08 | 261 | 0 | 0.364 | 1 | 1 | cs | TRUE
123 | LV_53-37_0_7_line_123 |  | 112 | 134 | 0.0075211 | 0.125 | 0.08 | 261 | 0 | 0.364 | 1 | 1 | cs | TRUE
124 | LV_53-37_0_7_line_124 |  | 113 | 114 | 0.025567 | 0.125 | 0.08 | 261 | 0 | 0.364 | 1 | 1 | cs | TRUE
125 | LV_53-37_0_7_line_125 |  | 114 | 115 | 0.0082537 | 0.125 | 0.08 | 261 | 0 | 0.364 | 1 | 1 | cs | TRUE
126 | LV_53-37_0_7_line_126 |  | 115 | 141 | 0.018228 | 0.125 | 0.08 | 261 | 0 | 0.364 | 1 | 1 | cs | TRUE
127 | LV_53-37_0_7_line_127 |  | 116 | 139 | 0.00060531 | 0.125 | 0.08 | 261 | 0 | 0.364 | 1 | 1 | cs | TRUE
128 | LV_53-37_0_7_line_128 |  | 117 | 137 | 0.018785 | 0.125 | 0.08 | 261 | 0 | 0.364 | 1 | 5 | cs | TRUE
129 | LV_53-37_0_7_line_129 |  | 120 | 125 | 0.032481 | 0.125 | 0.08 | 261 | 0 | 0.364 | 1 | 1 | cs | TRUE
130 | LV_53-37_0_7_line_130 |  | 121 | 122 | 0.0044927 | 0.125 | 0.08 | 261 | 0 | 0.364 | 1 | 1 | cs | TRUE
131 | LV_53-37_0_7_line_131 |  | 126 | 127 | 0.014079 | 0.125 | 0.08 | 261 | 0 | 0.364 | 1 | 5 | cs | TRUE
132 | LV_53-37_0_7_line_132 |  | 127 | 128 | 0.011698 | 0.125 | 0.08 | 261 | 0 | 0.364 | 1 | 5 | cs | TRUE
133 | LV_53-37_0_7_line_133 |  | 128 | 129 | 0.0064545 | 0.125 | 0.08 | 261 | 0 | 0.364 | 1 | 5 | cs | TRUE
134 | LV_53-37_0_7_line_134 |  | 129 | 130 | 0.024508 | 0.125 | 0.08 | 261 | 0 | 0.364 | 1 | 5 | cs | TRUE
135 | LV_53-37_0_7_line_135 |  | 130 | 131 | 0.0015332 | 0.125 | 0.08 | 261 | 0 | 0.364 | 1 | 5 | cs | TRUE
136 | LV_53-37_0_7_line_136 |  | 131 | 132 | 0.024764 | 0.125 | 0.08 | 261 | 0 | 0.364 | 1 | 5 | cs | TRUE
137 | LV_53-37_0_7_line_137 |  | 132 | 133 | 0.014304 | 0.125 | 0.08 | 261 | 0 | 0.364 | 1 | 5 | cs | TRUE
138 | LV_53-37_0_7_line_138 |  | 133 | 135 | 0.023748 | 0.125 | 0.08 | 261 | 0 | 0.364 | 1 | 1 | cs | TRUE
139 | LV_53-37_0_7_line_139 |  | 134 | 185 | 0.0027742 | 0.125 | 0.08 | 261 | 0 | 0.364 | 1 | 1 | cs | TRUE
140 | LV_53-37_0_7_line_140 |  | 135 | 164 | 0.017951 | 0.125 | 0.08 | 261 | 0 | 0.364 | 1 | 1 | cs | TRUE
141 | LV_53-37_0_7_line_141 |  | 136 | 137 | 0.010559 | 0.125 | 0.08 | 261 | 0 | 0.364 | 1 | 1 | cs | TRUE
142 | LV_53-37_0_7_line_142 |  | 137 | 138 | 0.015554 | 0.125 | 0.08 | 261 | 0 | 0.364 | 1 | 1 | cs | TRUE
143 | LV_53-37_0_7_line_143 |  | 139 | 140 | 0.0062354 | 0.125 | 0.08 | 261 | 0 | 0.364 | 1 | 1 | cs | TRUE
144 | LV_53-37_0_7_line_144 |  | 140 | 142 | 0.0059356 | 0.125 | 0.08 | 261 | 0 | 0.364 | 1 | 1 | cs | TRUE
145 | LV_53-37_0_7_line_145 |  | 141 | 145 | 0.0055618 | 0.125 | 0.08 | 261 | 0 | 0.364 | 1 | 1 | cs | TRUE
146 | LV_53-37_0_7_line_146 |  | 142 | 143 | 0.031491 | 0.125 | 0.08 | 261 | 0 | 0.364 | 1 | 1 | cs | TRUE
147 | LV_53-37_0_7_line_147 |  | 142 | 144 | 0.0053872 | 0.125 | 0.08 | 261 | 0 | 0.364 | 1 | 1 | cs | TRUE
148 | LV_53-37_0_7_line_148 |  | 144 | 199 | 0.0073015 | 0.125 | 0.08 | 261 | 0 | 0.364 | 1 | 1 | cs | TRUE
149 | LV_53-37_0_7_line_149 |  | 145 | 153 | 0.013168 | 0.125 | 0.08 | 261 | 0 | 0.364 | 1 | 1 | cs | TRUE
150 | LV_53-37_0_7_line_150 |  | 146 | 147 | 0.024775 | 0.125 | 0.08 | 261 | 0 | 0.364 | 1 | 1 | cs | TRUE
151 | LV_53-37_0_7_line_151 |  | 146 | 148 | 0.012972 | 0.125 | 0.08 | 261 | 0 | 0.364 | 1 | 1 | cs | TRUE
152 | LV_53-37_0_7_line_152 |  | 148 | 149 | 0.01225 | 0.125 | 0.08 | 261 | 0 | 0.364 | 1 | 1 | cs | TRUE
153 | LV_53-37_0_7_line_153 |  | 148 | 150 | 0.021173 | 0.125 | 0.08 | 261 | 0 | 0.364 | 1 | 1 | cs | TRUE
154 | LV_53-37_0_7_line_154 |  | 149 | 151 | 0.024084 | 0.125 | 0.08 | 261 | 0 | 0.364 | 1 | 1 | cs | TRUE
155 | LV_53-37_0_7_line_155 |  | 150 | 152 | 0.00012795 | 0.125 | 0.08 | 261 | 0 | 0.364 | 1 | 1 | cs | TRUE
156 | LV_53-37_0_7_line_156 |  | 152 | 153 | 0.017128 | 0.125 | 0.08 | 261 | 0 | 0.364 | 1 | 1 | cs | TRUE
157 | LV_53-37_0_7_line_157 |  | 153 | 176 | 0.014243 | 0.125 | 0.08 | 261 | 0 | 0.364 | 1 | 1 | cs | TRUE
158 | LV_53-37_0_7_line_158 |  | 154 | 155 | 0.0033974 | 0.125 | 0.08 | 261 | 0 | 0.364 | 1 | 1 | cs | TRUE
159 | LV_53-37_0_7_line_159 |  | 154 | 156 | 0.057707 | 0.125 | 0.08 | 261 | 0 | 0.364 | 1 | 1 | cs | TRUE
160 | LV_53-37_0_7_line_160 |  | 155 | 157 | 0.018509 | 0.125 | 0.08 | 261 | 0 | 0.364 | 1 | 1 | cs | TRUE
161 | LV_53-37_0_7_line_161 |  | 156 | 158 | 0.064158 | 0.125 | 0.08 | 261 | 0 | 0.364 | 1 | 1 | cs | TRUE
162 | LV_53-37_0_7_line_162 |  | 156 | 159 | 0.067108 | 0.125 | 0.08 | 261 | 0 | 0.364 | 1 | 1 | cs | TRUE
163 | LV_53-37_0_7_line_163 |  | 157 | 160 | 0.0049771 | 0.125 | 0.08 | 261 | 0 | 0.364 | 1 | 1 | cs | TRUE
164 | LV_53-37_0_7_line_164 |  | 158 | 161 | 0.0054659 | 0.125 | 0.08 | 261 | 0 | 0.364 | 1 | 1 | cs | TRUE
165 | LV_53-37_0_7_line_165 |  | 159 | 162 | 0.033274 | 0.125 | 0.08 | 261 | 0 | 0.364 | 1 | 1 | cs | TRUE
166 | LV_53-37_0_7_line_166 |  | 160 | 163 | 0.0050509 | 0.125 | 0.08 | 261 | 0 | 0.364 | 1 | 1 | cs | TRUE
167 | LV_53-37_0_7_line_167 |  | 163 | 164 | 0.054427 | 0.125 | 0.08 | 261 | 0 | 0.364 | 1 | 1 | cs | TRUE
168 | LV_53-37_0_7_line_168 |  | 164 | 165 | 0.020661 | 0.125 | 0.08 | 261 | 0 | 0.364 | 1 | 1 | cs | TRUE
169 | LV_53-37_0_7_line_169 |  | 165 | 166 | 0.023425 | 0.125 | 0.08 | 261 | 0 | 0.364 | 1 | 1 | cs | TRUE
170 | LV_53-37_0_7_line_170 |  | 167 | 168 | 0.032674 | 0.125 | 0.08 | 261 | 0 | 0.364 | 1 | 1 | cs | TRUE
171 | LV_53-37_0_7_line_171 |  | 167 | 169 | 0.022442 | 0.125 | 0.08 | 261 | 0 | 0.364 | 1 | 1 | cs | TRUE
172 | LV_53-37_0_7_line_172 |  | 169 | 170 | 0.031578 | 0.125 | 0.08 | 261 | 0 | 0.364 | 1 | 1 | cs | TRUE
173 | LV_53-37_0_7_line_173 |  | 169 | 171 | 0.049384 | 0.125 | 0.08 | 261 | 0 | 0.364 | 1 | 1 | cs | TRUE
174 | LV_53-37_0_7_line_174 |  | 170 | 172 | 0.01298 | 0.125 | 0.08 | 261 | 0 | 0.364 | 1 | 1 | cs | TRUE
175 | LV_53-37_0_7_line_175 |  | 171 | 173 | 0.020057 | 0.125 | 0.08 | 261 | 0 | 0.364 | 1 | 1 | cs | TRUE
176 | LV_53-37_0_7_line_176 |  | 172 | 174 | 0.0073985 | 0.125 | 0.08 | 261 | 0 | 0.364 | 1 | 1 | cs | TRUE
177 | LV_53-37_0_7_line_177 |  | 173 | 175 | 0.01052 | 0.125 | 0.08 | 261 | 0 | 0.364 | 1 | 1 | cs | TRUE
178 | LV_53-37_0_7_line_178 |  | 174 | 199 | 0.0069994 | 0.125 | 0.08 | 261 | 0 | 0.364 | 1 | 1 | cs | TRUE
179 | LV_53-37_0_7_line_179 |  | 176 | 177 | 0.020604 | 0.125 | 0.08 | 261 | 0 | 0.364 | 1 | 1 | cs | TRUE
180 | LV_53-37_0_7_line_180 |  | 177 | 178 | 0.02371 | 0.125 | 0.08 | 261 | 0 | 0.364 | 1 | 1 | cs | TRUE
181 | LV_53-37_0_7_line_181 |  | 178 | 192 | 0.020041 | 0.125 | 0.08 | 261 | 0 | 0.364 | 1 | 1 | cs | TRUE
182 | LV_53-37_0_7_line_182 |  | 179 | 180 | 0.04941 | 0.125 | 0.08 | 261 | 0 | 0.364 | 1 | 1 | cs | TRUE
183 | LV_53-37_0_7_line_183 |  | 179 | 181 | 0.056852 | 0.125 | 0.08 | 261 | 0 | 0.364 | 1 | 1 | cs | TRUE
184 | LV_53-37_0_7_line_184 |  | 181 | 182 | 0.02397 | 0.125 | 0.08 | 261 | 0 | 0.364 | 1 | 1 | cs | TRUE
185 | LV_53-37_0_7_line_185 |  | 181 | 183 | 0.0027569 | 0.125 | 0.08 | 261 | 0 | 0.364 | 1 | 1 | cs | TRUE
186 | LV_53-37_0_7_line_186 |  | 182 | 197 | 0.022775 | 0.125 | 0.08 | 261 | 0 | 0.364 | 1 | 1 | cs | TRUE
187 | LV_53-37_0_7_line_187 |  | 183 | 184 | 0.026613 | 0.125 | 0.08 | 261 | 0 | 0.364 | 1 | 1 | cs | TRUE
188 | LV_53-37_0_7_line_188 |  | 185 | 186 | 0.019312 | 0.125 | 0.08 | 261 | 0 | 0.364 | 1 | 1 | cs | TRUE
189 | LV_53-37_0_7_line_189 |  | 186 | 187 | 0.025943 | 0.125 | 0.08 | 261 | 0 | 0.364 | 1 | 1 | cs | TRUE
190 | LV_53-37_0_7_line_190 |  | 187 | 188 | 0.023689 | 0.125 | 0.08 | 261 | 0 | 0.364 | 1 | 1 | cs | TRUE
191 | LV_53-37_0_7_line_191 |  | 188 | 197 | 0.0042578 | 0.125 | 0.08 | 261 | 0 | 0.364 | 1 | 1 | cs | TRUE
192 | LV_53-37_0_7_line_192 |  | 189 | 190 | 0.015143 | 0.125 | 0.08 | 261 | 0 | 0.364 | 1 | 1 | cs | TRUE
193 | LV_53-37_0_7_line_193 |  | 189 | 191 | 0.0023311 | 0.125 | 0.08 | 261 | 0 | 0.364 | 1 | 1 | cs | TRUE
194 | LV_53-37_0_7_line_194 |  | 190 | 192 | 0.018436 | 0.125 | 0.08 | 261 | 0 | 0.364 | 1 | 1 | cs | TRUE
195 | LV_53-37_0_7_line_195 |  | 191 | 193 | 0.023873 | 0.125 | 0.08 | 261 | 0 | 0.364 | 1 | 1 | cs | TRUE
196 | LV_53-37_0_7_line_196 |  | 191 | 194 | 0.015032 | 0.125 | 0.08 | 261 | 0 | 0.364 | 1 | 1 | cs | TRUE
197 | LV_53-37_0_7_line_197 |  | 192 | 195 | 0.0074676 | 0.125 | 0.08 | 261 | 0 | 0.364 | 1 | 1 | cs | TRUE
198 | LV_53-37_0_7_line_198 |  | 193 | 196 | 0.019007 | 0.125 | 0.08 | 261 | 0 | 0.364 | 1 | 1 | cs | TRUE

## trafo
| name | std_type | hv_bus | lv_bus | sn_mva | vn_hv_kv | vn_lv_kv | vk_percent | vkr_percent | pfe_kw | i0_percent | shift_degree | tap_side | tap_neutral | tap_min | tap_max | tap_step_percent | tap_step_degree | tap_pos | tap_phase_shifter | parallel | df | in_service
0 | LV_53-37_0_7_trafo_113 | 0.63 MVA 20/0.4 kV | 200 | 137 | 0.63 | 20 | 0.4 | 6 | 1.206 | 1.65 | 0.2619 | 150 | hv | 0 | -2 | 2 | 2.5 | 0 | 0 | FALSE | 1 | 1 | TRUE

## line_geodata
| x0 | y0 | x1 | y1 | x2 | y2 | x3 | y3 | x4 | y4 | x5 | y5
0 | 2683485.8174 | 1264318.112 | 2683467.1874 | 1264313.908
1 | 2683502.3757 | 1264321.8485 | 2683485.8174 | 1264318.112
2 | 2683502.3757 | 1264321.8485 | 2683505.7896 | 1264311.1409
3 | 2683502.3757 | 1264321.8485 | 2683493.5876 | 1264349.435
4 | 2683505.7896 | 1264311.1409 | 2683506.0793 | 1264310.2323
5 | 2683477.0528 | 1264367.7048 | 2683481.7271 | 1264365.7915 | 2683485.8892 | 1264363.3484 | 2683488.9047 | 1264360.4887 | 2683491.2234 | 1264356.8408 | 2683493.5876 | 1264349.435
6 | 2683493.5876 | 1264349.435 | 2683507.4478 | 1264354.5836
7 | 2683506.0793 | 1264310.2323 | 2683513.3342 | 1264287.4783
8 | 2683477.0528 | 1264367.7048 | 2683481.0988 | 1264372.9439 | 2683499.1583 | 1264381.1404
9 | 2683508.4522 | 1264354.9567 | 2683507.4478 | 1264354.5836
10 | 2683499.1583 | 1264381.1404 | 2683520.2294 | 1264390.7038
11 | 2683456.7901 | 1264410.4859 | 2683426.668 | 1264416.2762
12 | 2683456.7901 | 1264410.4859 | 2683463.2299 | 1264431.282 | 2683466.0402 | 1264429.6204
13 | 2683434.3617 | 1264424.6821 | 2683425.319 | 1264416.5355 | 2683426.668 | 1264416.2762
14 | 2683426.668 | 1264416.2762 | 2683381.935 | 1264403.394
15 | 2683466.0402 | 1264429.6204 | 2683469.6747 | 1264439.4572 | 2683474.7007 | 1264449.9697 | 2683476.6179 | 1264453.0949
16 | 2683466.0402 | 1264429.6204 | 2683463.2299 | 1264431.282 | 2683468.4552 | 1264448.4804
17 | 2683469.5646 | 1264427.524 | 2683466.0402 | 1264429.6204
18 | 2683514.0255 | 1264285.31 | 2683513.3342 | 1264287.4783
19 | 2683508.4522 | 1264354.9567 | 2683528.4777 | 1264362.3954
20 | 2683492.7413 | 1264435.1726 | 2683511.5575 | 1264443.8742 | 2683512.7024 | 1264448.6719 | 2683519.505 | 1264452.5133
21 | 2683469.5646 | 1264427.524 | 2683477.435 | 1264428.0911 | 2683489.8793 | 1264433.8491 | 2683492.7413 | 1264435.1726
22 | 2683469.236 | 1264424.6616 | 2683469.5646 | 1264427.524
23 | 2683469.236 | 1264424.6616 | 2683473.4678 | 1264423.1423 | 2683478.5608 | 1264419.845
24 | 2683476.6179 | 1264453.0949 | 2683481.2311 | 1264460.6148 | 2683483.6736 | 1264463.7334
25 | 2683468.4552 | 1264448.4804 | 2683483.2015 | 1264470.417 | 2683492.1697 | 1264480.1735
26 | 2683468.4552 | 1264448.4804 | 2683455.8501 | 1264456.9304
27 | 2683483.6736 | 1264463.7334 | 2683489.976 | 1264471.7803 | 2683500.2029 | 1264482.659
28 | 2683492.1697 | 1264480.1735 | 2683479.5129 | 1264493.0089
29 | 2683492.1697 | 1264480.1735 | 2683497.9184 | 1264486.4373 | 2683511.3091 | 1264500.8934 | 2683523.2452 | 1264511.2256
30 | 2683450.7941 | 1264461.9454 | 2683453.5743 | 1264458.456 | 2683455.8501 | 1264456.9304
31 | 2683533.7058 | 1264520.2805 | 2683535.5929 | 1264516.2596
32 | 2683535.5929 | 1264516.2596 | 2683543.5062 | 1264499.4025 | 2683544.6015 | 1264495.6107
33 | 2683535.5929 | 1264516.2596 | 2683550.3043 | 1264528.115
34 | 2683533.7058 | 1264520.2805 | 2683542.5086 | 1264527.593
35 | 2683533.7058 | 1264520.2805 | 2683523.2452 | 1264511.2256
36 | 2683544.6015 | 1264495.6107 | 2683545.2112 | 1264493.5001
37 | 2683569.6844 | 1264550.168 | 2683542.5086 | 1264527.593
38 | 2683550.0203 | 1264476.8527 | 2683545.2112 | 1264493.5001
39 | 2683373.723 | 1264466.2647 | 2683346.3747 | 1264451.9138
40 | 2683386.7108 | 1264473.0799 | 2683373.723 | 1264466.2647
41 | 2683369.1962 | 1264487.1663 | 2683373.723 | 1264466.2647
42 | 2683369.1962 | 1264487.1663 | 2683359.2301 | 1264493.6362
43 | 2683353.2028 | 1264497.549 | 2683359.2301 | 1264493.6362
44 | 2683361.8155 | 1264394.7673 | 2683376.4965 | 1264409.0966 | 2683381.935 | 1264403.394
45 | 2683361.8155 | 1264394.7673 | 2683397.1491 | 1264359.8001
46 | 2683380.3537 | 1264508.318 | 2683375.1008 | 1264502.6729 | 2683366.1256 | 1264498.7432 | 2683353.2028 | 1264497.549
47 | 2683380.3537 | 1264508.318 | 2683390.3652 | 1264496.461 | 2683399.0497 | 1264497.5065
48 | 2683380.3537 | 1264508.318 | 2683381.17 | 1264509.1858 | 2683379.9356 | 1264514.9952 | 2683372.8672 | 1264530.1964 | 2683404.9958 | 1264543.6823 | 2683416.4289 | 1264520.7477
49 | 2683434.8239 | 1264425.0985 | 2683434.3617 | 1264424.6821
50 | 2683444.5412 | 1264469.7932 | 2683450.7941 | 1264461.9454
51 | 2683444.5412 | 1264469.7932 | 2683442.7014 | 1264472.1022 | 2683439.2183 | 1264478.5514
52 | 2683435.5381 | 1264485.3656 | 2683439.2183 | 1264478.5514
53 | 2683472.2969 | 1264500.3268 | 2683479.5129 | 1264493.0089
54 | 2683416.4289 | 1264520.7477 | 2683435.5381 | 1264485.3656
55 | 2683472.2969 | 1264500.3268 | 2683471.376 | 1264501.2606
56 | 2683532.4839 | 1264396.2656 | 2683520.2294 | 1264390.7038
57 | 2683416.4289 | 1264520.7477 | 2683436.7608 | 1264531.6987
58 | 2683416.4289 | 1264520.7477 | 2683404.9958 | 1264543.6823 | 2683399.5663 | 1264558.0281 | 2683407.105 | 1264561.8041 | 2683422.6387 | 1264569.5737
59 | 2683436.7608 | 1264531.6987 | 2683451.9665 | 1264537.6402
60 | 2683422.6387 | 1264569.5737 | 2683429.3299 | 1264557.166
61 | 2683474.351 | 1264567.4907 | 2683468.0575 | 1264578.9581
62 | 2683474.351 | 1264567.4907 | 2683500.3541 | 1264591.2321
63 | 2683450.6001 | 1264601.8604 | 2683454.4213 | 1264603.8047 | 2683468.0575 | 1264578.9581
64 | 2683500.3541 | 1264591.2321 | 2683490.9209 | 1264607.4697
65 | 2683500.3541 | 1264591.2321 | 2683506.0361 | 1264596.8723 | 2683518.3705 | 1264603.9284
66 | 2683514.0255 | 1264285.31 | 2683521.3219 | 1264262.4257
67 | 2683522.7179 | 1264258.0472 | 2683521.3219 | 1264262.4257
68 | 2683525.3423 | 1264249.8161 | 2683522.7179 | 1264258.0472
69 | 2683525.3423 | 1264249.8161 | 2683531.2203 | 1264230.3679
70 | 2683545.6231 | 1264368.7643 | 2683528.4777 | 1264362.3954
71 | 2683552.1137 | 1264371.1754 | 2683545.6231 | 1264368.7643
72 | 2683552.1137 | 1264371.1754 | 2683557.9617 | 1264373.3477
73 | 2683562.9821 | 1264375.2126 | 2683557.9617 | 1264373.3477
74 | 2683581.0645 | 1264381.9296 | 2683562.9821 | 1264375.2126
75 | 2683569.6844 | 1264550.168 | 2683574.8439 | 1264553.3434
76 | 2683569.6844 | 1264550.168 | 2683559.2398 | 1264568.6316
77 | 2683550.7442 | 1264474.3467 | 2683550.0203 | 1264476.8527
78 | 2683579.4291 | 1264549.7387 | 2683594.7496 | 1264537.7123
79 | 2683574.8439 | 1264553.3434 | 2683579.4291 | 1264549.7387
80 | 2683574.8439 | 1264553.3434 | 2683584.5283 | 1264559.3072 | 2683596.1348 | 1264566.1875
81 | 2683543.25 | 1264596.8979 | 2683559.2398 | 1264568.6316
82 | 2683613.8147 | 1264576.6682 | 2683596.1348 | 1264566.1875
83 | 2683534.1581 | 1264612.9599 | 2683543.25 | 1264596.8979
84 | 2683543.25 | 1264596.8979 | 2683568.2117 | 1264611.9576
85 | 2683613.8147 | 1264576.6682 | 2683646.2738 | 1264594.9528
86 | 2683613.8147 | 1264576.6682 | 2683622.6701 | 1264575.7371
87 | 2683534.1581 | 1264612.9599 | 2683518.3705 | 1264603.9284
88 | 2683534.1581 | 1264612.9599 | 2683524.1084 | 1264630.7211
89 | 2683563.5098 | 1264623.5608 | 2683569.5224 | 1264612.7483 | 2683568.2117 | 1264611.9576
90 | 2683502.127 | 1264678.6101 | 2683495.865 | 1264693.495
91 | 2683516.9553 | 1264643.3631 | 2683502.127 | 1264678.6101
92 | 2683516.9553 | 1264643.3631 | 2683524.1084 | 1264630.7211
93 | 2683480.488 | 1264630.4936 | 2683485.0071 | 1264632.092
94 | 2683485.0071 | 1264632.092 | 2683479.0576 | 1264646.5623
95 | 2683480.488 | 1264630.4936 | 2683484.7839 | 1264618.0334 | 2683490.9209 | 1264607.4697
96 | 2683692.0773 | 1264615.5345 | 2683685.3292 | 1264610.6621 | 2683669.764 | 1264601.9864
97 | 2683721.9634 | 1264645.219 | 2683717.9579 | 1264639.8025 | 2683707.9979 | 1264628.864 | 2683697.3623 | 1264619.3504 | 2683692.0773 | 1264615.5345
98 | 2683622.6701 | 1264575.7371 | 2683669.764 | 1264601.9864
99 | 2683721.9634 | 1264645.219 | 2683729.6203 | 1264624.1553 | 2683731.5057 | 1264620.0711
100 | 2683720.2235 | 1264650.0093 | 2683721.9634 | 1264645.219
101 | 2683677.0576 | 1264542.7137 | 2683665.2294 | 1264551.4533 | 2683659.1631 | 1264554.8702 | 2683650.4976 | 1264559.9405 | 2683622.6701 | 1264575.7371
102 | 2683622.6701 | 1264575.7371 | 2683609.2503 | 1264568.0495
103 | 2683747.0729 | 1264586.6914 | 2683746.1087 | 1264588.4384 | 2683731.5057 | 1264620.0711
104 | 2683720.2235 | 1264650.0093 | 2683716.7721 | 1264645.4426
105 | 2683677.0576 | 1264542.7137 | 2683663.7198 | 1264519.8709
106 | 2683677.0576 | 1264542.7137 | 2683694.1358 | 1264526.4982 | 2683699.4208 | 1264520.1055
107 | 2683747.0729 | 1264586.6914 | 2683775.045 | 1264536.0076
108 | 2683656.3767 | 1264500.0542 | 2683660.2254 | 1264513.8862 | 2683663.7198 | 1264519.8709
109 | 2683699.4208 | 1264520.1055 | 2683700.2518 | 1264519.1003
110 | 2683643.9487 | 1264625.6552 | 2683643.8942 | 1264622.5853 | 2683640.3727 | 1264606.9232 | 2683646.2738 | 1264594.9528
111 | 2683790.1458 | 1264511.6161 | 2683780.5319 | 1264526.0657 | 2683775.045 | 1264536.0076
112 | 2683656.3767 | 1264500.0542 | 2683652.8432 | 1264487.3609 | 2683652.0809 | 1264475.602
113 | 2683656.3767 | 1264500.0542 | 2683626.5604 | 1264489.7564
114 | 2683700.2518 | 1264519.1003 | 2683707.1478 | 1264510.7589 | 2683715.7382 | 1264496.6471 | 2683723.3445 | 1264480.2307 | 2683726.8078 | 1264468.9535
115 | 2683643.9487 | 1264625.6552 | 2683661.3715 | 1264641.0269
116 | 2683643.9487 | 1264625.6552 | 2683628.7307 | 1264629.3487
117 | 2683584.4082 | 1264638.6124 | 2683597.3049 | 1264641.0967 | 2683597.3049 | 1264641.0967
118 | 2683584.4082 | 1264638.6124 | 2683572.4976 | 1264662.2728
119 | 2683597.3049 | 1264641.0967 | 2683611.1334 | 1264633.6196 | 2683624.3647 | 1264630.4083
120 | 2683560.488 | 1264686.1046 | 2683566.0772 | 1264672.0909 | 2683570.963 | 1264665.3212 | 2683572.4976 | 1264662.2728
121 | 2683791.6013 | 1264509.4286 | 2683790.1458 | 1264511.6161
122 | 2683807.5608 | 1264486.3895 | 2683799.4637 | 1264497.6115 | 2683791.6013 | 1264509.4286
123 | 2683807.5608 | 1264486.3895 | 2683811.9616 | 1264480.2903
124 | 2683726.8078 | 1264468.9535 | 2683734.3135 | 1264444.5134
125 | 2683736.8962 | 1264436.6808 | 2683736.2074 | 1264438.3465 | 2683734.3135 | 1264444.5134
126 | 2683743.8614 | 1264419.8362 | 2683736.8962 | 1264436.6808
127 | 2683652.0809 | 1264475.602 | 2683652.0417 | 1264474.998
128 | 2683608.8045 | 1264483.624 | 2683626.5604 | 1264489.7564
129 | 2683658.2267 | 1264665.6998 | 2683670.2075 | 1264648.8227 | 2683661.3715 | 1264641.0269
130 | 2683624.3647 | 1264630.4083 | 2683628.7307 | 1264629.3487
131 | 2683550.7442 | 1264474.3467 | 2683554.6515 | 1264460.8208
132 | 2683554.6515 | 1264460.8208 | 2683557.8981 | 1264449.582
133 | 2683559.6894 | 1264443.381 | 2683557.8981 | 1264449.582
134 | 2683559.6894 | 1264443.381 | 2683565.6254 | 1264422.8325 | 2683566.7268 | 1264419.9146
135 | 2683567.2682 | 1264418.4802 | 2683566.7268 | 1264419.9146
136 | 2683567.2682 | 1264418.4802 | 2683576.0132 | 1264395.312
137 | 2683581.0645 | 1264381.9296 | 2683576.0132 | 1264395.312
138 | 2683581.0645 | 1264381.9296 | 2683587.5907 | 1264364.6415 | 2683589.445 | 1264359.709
139 | 2683813.5848 | 1264478.0406 | 2683811.9616 | 1264480.2903
140 | 2683595.7616 | 1264342.9066 | 2683589.445 | 1264359.709
141 | 2683608.8045 | 1264483.624 | 2683605.3715 | 1264493.6093
142 | 2683608.8045 | 1264483.624 | 2683613.9457 | 1264468.9407
143 | 2683651.6384 | 1264468.7756 | 2683652.0417 | 1264474.998
144 | 2683651.2544 | 1264462.8524 | 2683651.6384 | 1264468.7756
145 | 2683745.9866 | 1264414.6965 | 2683743.8614 | 1264419.8362
146 | 2683651.2544 | 1264462.8524 | 2683634.6294 | 1264457.6799 | 2683631.5042 | 1264452.3203 | 2683633.4808 | 1264444.6423
147 | 2683651.2544 | 1264462.8524 | 2683652.0577 | 1264457.5254
148 | 2683653.1464 | 1264450.3055 | 2683652.0577 | 1264457.5254
149 | 2683751.0182 | 1264402.528 | 2683745.9866 | 1264414.6965
150 | 2683711.5354 | 1264393.1495 | 2683698.3678 | 1264414.1353
151 | 2683718.4297 | 1264382.1617 | 2683711.5354 | 1264393.1495
152 | 2683718.4297 | 1264382.1617 | 2683724.7072 | 1264371.6424
153 | 2683718.4297 | 1264382.1617 | 2683736.3848 | 1264393.3828
154 | 2683724.7072 | 1264371.6424 | 2683737.0487 | 1264350.9614
155 | 2683736.3848 | 1264393.3828 | 2683736.4933 | 1264393.4506
156 | 2683751.0182 | 1264402.528 | 2683736.4933 | 1264393.4506
157 | 2683751.0182 | 1264402.528 | 2683757.8129 | 1264390.0097
158 | 2683629.6997 | 1264263.5921 | 2683628.2178 | 1264266.6493
159 | 2683660.2584 | 1264214.6955 | 2683632.7892 | 1264257.2182 | 2683629.6997 | 1264263.5921
160 | 2683620.1445 | 1264283.3047 | 2683628.2178 | 1264266.6493
161 | 2683660.2584 | 1264214.6955 | 2683686.257 | 1264254.2389 | 2683696.7862 | 1264267.3735
162 | 2683606.7226 | 1264174.0175 | 2683660.2584 | 1264214.6955
163 | 2683617.9736 | 1264287.7834 | 2683620.1445 | 1264283.3047
164 | 2683700.205 | 1264271.6382 | 2683696.7862 | 1264267.3735
165 | 2683606.7226 | 1264174.0175 | 2683594.4217 | 1264204.9457
166 | 2683617.9736 | 1264287.7834 | 2683615.7705 | 1264292.3285
167 | 2683595.7616 | 1264342.9066 | 2683611.3599 | 1264301.4278 | 2683615.7705 | 1264292.3285
168 | 2683595.7616 | 1264342.9066 | 2683598.5325 | 1264344.0355 | 2683614.9032 | 1264350.6836
169 | 2683636.6066 | 1264359.4972 | 2683614.9032 | 1264350.6836
170 | 2683631.355 | 1264393.5174 | 2683641.6652 | 1264377.2605 | 2683653.2712 | 1264384.0045
171 | 2683672.6754 | 1264395.28 | 2683653.2712 | 1264384.0045
172 | 2683672.6754 | 1264395.28 | 2683659.1787 | 1264423.828
173 | 2683672.6754 | 1264395.28 | 2683673.9952 | 1264392.4965 | 2683683.0811 | 1264376.9128 | 2683696.8805 | 1264352.2461
174 | 2683659.1787 | 1264423.828 | 2683656.1836 | 1264430.1631 | 2683655.2931 | 1264436.0686
175 | 2683696.8805 | 1264352.2461 | 2683706.6729 | 1264334.7419
176 | 2683655.2931 | 1264436.0686 | 2683654.19 | 1264443.3843
177 | 2683706.6729 | 1264334.7419 | 2683707.3923 | 1264333.4559 | 2683711.7543 | 1264325.5311
178 | 2683653.1464 | 1264450.3055 | 2683654.19 | 1264443.3843
179 | 2683757.8129 | 1264390.0097 | 2683766.3933 | 1264374.2012 | 2683767.9214 | 1264372.0763
180 | 2683781.6978 | 1264352.7793 | 2683777.9186 | 1264358.1741 | 2683767.9214 | 1264372.0763
181 | 2683793.4922 | 1264336.5777 | 2683784.899 | 1264348.2096 | 2683781.6978 | 1264352.7793
182 | 2683955.2946 | 1264381.5942 | 2683950.973 | 1264387.9739 | 2683932.8553 | 1264404.1072 | 2683917.6409 | 1264412.6411
183 | 2683875.0172 | 1264375.0193 | 2683917.6409 | 1264412.6411
184 | 2683875.0172 | 1264375.0193 | 2683862.8028 | 1264395.644
185 | 2683875.0172 | 1264375.0193 | 2683876.422 | 1264372.6472
186 | 2683851.1973 | 1264415.2406 | 2683862.8028 | 1264395.644
187 | 2683889.983 | 1264349.7485 | 2683876.422 | 1264372.6472
188 | 2683813.5848 | 1264478.0406 | 2683823.5519 | 1264461.4989
189 | 2683836.9413 | 1264439.2777 | 2683823.5519 | 1264461.4989
190 | 2683836.9413 | 1264439.2777 | 2683838.1523 | 1264437.2678 | 2683849.0277 | 1264418.9041
191 | 2683851.1973 | 1264415.2406 | 2683849.0277 | 1264418.9041
192 | 2683808.6288 | 1264347.1026 | 2683821.0617 | 1264355.7476
193 | 2683822.9757 | 1264357.0784 | 2683821.0617 | 1264355.7476
194 | 2683793.4922 | 1264336.5777 | 2683808.6288 | 1264347.1026
195 | 2683822.9757 | 1264357.0784 | 2683832.5521 | 1264363.7527 | 2683825.8443 | 1264373.9428
196 | 2683822.9757 | 1264357.0784 | 2683831.3907 | 1264344.6224
197 | 2683793.4922 | 1264336.5777 | 2683797.7722 | 1264330.4584
198 | 2683815.3935 | 1264389.8189 | 2683825.8443 | 1264373.9428

## bus_geodata
| x | y | coords
0 | 2683485.8174 | 1264318.112
1 | 2683467.1874 | 1264313.908
2 | 2683502.3757 | 1264321.8485
3 | 2683505.7896 | 1264311.1409
4 | 2683493.5876 | 1264349.435
5 | 2683506.0793 | 1264310.2323
6 | 2683477.0528 | 1264367.7048
7 | 2683507.4478 | 1264354.5836
8 | 2683499.1583 | 1264381.1404
9 | 2683456.7901 | 1264410.4859
10 | 2683426.668 | 1264416.2762
11 | 2683466.0402 | 1264429.6204
12 | 2683513.3342 | 1264287.4783
13 | 2683508.4522 | 1264354.9567
14 | 2683492.7413 | 1264435.1726
15 | 2683519.505 | 1264452.5133
16 | 2683469.5646 | 1264427.524
17 | 2683469.236 | 1264424.6616
18 | 2683476.6179 | 1264453.0949
19 | 2683468.4552 | 1264448.4804
20 | 2683478.5608 | 1264419.845
21 | 2683483.6736 | 1264463.7334
22 | 2683492.1697 | 1264480.1735
23 | 2683455.8501 | 1264456.9304
24 | 2683500.2029 | 1264482.659
25 | 2683535.5929 | 1264516.2596
26 | 2683533.7058 | 1264520.2805
27 | 2683544.6015 | 1264495.6107
28 | 2683550.3043 | 1264528.115
29 | 2683542.5086 | 1264527.593
30 | 2683523.2452 | 1264511.2256
31 | 2683545.2112 | 1264493.5001
32 | 2683346.3747 | 1264451.9138
33 | 2683373.723 | 1264466.2647
34 | 2683386.7108 | 1264473.0799
35 | 2683369.1962 | 1264487.1663
36 | 2683359.2301 | 1264493.6362
37 | 2683361.8155 | 1264394.7673
38 | 2683381.935 | 1264403.394
39 | 2683397.1491 | 1264359.8001
40 | 2683353.2028 | 1264497.549
41 | 2683380.3537 | 1264508.318
42 | 2683434.3617 | 1264424.6821
43 | 2683450.7941 | 1264461.9454
44 | 2683444.5412 | 1264469.7932
45 | 2683439.2183 | 1264478.5514
46 | 2683479.5129 | 1264493.0089
47 | 2683435.5381 | 1264485.3656
48 | 2683472.2969 | 1264500.3267
49 | 2683520.2294 | 1264390.7038
50 | 2683434.8239 | 1264425.0985
51 | 2683471.376 | 1264501.2606
52 | 2683399.0497 | 1264497.5065
53 | 2683416.4289 | 1264520.7477
54 | 2683436.7608 | 1264531.6987
55 | 2683422.6387 | 1264569.5737
56 | 2683429.3299 | 1264557.166
57 | 2683451.9665 | 1264537.6402
58 | 2683474.351 | 1264567.4907
59 | 2683468.0575 | 1264578.9581
60 | 2683500.3541 | 1264591.2321
61 | 2683514.0255 | 1264285.31
62 | 2683521.3219 | 1264262.4257
63 | 2683522.7179 | 1264258.0472
64 | 2683525.3423 | 1264249.8161
65 | 2683531.2203 | 1264230.3679
66 | 2683528.4777 | 1264362.3954
67 | 2683545.6231 | 1264368.7643
68 | 2683552.1137 | 1264371.1754
69 | 2683557.9617 | 1264373.3477
70 | 2683562.9821 | 1264375.2126
71 | 2683532.4839 | 1264396.2656
72 | 2683569.6844 | 1264550.168
73 | 2683550.0203 | 1264476.8527
74 | 2683579.4291 | 1264549.7387
75 | 2683594.7496 | 1264537.7123
76 | 2683574.8439 | 1264553.3434
77 | 2683559.2398 | 1264568.6316
78 | 2683596.1348 | 1264566.1875
79 | 2683543.25 | 1264596.8979
80 | 2683613.8147 | 1264576.6682
81 | 2683534.1581 | 1264612.9599
82 | 2683568.2117 | 1264611.9576
83 | 2683495.865 | 1264693.495
84 | 2683502.127 | 1264678.61
85 | 2683516.9553 | 1264643.3631
86 | 2683524.1084 | 1264630.7211
87 | 2683485.0071 | 1264632.092
88 | 2683480.488 | 1264630.4936
89 | 2683479.0576 | 1264646.5623
90 | 2683692.0773 | 1264615.5345
91 | 2683669.764 | 1264601.9864
92 | 2683721.9634 | 1264645.219
93 | 2683622.6701 | 1264575.7371
94 | 2683731.5057 | 1264620.0711
95 | 2683720.2235 | 1264650.0093
96 | 2683677.0576 | 1264542.7137
97 | 2683609.2503 | 1264568.0495
98 | 2683747.0729 | 1264586.6914
99 | 2683716.7721 | 1264645.4426
100 | 2683663.7198 | 1264519.8709
101 | 2683699.4208 | 1264520.1055
102 | 2683646.2738 | 1264594.9528
103 | 2683775.045 | 1264536.0076
104 | 2683656.3767 | 1264500.0542
105 | 2683700.2518 | 1264519.1003
106 | 2683643.9487 | 1264625.6552
107 | 2683584.4082 | 1264638.6124
108 | 2683597.3049 | 1264641.0967
109 | 2683572.4976 | 1264662.2728
110 | 2683790.1458 | 1264511.6161
111 | 2683791.6013 | 1264509.4286
112 | 2683807.5608 | 1264486.3895
113 | 2683726.8078 | 1264468.9535
114 | 2683734.3135 | 1264444.5134
115 | 2683736.8962 | 1264436.6808
116 | 2683652.0809 | 1264475.602
117 | 2683626.5604 | 1264489.7564
118 | 2683518.3705 | 1264603.9284
119 | 2683563.5098 | 1264623.5608
120 | 2683661.3715 | 1264641.0269
121 | 2683628.7307 | 1264629.3487
122 | 2683624.3647 | 1264630.4083
123 | 2683560.488 | 1264686.1046
124 | 2683490.9209 | 1264607.4697
125 | 2683658.2267 | 1264665.6998
126 | 2683550.7442 | 1264474.3467
127 | 2683554.6515 | 1264460.8208
128 | 2683557.8981 | 1264449.582
129 | 2683559.6894 | 1264443.381
130 | 2683566.7268 | 1264419.9146
131 | 2683567.2682 | 1264418.4802
132 | 2683576.0132 | 1264395.312
133 | 2683581.0645 | 1264381.9296
134 | 2683811.9616 | 1264480.2903
135 | 2683589.445 | 1264359.709
136 | 2683605.3715 | 1264493.6093
137 | 2683608.8045 | 1264483.624
138 | 2683613.9457 | 1264468.9407
139 | 2683652.0417 | 1264474.998
140 | 2683651.6384 | 1264468.7756
141 | 2683743.8614 | 1264419.8362
142 | 2683651.2544 | 1264462.8524
143 | 2683633.4808 | 1264444.6423
144 | 2683652.0577 | 1264457.5254
145 | 2683745.9866 | 1264414.6965
146 | 2683711.5354 | 1264393.1495
147 | 2683698.3678 | 1264414.1353
148 | 2683718.4297 | 1264382.1617
149 | 2683724.7071 | 1264371.6424
150 | 2683736.3848 | 1264393.3828
151 | 2683737.0487 | 1264350.9614
152 | 2683736.4933 | 1264393.4506
153 | 2683751.0182 | 1264402.528
154 | 2683629.6997 | 1264263.5921
155 | 2683628.2178 | 1264266.6493
156 | 2683660.2584 | 1264214.6955
157 | 2683620.1445 | 1264283.3047
158 | 2683696.7862 | 1264267.3735
159 | 2683606.7226 | 1264174.0175
160 | 2683617.9736 | 1264287.7834
161 | 2683700.205 | 1264271.6382
162 | 2683594.4217 | 1264204.9457
163 | 2683615.7705 | 1264292.3285
164 | 2683595.7616 | 1264342.9066
165 | 2683614.9032 | 1264350.6836
166 | 2683636.6066 | 1264359.4972
167 | 2683653.2712 | 1264384.0045
168 | 2683631.3551 | 1264393.5174
169 | 2683672.6754 | 1264395.28
170 | 2683659.1787 | 1264423.828
171 | 2683696.8805 | 1264352.2461
172 | 2683655.2931 | 1264436.0686
173 | 2683706.6729 | 1264334.7419
174 | 2683654.19 | 1264443.3843
175 | 2683711.7543 | 1264325.5311
176 | 2683757.8129 | 1264390.0097
177 | 2683767.9214 | 1264372.0763
178 | 2683781.6978 | 1264352.7793
179 | 2683917.6409 | 1264412.6411
180 | 2683955.2946 | 1264381.5942
181 | 2683875.0172 | 1264375.0193
182 | 2683862.8028 | 1264395.644
183 | 2683876.422 | 1264372.6472
184 | 2683889.983 | 1264349.7485
185 | 2683813.5848 | 1264478.0406
186 | 2683823.5519 | 1264461.4989
187 | 2683836.9413 | 1264439.2777
188 | 2683849.0277 | 1264418.9041
189 | 2683821.0617 | 1264355.7476
190 | 2683808.6288 | 1264347.1026
191 | 2683822.9757 | 1264357.0784
192 | 2683793.4922 | 1264336.5777
193 | 2683825.8443 | 1264373.9428
194 | 2683831.3907 | 1264344.6224
195 | 2683797.7722 | 1264330.4584
196 | 2683815.3935 | 1264389.8189
197 | 2683851.1973 | 1264415.2406
198 | 2683450.6001 | 1264601.8604
199 | 2683653.1464 | 1264450.3055
200 | 2683603.9422 | 1264497.7664

## line_std_types
| c_nf_per_km | r_ohm_per_km | x_ohm_per_km | max_i_ka | type | q_mm2 | alpha | voltage_rating
NAYY 4x50 SE | 210 | 0.642 | 0.083 | 0.142 | cs | 50 | 0.00403 | LV
NAYY 4x120 SE | 264 | 0.225 | 0.08 | 0.242 | cs | 120 | 0.00403 | LV
NAYY 4x150 SE | 261 | 0.208 | 0.08 | 0.27 | cs | 150 | 0.00403 | LV
NA2XS2Y 1x95 RM/25 12/20 kV | 216 | 0.313 | 0.132 | 0.252 | cs | 95 | 0.00403 | MV
NA2XS2Y 1x185 RM/25 12/20 kV | 273 | 0.161 | 0.117 | 0.362 | cs | 185 | 0.00403 | MV
NA2XS2Y 1x240 RM/25 12/20 kV | 304 | 0.122 | 0.112 | 0.421 | cs | 240 | 0.00403 | MV
NA2XS2Y 1x95 RM/25 6/10 kV | 315 | 0.313 | 0.123 | 0.249 | cs | 95 | 0.00403 | MV
NA2XS2Y 1x185 RM/25 6/10 kV | 406 | 0.161 | 0.11 | 0.358 | cs | 185 | 0.00403 | MV
NA2XS2Y 1x240 RM/25 6/10 kV | 456 | 0.122 | 0.105 | 0.416 | cs | 240 | 0.00403 | MV
NA2XS2Y 1x150 RM/25 12/20 kV | 250 | 0.206 | 0.116 | 0.319 | cs | 150 | 0.00403 | MV
NA2XS2Y 1x120 RM/25 12/20 kV | 230 | 0.253 | 0.119 | 0.283 | cs | 120 | 0.00403 | MV
NA2XS2Y 1x70 RM/25 12/20 kV | 190 | 0.443 | 0.132 | 0.22 | cs | 70 | 0.00403 | MV
NA2XS2Y 1x150 RM/25 6/10 kV | 360 | 0.206 | 0.11 | 0.315 | cs | 150 | 0.00403 | MV
NA2XS2Y 1x120 RM/25 6/10 kV | 340 | 0.253 | 0.113 | 0.28 | cs | 120 | 0.00403 | MV
NA2XS2Y 1x70 RM/25 6/10 kV | 280 | 0.443 | 0.123 | 0.217 | cs | 70 | 0.00403 | MV
N2XS(FL)2Y 1x120 RM/35 64/110 kV | 112 | 0.153 | 0.166 | 0.366 | cs | 120 | 0.00393 | HV
N2XS(FL)2Y 1x185 RM/35 64/110 kV | 125 | 0.099 | 0.156 | 0.457 | cs | 185 | 0.00393 | HV
N2XS(FL)2Y 1x240 RM/35 64/110 kV | 135 | 0.075 | 0.149 | 0.526 | cs | 240 | 0.00393 | HV
N2XS(FL)2Y 1x300 RM/35 64/110 kV | 144 | 0.06 | 0.144 | 0.588 | cs | 300 | 0.00393 | HV
15-AL1/3-ST1A 0.4 | 11 | 1.8769 | 0.35 | 0.105 | ol | 16 | 0.00403 | LV
24-AL1/4-ST1A 0.4 | 11.25 | 1.2012 | 0.335 | 0.14 | ol | 24 | 0.00403 | LV
48-AL1/8-ST1A 0.4 | 12.2 | 0.5939 | 0.3 | 0.21 | ol | 48 | 0.00403 | LV
94-AL1/15-ST1A 0.4 | 13.2 | 0.306 | 0.29 | 0.35 | ol | 94 | 0.00403 | LV
34-AL1/6-ST1A 10.0 | 9.7 | 0.8342 | 0.36 | 0.17 | ol | 34 | 0.00403 | MV
48-AL1/8-ST1A 10.0 | 10.1 | 0.5939 | 0.35 | 0.21 | ol | 48 | 0.00403 | MV
70-AL1/11-ST1A 10.0 | 10.4 | 0.4132 | 0.339 | 0.29 | ol | 70 | 0.00403 | MV
94-AL1/15-ST1A 10.0 | 10.75 | 0.306 | 0.33 | 0.35 | ol | 94 | 0.00403 | MV
122-AL1/20-ST1A 10.0 | 11.1 | 0.2376 | 0.323 | 0.41 | ol | 122 | 0.00403 | MV
149-AL1/24-ST1A 10.0 | 11.25 | 0.194 | 0.315 | 0.47 | ol | 149 | 0.00403 | MV
34-AL1/6-ST1A 20.0 | 9.15 | 0.8342 | 0.382 | 0.17 | ol | 34 | 0.00403 | MV
48-AL1/8-ST1A 20.0 | 9.5 | 0.5939 | 0.372 | 0.21 | ol | 48 | 0.00403 | MV
70-AL1/11-ST1A 20.0 | 9.7 | 0.4132 | 0.36 | 0.29 | ol | 70 | 0.00403 | MV
94-AL1/15-ST1A 20.0 | 10 | 0.306 | 0.35 | 0.35 | ol | 94 | 0.00403 | MV
122-AL1/20-ST1A 20.0 | 10.3 | 0.2376 | 0.344 | 0.41 | ol | 122 | 0.00403 | MV
149-AL1/24-ST1A 20.0 | 10.5 | 0.194 | 0.337 | 0.47 | ol | 149 | 0.00403 | MV
184-AL1/30-ST1A 20.0 | 10.75 | 0.1571 | 0.33 | 0.535 | ol | 184 | 0.00403 | MV
243-AL1/39-ST1A 20.0 | 11 | 0.1188 | 0.32 | 0.645 | ol | 243 | 0.00403 | MV
48-AL1/8-ST1A 110.0 | 8 | 0.5939 | 0.46 | 0.21 | ol | 48 | 0.00403 | HV
70-AL1/11-ST1A 110.0 | 8.4 | 0.4132 | 0.45 | 0.29 | ol | 70 | 0.00403 | HV
94-AL1/15-ST1A 110.0 | 8.65 | 0.306 | 0.44 | 0.35 | ol | 94 | 0.00403 | HV
122-AL1/20-ST1A 110.0 | 8.5 | 0.2376 | 0.43 | 0.41 | ol | 122 | 0.00403 | HV
149-AL1/24-ST1A 110.0 | 8.75 | 0.194 | 0.41 | 0.47 | ol | 149 | 0.00403 | HV
184-AL1/30-ST1A 110.0 | 8.8 | 0.1571 | 0.4 | 0.535 | ol | 184 | 0.00403 | HV
243-AL1/39-ST1A 110.0 | 9 | 0.1188 | 0.39 | 0.645 | ol | 243 | 0.00403 | HV
305-AL1/39-ST1A 110.0 | 9.2 | 0.0949 | 0.38 | 0.74 | ol | 305 | 0.00403 | HV
490-AL1/64-ST1A 110.0 | 9.75 | 0.059 | 0.37 | 0.96 | ol | 490 | 0.00403 | HV
679-AL1/86-ST1A 110.0 | 9.95 | 0.042 | 0.36 | 1.15 | ol | 679 | 0.00403 | HV
490-AL1/64-ST1A 220.0 | 10 | 0.059 | 0.285 | 0.96 | ol | 490 | 0.00403 | HV
679-AL1/86-ST1A 220.0 | 11.7 | 0.042 | 0.275 | 1.15 | ol | 679 | 0.00403 | HV
490-AL1/64-ST1A 380.0 | 11 | 0.059 | 0.253 | 0.96 | ol | 490 | 0.00403 | HV
679-AL1/86-ST1A 380.0 | 14.6 | 0.042 | 0.25 | 1.15 | ol | 679 | 0.00403 | HV

## trafo_std_types
| i0_percent | pfe_kw | vkr_percent | sn_mva | vn_lv_kv | vn_hv_kv | vk_percent | shift_degree | vector_group | tap_side | tap_neutral | tap_min | tap_max | tap_step_degree | tap_step_percent | tap_phase_shifter
160 MVA 380/110 kV | 0.06 | 60 | 0.25 | 160 | 110 | 380 | 12.2 | 0 | Yy0 | hv | 0 | -9 | 9 | 0 | 1.5 | FALSE
100 MVA 220/110 kV | 0.06 | 55 | 0.26 | 100 | 110 | 220 | 12 | 0 | Yy0 | hv | 0 | -9 | 9 | 0 | 1.5 | FALSE
63 MVA 110/20 kV | 0.04 | 22 | 0.32 | 63 | 20 | 110 | 18 | 150 | YNd5 | hv | 0 | -9 | 9 | 0 | 1.5 | FALSE
40 MVA 110/20 kV | 0.05 | 18 | 0.34 | 40 | 20 | 110 | 16.2 | 150 | YNd5 | hv | 0 | -9 | 9 | 0 | 1.5 | FALSE
25 MVA 110/20 kV | 0.07 | 14 | 0.41 | 25 | 20 | 110 | 12 | 150 | YNd5 | hv | 0 | -9 | 9 | 0 | 1.5 | FALSE
63 MVA 110/10 kV | 0.04 | 22 | 0.32 | 63 | 10 | 110 | 18 | 150 | YNd5 | hv | 0 | -9 | 9 | 0 | 1.5 | FALSE
40 MVA 110/10 kV | 0.05 | 18 | 0.34 | 40 | 10 | 110 | 16.2 | 150 | YNd5 | hv | 0 | -9 | 9 | 0 | 1.5 | FALSE
25 MVA 110/10 kV | 0.07 | 14 | 0.41 | 25 | 10 | 110 | 12 | 150 | YNd5 | hv | 0 | -9 | 9 | 0 | 1.5 | FALSE
0.25 MVA 20/0.4 kV | 0.32 | 0.8 | 1.44 | 0.25 | 0.4 | 20 | 6 | 150 | Yzn5 | hv | 0 | -2 | 2 | 0 | 2.5 | FALSE
0.4 MVA 20/0.4 kV | 0.3375 | 1.35 | 1.425 | 0.4 | 0.4 | 20 | 6 | 150 | Dyn5 | hv | 0 | -2 | 2 | 0 | 2.5 | FALSE
0.63 MVA 20/0.4 kV | 0.2619 | 1.65 | 1.206 | 0.63 | 0.4 | 20 | 6 | 150 | Dyn5 | hv | 0 | -2 | 2 | 0 | 2.5 | FALSE
0.25 MVA 10/0.4 kV | 0.24 | 0.6 | 1.2 | 0.25 | 0.4 | 10 | 4 | 150 | Dyn5 | hv | 0 | -2 | 2 | 0 | 2.5 | FALSE
0.4 MVA 10/0.4 kV | 0.2375 | 0.95 | 1.325 | 0.4 | 0.4 | 10 | 4 | 150 | Dyn5 | hv | 0 | -2 | 2 | 0 | 2.5 | FALSE
0.63 MVA 10/0.4 kV | 0.1873 | 1.18 | 1.0794 | 0.63 | 0.4 | 10 | 4 | 150 | Dyn5 | hv | 0 | -2 | 2 | 0 | 2.5 | FALSE

## trafo3w_std_types
| sn_hv_mva | sn_mv_mva | sn_lv_mva | vn_hv_kv | vn_mv_kv | vn_lv_kv | vk_hv_percent | vk_mv_percent | vk_lv_percent | vkr_hv_percent | vkr_mv_percent | vkr_lv_percent | pfe_kw | i0_percent | shift_mv_degree | shift_lv_degree | vector_group | tap_side | tap_neutral | tap_min | tap_max | tap_step_percent
63/25/38 MVA 110/20/10 kV | 63 | 25 | 38 | 110 | 20 | 10 | 10.4 | 10.4 | 10.4 | 0.28 | 0.32 | 0.35 | 35 | 0.89 | 0 | 0 | YN0yn0yn0 | hv | 0 | -10 | 10 | 1.2
63/25/38 MVA 110/10/10 kV | 63 | 25 | 38 | 110 | 10 | 10 | 10.4 | 10.4 | 10.4 | 0.28 | 0.32 | 0.35 | 35 | 0.89 | 0 | 0 | YN0yn0yn0 | hv | 0 | -10 | 10 | 1.2

## fuse_std_types
| fuse_type | i_rated_a | t_avg | t_min | t_total | x_avg | x_min | x_total
HV 100A | HV 100A | 100 | 0 | [10.0, 3.64, 0.854, 0.281, 0.1, 0.0531, 0.022, 0.01] | [10.0, 4.267, 1.21, 0.403, 0.1, 0.058, 0.022, 0.01] | 0 | [300.0, 350.0, 450.0, 550.0, 700.0, 850.0, 1200.0, 1752.0] | [600.0, 700.0, 900.0, 1150.0, 1665.0, 2000.0, 3000.0, 4313.0]
HV 10A | HV 10A | 10 | 0 | [10.0, 1675.0, 0.344, 0.156, 0.1, 0.0417, 0.0171, 0.01] | [10.0, 1.3, 0.3, 0.155, 0.1, 0.0555, 0.023, 0.01] | 0 | [30.0, 32.0, 35.0, 37.0, 39.0, 50.0, 70.0, 88.0] | [60.0, 70.0, 80.0, 87.0, 94.0, 110.0, 150.0, 216.0]
HV 125A | HV 125A | 125 | 0 | [10.0, 1.82, 0.344, 0.1, 0.0467, 0.0269, 0.01] | [10.0, 2.478, 0.426, 0.1, 0.0427, 0.0211, 0.01] | 0 | [375.0, 500.0, 700.0, 925.0, 1200.0, 1500.0, 2341.0] | [750.0, 1000.0, 1500.0, 2200.0, 3000.0, 4000.0, 5765.0]
HV 160A | HV 160A | 160 | 0 | [10.0, 4.15, 1.03, 0.198, 0.1, 0.051, 0.0172, 0.01] | [10.0, 2.3, 0.734, 0.274, 0.1, 0.046, 0.0177, 0.01] | 0 | [480.0, 550.0, 700.0, 1000.0, 1260.0, 1600.0, 2500.0, 3227.0] | [960.0, 1300.0, 1700.0, 2200.0, 2996.0, 4000.0, 6000.0, 7946.0]
HV 16A | HV 16A | 16 | 0 | [10.0, 0.352, 0.164, 0.1, 0.0649, 0.0342, 0.01] | [10.0, 2.34, 0.722, 0.181, 0.1, 0.055, 0.0296, 0.01] | 0 | [48.0, 60.0, 65.0, 71.0, 80.0, 100.0, 162.0] | [96.0, 110.0, 125.0, 150.0, 168.0, 200.0, 250.0, 398.0]
HV 200A | HV 200A | 200 | 0 | [10.0, 4.267, 1.21, 0.403, 0.1, 0.058, 0.022, 0.01] | [10.0, 3.73, 1.654, 0.328, 0.1, 0.0531, 0.019, 0.01] | 0 | [600.0, 700.0, 900.0, 1150.0, 1665.0, 2000.0, 3000.0, 4313.0] | [1200.0, 1500.0, 1800.0, 2700.0, 3960.0, 5000.0, 7500.0, 10620.0]
HV 20A | HV 20A | 20 | 0 | [10.0, 1.3, 0.3, 0.155, 0.1, 0.0555, 0.023, 0.01] | [10.0, 1.3, 0.161, 0.1, 0.0611, 0.0399, 0.0141, 0.01] | 0 | [60.0, 70.0, 80.0, 87.0, 94.0, 110.0, 150.0, 216.0] | [120.0, 150.0, 200.0, 223.0, 260.0, 300.0, 450.0, 532.0]
HV 25A | HV 25A | 25 | 0 | [10.0, 2.512, 0.833, 0.299, 0.1, 0.0372, 0.0223, 0.01] | [10.0, 3.125, 0.597, 0.198, 0.1, 0.0378, 0.022, 0.01] | 0 | [75.0, 82.0, 90.0, 100.0, 124.0, 170.0, 200.0, 289.0] | [150.0, 170.0, 210.0, 250.0, 294.0, 400.0, 500.0, 711.0]
HV 31.5A | HV 31.5A | 31.5 | 0 | [10.0, 2.34, 0.722, 0.181, 0.1, 0.055, 0.0296, 0.01] | [10.0, 2.84, 0.368, 0.164, 0.1, 0.0621, 0.0378, 0.0195, 0.01] | 0 | [95.0, 110.0, 125.0, 150.0, 165.0, 200.0, 250.0, 390.0] | [189.0, 220.0, 300.0, 350.0, 393.0, 450.0, 530.0, 700.0, 960.0]
HV 40A | HV 40A | 40 | 0 | [10.0, 1.3, 0.161, 0.1, 0.0611, 0.0399, 0.0141, 0.01] | [10.0, 2.05, 0.369, 0.198, 0.1, 0.051, 0.0298, 0.01] | 0 | [120.0, 150.0, 200.0, 223.0, 260.0, 300.0, 450.0, 532.0] | [240.0, 300.0, 400.0, 450.0, 530.0, 650.0, 800.0, 1311.0]
HV 50A | HV 50A | 50 | 0 | [10.0, 3.215, 0.597, 0.198, 0.1, 0.0378, 0.022, 0.01] | [10.0, 3.64, 0.854, 0.281, 0.1, 0.0531, 0.022, 0.01] | 0 | [150.0, 170.0, 210.0, 250.0, 294.0, 400.0, 500.0, 711.0] | [300.0, 350.0, 450.0, 550.0, 700.0, 850.0, 1200.0, 1752.0]
HV 6.3A | HV 6.3A | 6.3 | 0 | [10.0, 1.39, 0.344, 0.168, 0.1, 0.056, 0.0263, 0.01] | [10.0, 1.711, 0.516, 0.198, 0.1, 0.0634, 0.0303, 0.01] | 0 | [19.0, 19.5, 20.4, 20.8, 22.0, 25.0, 32.0, 48.0] | [38.0, 40.0, 43.0, 48.0, 53.0, 60.0, 75.0, 118.0]
HV 63A | HV 63A | 63 | 0 | [10.0, 2.84, 0.368, 0.164, 0.1, 0.0621, 0.0378, 0.0195, 0.01] | [10.0, 1.82, 0.344, 0.1, 0.0467, 0.0269, 0.01] | 0 | [189.0, 220.0, 300.0, 350.0, 393.0, 450.0, 530.0, 700.0, 961.0] | [378.0, 500.0, 700.0, 934.0, 1200.0, 1500.0, 2366.0]
HV 80A | HV 80A | 80 | 0 | [10.0, 2.05, 0.369, 0.198, 0.1, 0.051, 0.0298, 0.01] | [10.0, 4.15, 1.03, 0.198, 0.1, 0.051, 0.0172, 0.01] | 0 | [240.0, 300.0, 400.0, 450.0, 530.0, 650.0, 800.0, 1311.0] | [480.0, 550.0, 700.0, 1000.0, 1260.0, 1600.0, 2500.0, 3227.0]
Siemens NH-1-100 | Siemens NH-1-100 | 100 | [5400.0, 2000.0, 400.0, 20.0, 1.0, 0.2, 0.012, 0.004] | 0 | 0 | [150.0, 190.0, 250.0, 430.0, 900.0, 1250.0, 2700.0, 3600.0] | 0 | 0
Siemens NH-1-125 | Siemens NH-1-125 | 125 | [4800.0, 120.0, 7.0, 0.1, 0.004] | 0 | 0 | [180.0, 400.0, 740.0, 2000.0, 4250.0] | 0 | 0
Siemens NH-1-16 | Siemens NH-1-16 | 16 | [4000.0, 400.0, 2.0, 0.1, 0.04, 0.01] | 0 | 0 | [26.0, 35.0, 75.0, 150.0, 200.0, 300.0] | 0 | 0
Siemens NH-1-160 | Siemens NH-1-160 | 160 | [4800.0, 120.0, 7.0, 0.1, 0.004] | 0 | 0 | [210.0, 500.0, 900.0, 2300.0, 5000.0] | 0 | 0
Siemens NH-1-25 | Siemens NH-1-25 | 25 | [4000.0, 1000.0, 10.0, 0.2, 0.02, 0.01] | 0 | 0 | [40.0, 50.0, 100.0, 210.0, 400.0, 500.0] | 0 | 0
Siemens NH-1-50 | Siemens NH-1-50 | 50 | [4000.0, 40.0, 4.0, 1.0, 0.02, 0.01] | 0 | 0 | [86.0, 200.0, 300.0, 400.0, 1000.0, 1280.0] | 0 | 0
Siemens NH-1-63 | Siemens NH-1-63 | 63 | [4000.0, 100.0, 10.0, 2.0, 0.04, 0.01] | 0 | 0 | [100.0, 200.0, 300.0, 400.0, 1000.0, 1500.0] | 0 | 0
Siemens NH-1-80 | Siemens NH-1-80 | 80 | [4800.0, 120.0, 7.0, 0.1, 0.01] | 0 | 0 | [150.58, 250.0, 450.0, 1150.0, 2470.0] | 0 | 0
Siemens NH-2-1000 | Siemens NH-2-1000 | 1000 | [4800.0, 120.0, 7.0, 0.1, 0.004] | 0 | 0 | [1900.0, 3500.0, 8400.0, 24000.0, 52000.0] | 0 | 0
Siemens NH-2-200 | Siemens NH-2-200 | 200 | [4800.0, 120.0, 7.0, 0.1, 0.004] | 0 | 0 | [280.0, 650.0, 1200.0, 3000.0, 7000.0] | 0 | 0
Siemens NH-2-224 | Siemens NH-2-224 | 224 | [4800.0, 120.0, 7.0, 0.2, 0.04, 0.004] | 0 | 0 | [400.0, 750.0, 1453.0, 3025.0, 4315.0, 7600.0] | 0 | 0
Siemens NH-2-250 | Siemens NH-2-250 | 250 | [4800.0, 120.0, 7.0, 0.1, 0.004] | 0 | 0 | [450.0, 800.0, 1650.0, 4000.0, 8500.0] | 0 | 0
Siemens NH-2-315 | Siemens NH-2-315 | 315 | [4800.0, 120.0, 7.0, 0.1, 0.004] | 0 | 0 | [550.0, 920.0, 1900.0, 5000.0, 11000.0] | 0 | 0
Siemens NH-2-355 | Siemens NH-2-355 | 355 | [4800.0, 120.0, 6.0, 0.1, 0.004] | 0 | 0 | [650.0, 1116.27, 2350.0, 5840.0, 12790.0] | 0 | 0
Siemens NH-2-400 | Siemens NH-2-400 | 400 | [4800.0, 120.0, 7.0, 0.1, 0.004] | 0 | 0 | [720.0, 1350.0, 2800.0, 6500.0, 15000.0] | 0 | 0
Siemens NH-2-425 | Siemens NH-2-425 | 425 | [4800.0, 120.0, 7.0, 0.1, 0.004] | 0 | 0 | [850.0, 1500.0, 3050.0, 7500.0, 16500.0] | 0 | 0
Siemens NH-2-630 | Siemens NH-2-630 | 630 | [4800.0, 120.0, 7.0, 0.1, 0.004] | 0 | 0 | [1200.0, 2000.0, 4800.0, 12000.0, 26000.0] | 0 | 0

## dtypes
| element | column | dtype
0 | bus | name | object
1 | bus | vn_kv | float64
2 | bus | type | object
3 | bus | zone | object
4 | bus | in_service | bool
5 | load | name | object
6 | load | bus | uint32
7 | load | p_mw | float64
8 | load | q_mvar | float64
9 | load | const_z_percent | float64
10 | load | const_i_percent | float64
11 | load | sn_mva | float64
12 | load | scaling | float64
13 | load | in_service | bool
14 | load | type | object
15 | ext_grid | name | object
16 | ext_grid | bus | uint32
17 | ext_grid | vm_pu | float64
18 | ext_grid | va_degree | float64
19 | ext_grid | slack_weight | float64
20 | ext_grid | in_service | bool
21 | line | name | object
22 | line | std_type | object
23 | line | from_bus | uint32
24 | line | to_bus | uint32
25 | line | length_km | float64
26 | line | r_ohm_per_km | float64
27 | line | x_ohm_per_km | float64
28 | line | c_nf_per_km | float64
29 | line | g_us_per_km | float64
30 | line | max_i_ka | float64
31 | line | df | float64
32 | line | parallel | uint32
33 | line | type | object
34 | line | in_service | bool
35 | trafo | name | object
36 | trafo | std_type | object
37 | trafo | hv_bus | uint32
38 | trafo | lv_bus | uint32
39 | trafo | sn_mva | float64
40 | trafo | vn_hv_kv | float64
41 | trafo | vn_lv_kv | float64
42 | trafo | vk_percent | float64
43 | trafo | vkr_percent | float64
44 | trafo | pfe_kw | float64
45 | trafo | i0_percent | float64
46 | trafo | shift_degree | float64
47 | trafo | tap_side | object
48 | trafo | tap_neutral | int32
49 | trafo | tap_min | int32
50 | trafo | tap_max | int32
51 | trafo | tap_step_percent | float64
52 | trafo | tap_step_degree | float64
53 | trafo | tap_pos | int32
54 | trafo | tap_phase_shifter | bool
55 | trafo | parallel | uint32
56 | trafo | df | float64
57 | trafo | in_service | bool
58 | line_geodata | coords | object
59 | bus_geodata | x | float64
60 | bus_geodata | y | float64
61 | bus_geodata | coords | object

## parameters
| version | format_version | converged | OPF_converged | name | f_hz | sn_mva
0 | 2.14.6 | 2.14.0 | FALSE | FALSE |  | 50 | 1