## bus
| name | vn_kv | type | zone | in_service
0 | bus_LV_53-38_0_4_node_0 | 0.4 | n |  | TRUE
1 | bus_LV_53-38_0_4_node_1 | 0.4 | n |  | TRUE
2 | bus_LV_53-38_0_4_node_2 | 0.4 | n |  | TRUE
3 | bus_LV_53-38_0_4_node_3 | 0.4 | n |  | TRUE
4 | bus_LV_53-38_0_4_node_4 | 0.4 | n |  | TRUE
5 | bus_LV_53-38_0_4_node_6 | 0.4 | n |  | TRUE
6 | bus_LV_53-38_0_4_node_5 | 0.4 | n |  | TRUE
7 | bus_LV_53-38_0_4_node_19 | 0.4 | n |  | TRUE
8 | bus_LV_53-38_0_4_node_7 | 0.4 | n |  | TRUE
9 | bus_LV_53-38_0_4_node_18 | 0.4 | n |  | TRUE
10 | bus_LV_53-38_0_4_node_76 | 0.4 | n |  | TRUE
11 | bus_LV_53-38_0_4_node_73 | 0.4 | n |  | TRUE
12 | bus_LV_53-38_0_4_node_8 | 0.4 | n |  | TRUE
13 | bus_LV_53-38_0_4_node_9 | 0.4 | n |  | TRUE
14 | bus_LV_53-38_0_4_node_10 | 0.4 | n |  | TRUE
15 | bus_LV_53-38_0_4_node_11 | 0.4 | n |  | TRUE
16 | bus_LV_53-38_0_4_node_79 | 0.4 | n |  | TRUE
17 | bus_LV_53-38_0_4_node_58 | 0.4 | n |  | TRUE
18 | bus_LV_53-38_0_4_node_80 | 0.4 | n |  | TRUE
19 | bus_LV_53-38_0_4_node_57 | 0.4 | n |  | TRUE
20 | bus_LV_53-38_0_4_node_12 | 0.4 | n |  | TRUE
21 | bus_LV_53-38_0_4_node_13 | 0.4 | n |  | TRUE
22 | bus_LV_53-38_0_4_node_14 | 0.4 | n |  | TRUE
23 | bus_LV_53-38_0_4_node_15 | 0.4 | n |  | TRUE
24 | bus_LV_53-38_0_4_node_16 | 0.4 | n |  | TRUE
25 | bus_LV_53-38_0_4_node_17 | 0.4 | n |  | TRUE
26 | bus_LV_53-38_0_4_node_34 | 0.4 | n |  | TRUE
27 | bus_LV_53-38_0_4_node_32 | 0.4 | n |  | TRUE
28 | bus_LV_53-38_0_4_node_20 | 0.4 | n |  | TRUE
29 | bus_LV_53-38_0_4_node_21 | 0.4 | n |  | TRUE
30 | bus_LV_53-38_0_4_node_22 | 0.4 | n |  | TRUE
31 | bus_LV_53-38_0_4_node_23 | 0.4 | n |  | TRUE
32 | bus_LV_53-38_0_4_node_24 | 0.4 | n |  | TRUE
33 | bus_LV_53-38_0_4_node_54 | 0.4 | n |  | TRUE
34 | bus_LV_53-38_0_4_node_52 | 0.4 | n |  | TRUE
35 | bus_LV_53-38_0_4_node_123 | 0.4 | n |  | TRUE
36 | bus_LV_53-38_0_4_node_53 | 0.4 | n |  | TRUE
37 | bus_LV_53-38_0_4_node_89 | 0.4 | n |  | TRUE
38 | bus_LV_53-38_0_4_node_109 | 0.4 | n |  | TRUE
39 | bus_LV_53-38_0_4_node_50 | 0.4 | n |  | TRUE
40 | bus_LV_53-38_0_4_node_124 | 0.4 | n |  | TRUE
41 | bus_LV_53-38_0_4_node_122 | 0.4 | n |  | TRUE
42 | bus_LV_53-38_0_4_node_25 | 0.4 | n |  | TRUE
43 | bus_LV_53-38_0_4_node_26 | 0.4 | n |  | TRUE
44 | bus_LV_53-38_0_4_node_27 | 0.4 | n |  | TRUE
45 | bus_LV_53-38_0_4_node_28 | 0.4 | n |  | TRUE
46 | bus_LV_53-38_0_4_node_67 | 0.4 | n |  | TRUE
47 | bus_LV_53-38_0_4_node_29 | 0.4 | n |  | TRUE
48 | bus_LV_53-38_0_4_node_86 | 0.4 | n |  | TRUE
49 | bus_LV_53-38_0_4_node_69 | 0.4 | n |  | TRUE
50 | bus_LV_53-38_0_4_node_70 | 0.4 | n |  | TRUE
51 | bus_LV_53-38_0_4_node_65 | 0.4 | n |  | TRUE
52 | bus_LV_53-38_0_4_node_121 | 0.4 | n |  | TRUE
53 | bus_LV_53-38_0_4_node_30 | 0.4 | n |  | TRUE
54 | bus_LV_53-38_0_4_node_31 | 0.4 | n |  | TRUE
55 | bus_LV_53-38_0_4_node_33 | 0.4 | n |  | TRUE
56 | bus_LV_53-38_0_4_node_48 | 0.4 | n |  | TRUE
57 | bus_LV_53-38_0_4_node_49 | 0.4 | n |  | TRUE
58 | bus_LV_53-38_0_4_node_35 | 0.4 | n |  | TRUE
59 | bus_LV_53-38_0_4_node_36 | 0.4 | n |  | TRUE
60 | bus_LV_53-38_0_4_node_37 | 0.4 | n |  | TRUE
61 | bus_LV_53-38_0_4_node_38 | 0.4 | n |  | TRUE
62 | bus_LV_53-38_0_4_node_39 | 0.4 | n |  | TRUE
63 | bus_LV_53-38_0_4_node_40 | 0.4 | n |  | TRUE
64 | bus_LV_53-38_0_4_node_41 | 0.4 | n |  | TRUE
65 | bus_LV_53-38_0_4_node_42 | 0.4 | n |  | TRUE
66 | bus_LV_53-38_0_4_node_46 | 0.4 | n |  | TRUE
67 | bus_LV_53-38_0_4_node_43 | 0.4 | n |  | TRUE
68 | bus_LV_53-38_0_4_node_44 | 0.4 | n |  | TRUE
69 | bus_LV_53-38_0_4_node_45 | 0.4 | n |  | TRUE
70 | bus_LV_53-38_0_4_node_55 | 0.4 | n |  | TRUE
71 | bus_LV_53-38_0_4_node_88 | 0.4 | n |  | TRUE
72 | bus_LV_53-38_0_4_node_87 | 0.4 | n |  | TRUE
73 | bus_LV_53-38_0_4_node_56 | 0.4 | n |  | TRUE
74 | bus_LV_53-38_0_4_node_194 | 0.4 | n |  | TRUE
75 | bus_LV_53-38_0_4_node_51 | 0.4 | n |  | TRUE
76 | bus_LV_53-38_0_4_node_77 | 0.4 | n |  | TRUE
77 | bus_LV_53-38_0_4_node_68 | 0.4 | n |  | TRUE
78 | bus_LV_53-38_0_4_node_107 | 0.4 | n |  | TRUE
79 | bus_LV_53-38_0_4_node_59 | 0.4 | n |  | TRUE
80 | bus_LV_53-38_0_4_node_60 | 0.4 | n |  | TRUE
81 | bus_LV_53-38_0_4_node_61 | 0.4 | n |  | TRUE
82 | bus_LV_53-38_0_4_node_62 | 0.4 | n |  | TRUE
83 | bus_LV_53-38_0_4_node_63 | 0.4 | n |  | TRUE
84 | bus_LV_53-38_0_4_node_84 | 0.4 | n |  | TRUE
85 | bus_LV_53-38_0_4_node_85 | 0.4 | n |  | TRUE
86 | bus_LV_53-38_0_4_node_64 | 0.4 | n |  | TRUE
87 | bus_LV_53-38_0_4_node_130 | 0.4 | n |  | TRUE
88 | bus_LV_53-38_0_4_node_83 | 0.4 | n |  | TRUE
89 | bus_LV_53-38_0_4_node_132 | 0.4 | n |  | TRUE
90 | bus_LV_53-38_0_4_node_128 | 0.4 | n |  | TRUE
91 | bus_LV_53-38_0_4_node_66 | 0.4 | n |  | TRUE
92 | bus_LV_53-38_0_4_node_78 | 0.4 | n |  | TRUE
93 | bus_LV_53-38_0_4_node_75 | 0.4 | n |  | TRUE
94 | bus_LV_53-38_0_4_node_71 | 0.4 | n |  | TRUE
95 | bus_LV_53-38_0_4_node_72 | 0.4 | n |  | TRUE
96 | bus_LV_53-38_0_4_node_74 | 0.4 | n |  | TRUE
97 | bus_LV_53-38_0_4_node_81 | 0.4 | n |  | TRUE
98 | bus_LV_53-38_0_4_node_82 | 0.4 | n |  | TRUE
99 | bus_LV_53-38_0_4_node_117 | 0.4 | n |  | TRUE
100 | bus_LV_53-38_0_4_node_187 | 0.4 | n |  | TRUE
101 | bus_LV_53-38_0_4_node_90 | 0.4 | n |  | TRUE
102 | bus_LV_53-38_0_4_node_92 | 0.4 | n |  | TRUE
103 | bus_LV_53-38_0_4_node_95 | 0.4 | n |  | TRUE
104 | bus_LV_53-38_0_4_node_96 | 0.4 | n |  | TRUE
105 | bus_LV_53-38_0_4_node_93 | 0.4 | n |  | TRUE
106 | bus_LV_53-38_0_4_node_185 | 0.4 | n |  | TRUE
107 | bus_LV_53-38_0_4_node_106 | 0.4 | n |  | TRUE
108 | bus_LV_53-38_0_4_node_97 | 0.4 | n |  | TRUE
109 | bus_LV_53-38_0_4_node_105 | 0.4 | n |  | TRUE
110 | bus_LV_53-38_0_4_node_186 | 0.4 | n |  | TRUE
111 | bus_LV_53-38_0_4_node_99 | 0.4 | n |  | TRUE
112 | bus_LV_53-38_0_4_node_173 | 0.4 | n |  | TRUE
113 | bus_LV_53-38_0_4_node_98 | 0.4 | n |  | TRUE
114 | bus_LV_53-38_0_4_node_108 | 0.4 | n |  | TRUE
115 | bus_LV_53-38_0_4_node_104 | 0.4 | n |  | TRUE
116 | bus_LV_53-38_0_4_node_178 | 0.4 | n |  | TRUE
117 | bus_LV_53-38_0_4_node_172 | 0.4 | n |  | TRUE
118 | bus_LV_53-38_0_4_node_174 | 0.4 | n |  | TRUE
119 | bus_LV_53-38_0_4_node_188 | 0.4 | n |  | TRUE
120 | bus_LV_53-38_0_4_node_100 | 0.4 | n |  | TRUE
121 | bus_LV_53-38_0_4_node_101 | 0.4 | n |  | TRUE
122 | bus_LV_53-38_0_4_node_102 | 0.4 | n |  | TRUE
123 | bus_LV_53-38_0_4_node_103 | 0.4 | n |  | TRUE
124 | bus_LV_53-38_0_4_node_150 | 0.4 | n |  | TRUE
125 | bus_LV_53-38_0_4_node_160 | 0.4 | n |  | TRUE
126 | bus_LV_53-38_0_4_node_148 | 0.4 | n |  | TRUE
127 | bus_LV_53-38_0_4_node_143 | 0.4 | n |  | TRUE
128 | bus_LV_53-38_0_4_node_144 | 0.4 | n |  | TRUE
129 | bus_LV_53-38_0_4_node_136 | 0.4 | n |  | TRUE
130 | bus_LV_53-38_0_4_node_142 | 0.4 | n |  | TRUE
131 | bus_LV_53-38_0_4_node_110 | 0.4 | n |  | TRUE
132 | bus_LV_53-38_0_4_node_111 | 0.4 | n |  | TRUE
133 | bus_LV_53-38_0_4_node_112 | 0.4 | n |  | TRUE
134 | bus_LV_53-38_0_4_node_113 | 0.4 | n |  | TRUE
135 | bus_LV_53-38_0_4_node_114 | 0.4 | n |  | TRUE
136 | bus_LV_53-38_0_4_node_138 | 0.4 | n |  | TRUE
137 | bus_LV_53-38_0_4_node_119 | 0.4 | n |  | TRUE
138 | bus_LV_53-38_0_4_node_115 | 0.4 | n |  | TRUE
139 | bus_LV_53-38_0_4_node_116 | 0.4 | n |  | TRUE
140 | bus_LV_53-38_0_4_node_118 | 0.4 | n |  | TRUE
141 | bus_LV_53-38_0_4_node_139 | 0.4 | n |  | TRUE
142 | bus_LV_53-38_0_4_node_120 | 0.4 | n |  | TRUE
143 | bus_LV_53-38_0_4_node_127 | 0.4 | n |  | TRUE
144 | bus_LV_53-38_0_4_node_140 | 0.4 | n |  | TRUE
145 | bus_LV_53-38_0_4_node_141 | 0.4 | n |  | TRUE
146 | bus_LV_53-38_0_4_node_126 | 0.4 | n |  | TRUE
147 | bus_LV_53-38_0_4_node_195 | 0.4 | n |  | TRUE
148 | bus_LV_53-38_0_4_node_196 | 0.4 | n |  | TRUE
149 | bus_LV_53-38_0_4_node_125 | 0.4 | n |  | TRUE
150 | bus_LV_53-38_0_4_node_129 | 0.4 | n |  | TRUE
151 | bus_LV_53-38_0_4_node_131 | 0.4 | n |  | TRUE
152 | bus_LV_53-38_0_4_node_133 | 0.4 | n |  | TRUE
153 | bus_LV_53-38_0_4_node_134 | 0.4 | n |  | TRUE
154 | bus_LV_53-38_0_4_node_135 | 0.4 | n |  | TRUE
155 | bus_LV_53-38_0_4_node_137 | 0.4 | n |  | TRUE
156 | bus_LV_53-38_0_4_node_147 | 0.4 | n |  | TRUE
157 | bus_LV_53-38_0_4_node_151 | 0.4 | n |  | TRUE
158 | bus_LV_53-38_0_4_node_149 | 0.4 | n |  | TRUE
159 | bus_LV_53-38_0_4_node_152 | 0.4 | n |  | TRUE
160 | bus_LV_53-38_0_4_node_145 | 0.4 | n |  | TRUE
161 | bus_LV_53-38_0_4_node_146 | 0.4 | n |  | TRUE
162 | bus_LV_53-38_0_4_node_157 | 0.4 | n |  | TRUE
163 | bus_LV_53-38_0_4_node_154 | 0.4 | n |  | TRUE
164 | bus_LV_53-38_0_4_node_175 | 0.4 | n |  | TRUE
165 | bus_LV_53-38_0_4_node_155 | 0.4 | n |  | TRUE
166 | bus_LV_53-38_0_4_node_162 | 0.4 | n |  | TRUE
167 | bus_LV_53-38_0_4_node_158 | 0.4 | n |  | TRUE
168 | bus_LV_53-38_0_4_node_153 | 0.4 | n |  | TRUE
169 | bus_LV_53-38_0_4_node_170 | 0.4 | n |  | TRUE
170 | bus_LV_53-38_0_4_node_171 | 0.4 | n |  | TRUE
171 | bus_LV_53-38_0_4_node_156 | 0.4 | n |  | TRUE
172 | bus_LV_53-38_0_4_node_164 | 0.4 | n |  | TRUE
173 | bus_LV_53-38_0_4_node_161 | 0.4 | n |  | TRUE
174 | bus_LV_53-38_0_4_node_176 | 0.4 | n |  | TRUE
175 | bus_LV_53-38_0_4_node_159 | 0.4 | n |  | TRUE
176 | bus_LV_53-38_0_4_node_163 | 0.4 | n |  | TRUE
177 | bus_LV_53-38_0_4_node_165 | 0.4 | n |  | TRUE
178 | bus_LV_53-38_0_4_node_166 | 0.4 | n |  | TRUE
179 | bus_LV_53-38_0_4_node_167 | 0.4 | n |  | TRUE
180 | bus_LV_53-38_0_4_node_168 | 0.4 | n |  | TRUE
181 | bus_LV_53-38_0_4_node_169 | 0.4 | n |  | TRUE
182 | bus_LV_53-38_0_4_node_177 | 0.4 | n |  | TRUE
183 | bus_LV_53-38_0_4_node_179 | 0.4 | n |  | TRUE
184 | bus_LV_53-38_0_4_node_180 | 0.4 | n |  | TRUE
185 | bus_LV_53-38_0_4_node_189 | 0.4 | n |  | TRUE
186 | bus_LV_53-38_0_4_node_190 | 0.4 | n |  | TRUE
187 | bus_LV_53-38_0_4_node_192 | 0.4 | n |  | TRUE
188 | bus_LV_53-38_0_4_node_191 | 0.4 | n |  | TRUE
189 | bus_LV_53-38_0_4_node_182 | 0.4 | n |  | TRUE
190 | bus_LV_53-38_0_4_node_183 | 0.4 | n |  | TRUE
191 | bus_LV_53-38_0_4_node_184 | 0.4 | n |  | TRUE
192 | bus_MV_351_1_node_170 | 20 | n |  | TRUE

## load
| name | bus | p_mw | q_mvar | const_z_percent | const_i_percent | sn_mva | scaling | in_service | type
0 | LV_53-38_0_4_load_0 | 0 | 0.0011684 | 0.00029282 | 0 | 0 |  | 1 | TRUE | wye
1 | LV_53-38_0_4_load_1 | 1 | 0.0025263 | 0.00063314 | 0 | 0 |  | 1 | TRUE | wye
2 | LV_53-38_0_4_load_6 | 5 | 0.0042354 | 0.0010615 | 0 | 0 |  | 1 | TRUE | wye
3 | LV_53-38_0_4_load_5 | 6 | 0.0021786 | 0.000546 | 0 | 0 |  | 1 | TRUE | wye
4 | LV_53-38_0_4_load_7 | 8 | 0.0029004 | 0.00072691 | 0 | 0 |  | 1 | TRUE | wye
5 | LV_53-38_0_4_load_18 | 9 | 0.0015794 | 0.00039584 | 0 | 0 |  | 1 | TRUE | wye
6 | LV_53-38_0_4_load_76 | 10 | 0.0017577 | 0.00044051 | 0 | 0 |  | 1 | TRUE | wye
7 | LV_53-38_0_4_load_9 | 13 | 0.0025852 | 0.00064791 | 0 | 0 |  | 1 | TRUE | wye
8 | LV_53-38_0_4_load_10 | 14 | 0.0021069 | 0.00052803 | 0 | 0 |  | 1 | TRUE | wye
9 | LV_53-38_0_4_load_11 | 15 | 0.00091059 | 0.00022822 | 0 | 0 |  | 1 | TRUE | wye
10 | LV_53-38_0_4_load_79 | 16 | 0.0023191 | 0.00058123 | 0 | 0 |  | 1 | TRUE | wye
11 | LV_53-38_0_4_load_58 | 17 | 0.0035181 | 0.00088171 | 0 | 0 |  | 1 | TRUE | wye
12 | LV_53-38_0_4_load_80 | 18 | 0.0016388 | 0.00041073 | 0 | 0 |  | 1 | TRUE | wye
13 | LV_53-38_0_4_load_57 | 19 | 0.0046813 | 0.0011733 | 0 | 0 |  | 1 | TRUE | wye
14 | LV_53-38_0_4_load_12 | 20 | 0.0019202 | 0.00048124 | 0 | 0 |  | 1 | TRUE | wye
15 | LV_53-38_0_4_load_13 | 21 | 0.0018862 | 0.00047272 | 0 | 0 |  | 1 | TRUE | wye
16 | LV_53-38_0_4_load_14 | 22 | 0.0018319 | 0.00045911 | 0 | 0 |  | 1 | TRUE | wye
17 | LV_53-38_0_4_load_15 | 23 | 0.0017726 | 0.00044427 | 0 | 0 |  | 1 | TRUE | wye
18 | LV_53-38_0_4_load_16 | 24 | 0.0021046 | 0.00052746 | 0 | 0 |  | 1 | TRUE | wye
19 | LV_53-38_0_4_load_17 | 25 | 0.0019201 | 0.00048121 | 0 | 0 |  | 1 | TRUE | wye
20 | LV_53-38_0_4_load_34 | 26 | 0.0034948 | 0.00087587 | 0 | 0 |  | 1 | TRUE | wye
21 | LV_53-38_0_4_load_20 | 28 | 0.0021679 | 0.00054333 | 0 | 0 |  | 1 | TRUE | wye
22 | LV_53-38_0_4_load_22 | 30 | 0.0044322 | 0.0011108 | 0 | 0 |  | 1 | TRUE | wye
23 | LV_53-38_0_4_load_24 | 32 | 0.0010173 | 0.00025496 | 0 | 0 |  | 1 | TRUE | wye
24 | LV_53-38_0_4_load_52 | 34 | 0.0048303 | 0.0012106 | 0 | 0 |  | 1 | TRUE | wye
25 | LV_53-38_0_4_load_89 | 37 | 0.016212 | 0.0040631 | 0 | 0 |  | 1 | TRUE | wye
26 | LV_53-38_0_4_load_109 | 38 | 0.0030277 | 0.00075882 | 0 | 0 |  | 1 | TRUE | wye
27 | LV_53-38_0_4_load_50 | 39 | 0.0061792 | 0.0015486 | 0 | 0 |  | 1 | TRUE | wye
28 | LV_53-38_0_4_load_124 | 40 | 0.0033085 | 0.0008292 | 0 | 0 |  | 1 | TRUE | wye
29 | LV_53-38_0_4_load_122 | 41 | 0.0055291 | 0.0013857 | 0 | 0 |  | 1 | TRUE | wye
30 | LV_53-38_0_4_load_25 | 42 | 0.0018537 | 0.00046457 | 0 | 0 |  | 1 | TRUE | wye
31 | LV_53-38_0_4_load_26 | 43 | 0.0013189 | 0.00033056 | 0 | 0 |  | 1 | TRUE | wye
32 | LV_53-38_0_4_load_27 | 44 | 0.0018537 | 0.00046457 | 0 | 0 |  | 1 | TRUE | wye
33 | LV_53-38_0_4_load_28 | 45 | 0.0017402 | 0.00043615 | 0 | 0 |  | 1 | TRUE | wye
34 | LV_53-38_0_4_load_29 | 47 | 0.0037207 | 0.0009325 | 0 | 0 |  | 1 | TRUE | wye
35 | LV_53-38_0_4_load_86 | 48 | 0.0021285 | 0.00053345 | 0 | 0 |  | 1 | TRUE | wye
36 | LV_53-38_0_4_load_69 | 49 | 0.005231 | 0.001311 | 0 | 0 |  | 1 | TRUE | wye
37 | LV_53-38_0_4_load_70 | 50 | 0.0048676 | 0.0012199 | 0 | 0 |  | 1 | TRUE | wye
38 | LV_53-38_0_4_load_65 | 51 | 0.0026066 | 0.00065326 | 0 | 0 |  | 1 | TRUE | wye
39 | LV_53-38_0_4_load_30 | 53 | 0.001241 | 0.00031102 | 0 | 0 |  | 1 | TRUE | wye
40 | LV_53-38_0_4_load_31 | 54 | 0.0026893 | 0.00067401 | 0 | 0 |  | 1 | TRUE | wye
41 | LV_53-38_0_4_load_33 | 55 | 0.0024263 | 0.00060809 | 0 | 0 |  | 1 | TRUE | wye
42 | LV_53-38_0_4_load_48 | 56 | 0.0057069 | 0.0014303 | 0 | 0 |  | 1 | TRUE | wye
43 | LV_53-38_0_4_load_35 | 58 | 0.0029762 | 0.0007459 | 0 | 0 |  | 1 | TRUE | wye
44 | LV_53-38_0_4_load_38 | 61 | 0.0029745 | 0.00074549 | 0 | 0 |  | 1 | TRUE | wye
45 | LV_53-38_0_4_load_39 | 62 | 0.0094672 | 0.0023727 | 0 | 0 |  | 1 | TRUE | wye
46 | LV_53-38_0_4_load_41 | 64 | 0.011884 | 0.0029783 | 0 | 0 |  | 1 | TRUE | wye
47 | LV_53-38_0_4_load_42 | 65 | 0.0062089 | 0.0015561 | 0 | 0 |  | 1 | TRUE | wye
48 | LV_53-38_0_4_load_46 | 66 | 0.0092288 | 0.002313 | 0 | 0 |  | 1 | TRUE | wye
49 | LV_53-38_0_4_load_44 | 68 | 0.013315 | 0.0033371 | 0 | 0 |  | 1 | TRUE | wye
50 | LV_53-38_0_4_load_55 | 70 | 0.01419 | 0.0035564 | 0 | 0 |  | 1 | TRUE | wye
51 | LV_53-38_0_4_load_88 | 71 | 0.014005 | 0.0035101 | 0 | 0 |  | 1 | TRUE | wye
52 | LV_53-38_0_4_load_87 | 72 | 0.011093 | 0.0027801 | 0 | 0 |  | 1 | TRUE | wye
53 | LV_53-38_0_4_load_56 | 73 | 0.0033944 | 0.00085072 | 0 | 0 |  | 1 | TRUE | wye
54 | LV_53-38_0_4_load_51 | 75 | 0.0041604 | 0.0010427 | 0 | 0 |  | 1 | TRUE | wye
55 | LV_53-38_0_4_load_77 | 76 | 0.001842 | 0.00046164 | 0 | 0 |  | 1 | TRUE | wye
56 | LV_53-38_0_4_load_68 | 77 | 0.0030555 | 0.00076579 | 0 | 0 |  | 1 | TRUE | wye
57 | LV_53-38_0_4_load_59 | 79 | 0.0019398 | 0.00048616 | 0 | 0 |  | 1 | TRUE | wye
58 | LV_53-38_0_4_load_60 | 80 | 0.0010848 | 0.00027188 | 0 | 0 |  | 1 | TRUE | wye
59 | LV_53-38_0_4_load_62 | 82 | 0.0038294 | 0.00095975 | 0 | 0 |  | 1 | TRUE | wye
60 | LV_53-38_0_4_load_63 | 83 | 0.00081802 | 0.00020501 | 0 | 0 |  | 1 | TRUE | wye
61 | LV_53-38_0_4_load_84 | 84 | 0.0025155 | 0.00063046 | 0 | 0 |  | 1 | TRUE | wye
62 | LV_53-38_0_4_load_85 | 85 | 0.0017421 | 0.00043662 | 0 | 0 |  | 1 | TRUE | wye
63 | LV_53-38_0_4_load_64 | 86 | 0.0011955 | 0.00029963 | 0 | 0 |  | 1 | TRUE | wye
64 | LV_53-38_0_4_load_83 | 88 | 0.0010902 | 0.00027324 | 0 | 0 |  | 1 | TRUE | wye
65 | LV_53-38_0_4_load_132 | 89 | 0.00076096 | 0.00019071 | 0 | 0 |  | 1 | TRUE | wye
66 | LV_53-38_0_4_load_128 | 90 | 0.00059686 | 0.00014959 | 0 | 0 |  | 1 | TRUE | wye
67 | LV_53-38_0_4_load_66 | 91 | 0.0038752 | 0.00097122 | 0 | 0 |  | 1 | TRUE | wye
68 | LV_53-38_0_4_load_78 | 92 | 0.0009304 | 0.00023318 | 0 | 0 |  | 1 | TRUE | wye
69 | LV_53-38_0_4_load_75 | 93 | 0.0011646 | 0.00029188 | 0 | 0 |  | 1 | TRUE | wye
70 | LV_53-38_0_4_load_71 | 94 | 0.0011968 | 0.00029994 | 0 | 0 |  | 1 | TRUE | wye
71 | LV_53-38_0_4_load_72 | 95 | 0.0023563 | 0.00059054 | 0 | 0 |  | 1 | TRUE | wye
72 | LV_53-38_0_4_load_74 | 96 | 0.0027457 | 0.00068813 | 0 | 0 |  | 1 | TRUE | wye
73 | LV_53-38_0_4_load_81 | 97 | 0.0016598 | 0.00041598 | 0 | 0 |  | 1 | TRUE | wye
74 | LV_53-38_0_4_load_82 | 98 | 0.0022557 | 0.00056533 | 0 | 0 |  | 1 | TRUE | wye
75 | LV_53-38_0_4_load_90 | 101 | 0.0011711 | 0.00029352 | 0 | 0 |  | 1 | TRUE | wye
76 | LV_53-38_0_4_load_96 | 104 | 0.0044996 | 0.0011277 | 0 | 0 |  | 1 | TRUE | wye
77 | LV_53-38_0_4_load_185 | 106 | 0.010867 | 0.0027236 | 0 | 0 |  | 1 | TRUE | wye
78 | LV_53-38_0_4_load_97 | 108 | 0.002084 | 0.0005223 | 0 | 0 |  | 1 | TRUE | wye
79 | LV_53-38_0_4_load_105 | 109 | 0.0026558 | 0.00066561 | 0 | 0 |  | 1 | TRUE | wye
80 | LV_53-38_0_4_load_186 | 110 | 0.010866 | 0.0027232 | 0 | 0 |  | 1 | TRUE | wye
81 | LV_53-38_0_4_load_173 | 112 | 0.0027511 | 0.00068948 | 0 | 0 |  | 1 | TRUE | wye
82 | LV_53-38_0_4_load_98 | 113 | 0.00526 | 0.0013183 | 0 | 0 |  | 1 | TRUE | wye
83 | LV_53-38_0_4_load_108 | 114 | 0.0022816 | 0.00057183 | 0 | 0 |  | 1 | TRUE | wye
84 | LV_53-38_0_4_load_104 | 115 | 0.00082594 | 0.000207 | 0 | 0 |  | 1 | TRUE | wye
85 | LV_53-38_0_4_load_178 | 116 | 0.0030643 | 0.00076799 | 0 | 0 |  | 1 | TRUE | wye
86 | LV_53-38_0_4_load_172 | 117 | 0.0013285 | 0.00033295 | 0 | 0 |  | 1 | TRUE | wye
87 | LV_53-38_0_4_load_188 | 119 | 0.00044101 | 0.00011053 | 0 | 0 |  | 1 | TRUE | wye
88 | LV_53-38_0_4_load_100 | 120 | 0.0056864 | 0.0014251 | 0 | 0 |  | 1 | TRUE | wye
89 | LV_53-38_0_4_load_101 | 121 | 0.0028692 | 0.00071909 | 0 | 0 |  | 1 | TRUE | wye
90 | LV_53-38_0_4_load_102 | 122 | 0.0056883 | 0.0014256 | 0 | 0 |  | 1 | TRUE | wye
91 | LV_53-38_0_4_load_148 | 126 | 0.0044215 | 0.0011081 | 0 | 0 |  | 1 | TRUE | wye
92 | LV_53-38_0_4_load_144 | 128 | 0.0036249 | 0.00090849 | 0 | 0 |  | 1 | TRUE | wye
93 | LV_53-38_0_4_load_136 | 129 | 0.0024194 | 0.00060635 | 0 | 0 |  | 1 | TRUE | wye
94 | LV_53-38_0_4_load_142 | 130 | 0.003499 | 0.00087693 | 0 | 0 |  | 1 | TRUE | wye
95 | LV_53-38_0_4_load_110 | 131 | 0.0026752 | 0.00067047 | 0 | 0 |  | 1 | TRUE | wye
96 | LV_53-38_0_4_load_111 | 132 | 0.0037017 | 0.00092773 | 0 | 0 |  | 1 | TRUE | wye
97 | LV_53-38_0_4_load_112 | 133 | 0.0053502 | 0.0013409 | 0 | 0 |  | 1 | TRUE | wye
98 | LV_53-38_0_4_load_113 | 134 | 0.0025539 | 0.00064007 | 0 | 0 |  | 1 | TRUE | wye
99 | LV_53-38_0_4_load_138 | 136 | 0.0036814 | 0.00092264 | 0 | 0 |  | 1 | TRUE | wye
100 | LV_53-38_0_4_load_119 | 137 | 0.0050674 | 0.00127 | 0 | 0 |  | 1 | TRUE | wye
101 | LV_53-38_0_4_load_115 | 138 | 0.0029361 | 0.00073586 | 0 | 0 |  | 1 | TRUE | wye
102 | LV_53-38_0_4_load_116 | 139 | 0.0028163 | 0.00070584 | 0 | 0 |  | 1 | TRUE | wye
103 | LV_53-38_0_4_load_118 | 140 | 0.0016893 | 0.00042338 | 0 | 0 |  | 1 | TRUE | wye
104 | LV_53-38_0_4_load_141 | 145 | 0.0019271 | 0.00048298 | 0 | 0 |  | 1 | TRUE | wye
105 | LV_53-38_0_4_load_126 | 146 | 0.0038845 | 0.00097356 | 0 | 0 |  | 1 | TRUE | wye
106 | LV_53-38_0_4_load_195 | 147 | 0.0025255 | 0.00063294 | 0 | 0 |  | 1 | TRUE | wye
107 | LV_53-38_0_4_load_196 | 148 | 0.0031085 | 0.00077905 | 0 | 0 |  | 1 | TRUE | wye
108 | LV_53-38_0_4_load_125 | 149 | 0.0076971 | 0.0019291 | 0 | 0 |  | 1 | TRUE | wye
109 | LV_53-38_0_4_load_129 | 150 | 0.0020062 | 0.00050281 | 0 | 0 |  | 1 | TRUE | wye
110 | LV_53-38_0_4_load_131 | 151 | 0.0015323 | 0.00038403 | 0 | 0 |  | 1 | TRUE | wye
111 | LV_53-38_0_4_load_133 | 152 | 0.00073532 | 0.00018429 | 0 | 0 |  | 1 | TRUE | wye
112 | LV_53-38_0_4_load_134 | 153 | 0.0015351 | 0.00038474 | 0 | 0 |  | 1 | TRUE | wye
113 | LV_53-38_0_4_load_137 | 155 | 0.0043266 | 0.0010843 | 0 | 0 |  | 1 | TRUE | wye
114 | LV_53-38_0_4_load_151 | 157 | 0.0016353 | 0.00040985 | 0 | 0 |  | 1 | TRUE | wye
115 | LV_53-38_0_4_load_152 | 159 | 0.0036239 | 0.00090823 | 0 | 0 |  | 1 | TRUE | wye
116 | LV_53-38_0_4_load_145 | 160 | 0.0024244 | 0.00060762 | 0 | 0 |  | 1 | TRUE | wye
117 | LV_53-38_0_4_load_146 | 161 | 0.0049027 | 0.0012287 | 0 | 0 |  | 1 | TRUE | wye
118 | LV_53-38_0_4_load_157 | 162 | 0.0017969 | 0.00045034 | 0 | 0 |  | 1 | TRUE | wye
119 | LV_53-38_0_4_load_154 | 163 | 0.0019672 | 0.00049303 | 0 | 0 |  | 1 | TRUE | wye
120 | LV_53-38_0_4_load_155 | 165 | 0.0014005 | 0.000351 | 0 | 0 |  | 1 | TRUE | wye
121 | LV_53-38_0_4_load_158 | 167 | 0.0027593 | 0.00069156 | 0 | 0 |  | 1 | TRUE | wye
122 | LV_53-38_0_4_load_153 | 168 | 0.001666 | 0.00041754 | 0 | 0 |  | 1 | TRUE | wye
123 | LV_53-38_0_4_load_170 | 169 | 0.0016665 | 0.00041766 | 0 | 0 |  | 1 | TRUE | wye
124 | LV_53-38_0_4_load_156 | 171 | 0.0021323 | 0.00053441 | 0 | 0 |  | 1 | TRUE | wye
125 | LV_53-38_0_4_load_164 | 172 | 0.0013414 | 0.00033618 | 0 | 0 |  | 1 | TRUE | wye
126 | LV_53-38_0_4_load_159 | 175 | 0.0010319 | 0.00025862 | 0 | 0 |  | 1 | TRUE | wye
127 | LV_53-38_0_4_load_163 | 176 | 0.0025506 | 0.00063925 | 0 | 0 |  | 1 | TRUE | wye
128 | LV_53-38_0_4_load_165 | 177 | 0.0019115 | 0.00047907 | 0 | 0 |  | 1 | TRUE | wye
129 | LV_53-38_0_4_load_166 | 178 | 0.0024873 | 0.00062339 | 0 | 0 |  | 1 | TRUE | wye
130 | LV_53-38_0_4_load_167 | 179 | 0.00095261 | 0.00023875 | 0 | 0 |  | 1 | TRUE | wye
131 | LV_53-38_0_4_load_168 | 180 | 0.0017981 | 0.00045064 | 0 | 0 |  | 1 | TRUE | wye
132 | LV_53-38_0_4_load_169 | 181 | 0.0014205 | 0.000356 | 0 | 0 |  | 1 | TRUE | wye
133 | LV_53-38_0_4_load_177 | 182 | 0.0027019 | 0.00067716 | 0 | 0 |  | 1 | TRUE | wye
134 | LV_53-38_0_4_load_179 | 183 | 0.0011939 | 0.00029922 | 0 | 0 |  | 1 | TRUE | wye
135 | LV_53-38_0_4_load_180 | 184 | 0.0011381 | 0.00028522 | 0 | 0 |  | 1 | TRUE | wye
136 | LV_53-38_0_4_load_189 | 185 | 0.0022091 | 0.00055365 | 0 | 0 |  | 1 | TRUE | wye
137 | LV_53-38_0_4_load_191 | 188 | 0.0013804 | 0.00034596 | 0 | 0 |  | 1 | TRUE | wye
138 | LV_53-38_0_4_load_183 | 190 | 0.0019227 | 0.00048186 | 0 | 0 |  | 1 | TRUE | wye
139 | LV_53-38_0_4_load_184 | 191 | 0.003599 | 0.00090198 | 0 | 0 |  | 1 | TRUE | wye

## ext_grid
| name | bus | vm_pu | va_degree | slack_weight | in_service
0 |  | 148 | 1 | 0 | 1 | TRUE

## line
| name | std_type | from_bus | to_bus | length_km | r_ohm_per_km | x_ohm_per_km | c_nf_per_km | g_us_per_km | max_i_ka | df | parallel | type | in_service
0 | LV_53-38_0_4_line_0 |  | 0 | 1 | 0.00080539 | 0.125 | 0.08 | 261 | 0 | 0.364 | 1 | 1 | cs | TRUE
1 | LV_53-38_0_4_line_1 |  | 0 | 2 | 0.023459 | 0.125 | 0.08 | 261 | 0 | 0.364 | 1 | 1 | cs | TRUE
2 | LV_53-38_0_4_line_2 |  | 1 | 3 | 0.033792 | 0.125 | 0.08 | 261 | 0 | 0.364 | 1 | 1 | cs | TRUE
3 | LV_53-38_0_4_line_3 |  | 2 | 4 | 0.016878 | 0.125 | 0.08 | 261 | 0 | 0.364 | 1 | 1 | cs | TRUE
4 | LV_53-38_0_4_line_4 |  | 3 | 5 | 0.0035825 | 0.125 | 0.08 | 261 | 0 | 0.364 | 1 | 1 | cs | TRUE
5 | LV_53-38_0_4_line_5 |  | 3 | 6 | 0.016691 | 0.125 | 0.08 | 261 | 0 | 0.364 | 1 | 1 | cs | TRUE
6 | LV_53-38_0_4_line_6 |  | 4 | 7 | 0.008668 | 0.125 | 0.08 | 261 | 0 | 0.364 | 1 | 1 | cs | TRUE
7 | LV_53-38_0_4_line_7 |  | 5 | 8 | 0.018876 | 0.125 | 0.08 | 261 | 0 | 0.364 | 1 | 1 | cs | TRUE
8 | LV_53-38_0_4_line_8 |  | 7 | 9 | 0.022531 | 0.125 | 0.08 | 261 | 0 | 0.364 | 1 | 1 | cs | TRUE
9 | LV_53-38_0_4_line_9 |  | 9 | 25 | 0.021499 | 0.125 | 0.08 | 261 | 0 | 0.364 | 1 | 1 | cs | TRUE
10 | LV_53-38_0_4_line_10 |  | 10 | 11 | 0.01065 | 0.125 | 0.08 | 261 | 0 | 0.364 | 1 | 1 | cs | TRUE
11 | LV_53-38_0_4_line_11 |  | 11 | 93 | 0.021692 | 0.125 | 0.08 | 261 | 0 | 0.364 | 1 | 1 | cs | TRUE
12 | LV_53-38_0_4_line_12 |  | 11 | 94 | 0.01396 | 0.125 | 0.08 | 261 | 0 | 0.364 | 1 | 1 | cs | TRUE
13 | LV_53-38_0_4_line_13 |  | 12 | 13 | 0.0211 | 0.125 | 0.08 | 261 | 0 | 0.364 | 1 | 1 | cs | TRUE
14 | LV_53-38_0_4_line_14 |  | 12 | 14 | 0.01403 | 0.125 | 0.08 | 261 | 0 | 0.364 | 1 | 1 | cs | TRUE
15 | LV_53-38_0_4_line_15 |  | 12 | 15 | 0.043592 | 0.125 | 0.08 | 261 | 0 | 0.364 | 1 | 1 | cs | TRUE
16 | LV_53-38_0_4_line_16 |  | 14 | 16 | 0.0013702 | 0.125 | 0.08 | 261 | 0 | 0.364 | 1 | 1 | cs | TRUE
17 | LV_53-38_0_4_line_17 |  | 15 | 17 | 0.035791 | 0.125 | 0.08 | 261 | 0 | 0.364 | 1 | 1 | cs | TRUE
18 | LV_53-38_0_4_line_18 |  | 16 | 18 | 0.017569 | 0.125 | 0.08 | 261 | 0 | 0.364 | 1 | 1 | cs | TRUE
19 | LV_53-38_0_4_line_19 |  | 17 | 19 | 0.0019888 | 0.125 | 0.08 | 261 | 0 | 0.364 | 1 | 1 | cs | TRUE
20 | LV_53-38_0_4_line_20 |  | 18 | 97 | 0.0028717 | 0.125 | 0.08 | 261 | 0 | 0.364 | 1 | 1 | cs | TRUE
21 | LV_53-38_0_4_line_21 |  | 20 | 21 | 0.012186 | 0.125 | 0.08 | 261 | 0 | 0.364 | 1 | 1 | cs | TRUE
22 | LV_53-38_0_4_line_22 |  | 20 | 22 | 0.019107 | 0.125 | 0.08 | 261 | 0 | 0.364 | 1 | 1 | cs | TRUE
23 | LV_53-38_0_4_line_23 |  | 21 | 23 | 0.015778 | 0.125 | 0.08 | 261 | 0 | 0.364 | 1 | 1 | cs | TRUE
24 | LV_53-38_0_4_line_24 |  | 22 | 24 | 0.014916 | 0.125 | 0.08 | 261 | 0 | 0.364 | 1 | 1 | cs | TRUE
25 | LV_53-38_0_4_line_25 |  | 23 | 25 | 0.0082128 | 0.125 | 0.08 | 261 | 0 | 0.364 | 1 | 1 | cs | TRUE
26 | LV_53-38_0_4_line_26 |  | 24 | 26 | 0.016752 | 0.125 | 0.08 | 261 | 0 | 0.364 | 1 | 1 | cs | TRUE
27 | LV_53-38_0_4_line_27 |  | 26 | 27 | 0.026455 | 0.125 | 0.08 | 261 | 0 | 0.364 | 1 | 1 | cs | TRUE
28 | LV_53-38_0_4_line_28 |  | 27 | 53 | 0.036958 | 0.125 | 0.08 | 261 | 0 | 0.364 | 1 | 1 | cs | TRUE
29 | LV_53-38_0_4_line_29 |  | 28 | 29 | 0.029115 | 0.125 | 0.08 | 261 | 0 | 0.364 | 1 | 1 | cs | TRUE
30 | LV_53-38_0_4_line_30 |  | 28 | 30 | 0.018989 | 0.125 | 0.08 | 261 | 0 | 0.364 | 1 | 1 | cs | TRUE
31 | LV_53-38_0_4_line_31 |  | 29 | 31 | 0.038945 | 0.125 | 0.08 | 261 | 0 | 0.364 | 1 | 4 | cs | TRUE
32 | LV_53-38_0_4_line_32 |  | 29 | 32 | 0.0095113 | 0.125 | 0.08 | 261 | 0 | 0.364 | 1 | 4 | cs | TRUE
33 | LV_53-38_0_4_line_33 |  | 31 | 33 | 0.032132 | 0.125 | 0.08 | 261 | 0 | 0.364 | 1 | 4 | cs | TRUE
34 | LV_53-38_0_4_line_34 |  | 31 | 34 | 0.021819 | 0.125 | 0.08 | 261 | 0 | 0.364 | 1 | 2 | cs | TRUE
35 | LV_53-38_0_4_line_35 |  | 32 | 35 | 0.025145 | 0.125 | 0.08 | 261 | 0 | 0.364 | 1 | 4 | cs | TRUE
36 | LV_53-38_0_4_line_36 |  | 33 | 38 | 0.0016322 | 0.125 | 0.08 | 261 | 0 | 0.364 | 1 | 4 | cs | TRUE
37 | LV_53-38_0_4_line_37 |  | 33 | 36 | 0.019933 | 0.125 | 0.08 | 261 | 0 | 0.364 | 1 | 1 | cs | TRUE
38 | LV_53-38_0_4_line_38 |  | 34 | 39 | 0.035022 | 0.125 | 0.08 | 261 | 0 | 0.364 | 1 | 2 | cs | TRUE
39 | LV_53-38_0_4_line_39 |  | 35 | 40 | 0.01607 | 0.125 | 0.08 | 261 | 0 | 0.364 | 1 | 4 | cs | TRUE
40 | LV_53-38_0_4_line_40 |  | 35 | 41 | 0.010608 | 0.125 | 0.08 | 261 | 0 | 0.364 | 1 | 4 | cs | TRUE
41 | LV_53-38_0_4_line_41 |  | 36 | 37 | 0.012945 | 0.125 | 0.08 | 261 | 0 | 0.364 | 1 | 1 | cs | TRUE
42 | LV_53-38_0_4_line_42 |  | 38 | 78 | 0.020931 | 0.125 | 0.08 | 261 | 0 | 0.364 | 1 | 4 | cs | TRUE
43 | LV_53-38_0_4_line_43 |  | 39 | 57 | 0.027879 | 0.125 | 0.08 | 261 | 0 | 0.364 | 1 | 1 | cs | TRUE
44 | LV_53-38_0_4_line_44 |  | 40 | 147 | 0.018467 | 0.125 | 0.08 | 261 | 0 | 0.364 | 1 | 4 | cs | TRUE
45 | LV_53-38_0_4_line_45 |  | 41 | 52 | 0.018903 | 0.125 | 0.08 | 261 | 0 | 0.364 | 1 | 3 | cs | TRUE
46 | LV_53-38_0_4_line_46 |  | 42 | 43 | 0.0055554 | 0.125 | 0.08 | 261 | 0 | 0.364 | 1 | 1 | cs | TRUE
47 | LV_53-38_0_4_line_47 |  | 42 | 44 | 0.019285 | 0.125 | 0.08 | 261 | 0 | 0.364 | 1 | 1 | cs | TRUE
48 | LV_53-38_0_4_line_48 |  | 43 | 45 | 0.021175 | 0.125 | 0.08 | 261 | 0 | 0.364 | 1 | 1 | cs | TRUE
49 | LV_53-38_0_4_line_49 |  | 45 | 46 | 0.016363 | 0.125 | 0.08 | 261 | 0 | 0.364 | 1 | 1 | cs | TRUE
50 | LV_53-38_0_4_line_50 |  | 46 | 49 | 0.037102 | 0.125 | 0.08 | 261 | 0 | 0.364 | 1 | 1 | cs | TRUE
51 | LV_53-38_0_4_line_51 |  | 46 | 50 | 0.023778 | 0.125 | 0.08 | 261 | 0 | 0.364 | 1 | 1 | cs | TRUE
52 | LV_53-38_0_4_line_52 |  | 46 | 51 | 0.016531 | 0.125 | 0.08 | 261 | 0 | 0.364 | 1 | 1 | cs | TRUE
53 | LV_53-38_0_4_line_53 |  | 47 | 48 | 0.021769 | 0.125 | 0.08 | 261 | 0 | 0.364 | 1 | 1 | cs | TRUE
54 | LV_53-38_0_4_line_54 |  | 48 | 52 | 0.017892 | 0.125 | 0.08 | 261 | 0 | 0.364 | 1 | 1 | cs | TRUE
55 | LV_53-38_0_4_line_55 |  | 49 | 92 | 0.0076234 | 0.125 | 0.08 | 261 | 0 | 0.364 | 1 | 1 | cs | TRUE
56 | LV_53-38_0_4_line_56 |  | 50 | 85 | 0.0016626 | 0.125 | 0.08 | 261 | 0 | 0.364 | 1 | 1 | cs | TRUE
57 | LV_53-38_0_4_line_57 |  | 51 | 91 | 0.027836 | 0.125 | 0.08 | 261 | 0 | 0.364 | 1 | 1 | cs | TRUE
58 | LV_53-38_0_4_line_58 |  | 52 | 99 | 0.04056 | 0.125 | 0.08 | 261 | 0 | 0.364 | 1 | 3 | cs | TRUE
59 | LV_53-38_0_4_line_59 |  | 53 | 54 | 0.034753 | 0.125 | 0.08 | 261 | 0 | 0.364 | 1 | 1 | cs | TRUE
60 | LV_53-38_0_4_line_60 |  | 54 | 55 | 0.021076 | 0.125 | 0.08 | 261 | 0 | 0.364 | 1 | 1 | cs | TRUE
61 | LV_53-38_0_4_line_61 |  | 55 | 56 | 0.0080908 | 0.125 | 0.08 | 261 | 0 | 0.364 | 1 | 1 | cs | TRUE
62 | LV_53-38_0_4_line_62 |  | 56 | 57 | 0.0079376 | 0.125 | 0.08 | 261 | 0 | 0.364 | 1 | 1 | cs | TRUE
63 | LV_53-38_0_4_line_63 |  | 57 | 75 | 0.022599 | 0.125 | 0.08 | 261 | 0 | 0.364 | 1 | 1 | cs | TRUE
64 | LV_53-38_0_4_line_64 |  | 58 | 59 | 0.023206 | 0.125 | 0.08 | 261 | 0 | 0.364 | 1 | 1 | cs | TRUE
65 | LV_53-38_0_4_line_65 |  | 58 | 60 | 0.0072136 | 0.125 | 0.08 | 261 | 0 | 0.364 | 1 | 1 | cs | TRUE
66 | LV_53-38_0_4_line_66 |  | 59 | 61 | 0.012477 | 0.125 | 0.08 | 261 | 0 | 0.364 | 1 | 1 | cs | TRUE
67 | LV_53-38_0_4_line_67 |  | 59 | 62 | 0.034508 | 0.125 | 0.08 | 261 | 0 | 0.364 | 1 | 1 | cs | TRUE
68 | LV_53-38_0_4_line_68 |  | 60 | 63 | 0.034208 | 0.125 | 0.08 | 261 | 0 | 0.364 | 1 | 1 | cs | TRUE
69 | LV_53-38_0_4_line_69 |  | 60 | 64 | 0.03541 | 0.125 | 0.08 | 261 | 0 | 0.364 | 1 | 1 | cs | TRUE
70 | LV_53-38_0_4_line_70 |  | 61 | 65 | 0.032372 | 0.125 | 0.08 | 261 | 0 | 0.364 | 1 | 1 | cs | TRUE
71 | LV_53-38_0_4_line_71 |  | 63 | 66 | 0.07069 | 0.125 | 0.08 | 261 | 0 | 0.364 | 1 | 1 | cs | TRUE
72 | LV_53-38_0_4_line_72 |  | 65 | 67 | 0.010688 | 0.125 | 0.08 | 261 | 0 | 0.364 | 1 | 1 | cs | TRUE
73 | LV_53-38_0_4_line_73 |  | 67 | 68 | 0.027956 | 0.125 | 0.08 | 261 | 0 | 0.364 | 1 | 1 | cs | TRUE
74 | LV_53-38_0_4_line_74 |  | 67 | 69 | 0.023146 | 0.125 | 0.08 | 261 | 0 | 0.364 | 1 | 1 | cs | TRUE
75 | LV_53-38_0_4_line_75 |  | 68 | 70 | 0.042371 | 0.125 | 0.08 | 261 | 0 | 0.364 | 1 | 1 | cs | TRUE
76 | LV_53-38_0_4_line_76 |  | 69 | 71 | 0.021227 | 0.125 | 0.08 | 261 | 0 | 0.364 | 1 | 1 | cs | TRUE
77 | LV_53-38_0_4_line_77 |  | 69 | 72 | 0.037994 | 0.125 | 0.08 | 261 | 0 | 0.364 | 1 | 1 | cs | TRUE
78 | LV_53-38_0_4_line_78 |  | 70 | 73 | 0.029995 | 0.125 | 0.08 | 261 | 0 | 0.364 | 1 | 1 | cs | TRUE
79 | LV_53-38_0_4_line_79 |  | 71 | 74 | 0.0050016 | 0.125 | 0.08 | 261 | 0 | 0.364 | 1 | 1 | cs | TRUE
80 | LV_53-38_0_4_line_80 |  | 74 | 100 | 0.015426 | 0.125 | 0.08 | 261 | 0 | 0.364 | 1 | 1 | cs | TRUE
81 | LV_53-38_0_4_line_81 |  | 75 | 76 | 0.030445 | 0.125 | 0.08 | 261 | 0 | 0.364 | 1 | 1 | cs | TRUE
82 | LV_53-38_0_4_line_82 |  | 76 | 77 | 0.0017654 | 0.125 | 0.08 | 261 | 0 | 0.364 | 1 | 1 | cs | TRUE
83 | LV_53-38_0_4_line_83 |  | 77 | 91 | 0.00087445 | 0.125 | 0.08 | 261 | 0 | 0.364 | 1 | 1 | cs | TRUE
84 | LV_53-38_0_4_line_84 |  | 78 | 109 | 0.023522 | 0.125 | 0.08 | 261 | 0 | 0.364 | 1 | 1 | cs | TRUE
85 | LV_53-38_0_4_line_85 |  | 78 | 105 | 0.018867 | 0.125 | 0.08 | 261 | 0 | 0.364 | 1 | 4 | cs | TRUE
86 | LV_53-38_0_4_line_86 |  | 79 | 80 | 0.0073954 | 0.125 | 0.08 | 261 | 0 | 0.364 | 1 | 1 | cs | TRUE
87 | LV_53-38_0_4_line_87 |  | 79 | 81 | 0.016117 | 0.125 | 0.08 | 261 | 0 | 0.364 | 1 | 1 | cs | TRUE
88 | LV_53-38_0_4_line_88 |  | 80 | 82 | 0.0055819 | 0.125 | 0.08 | 261 | 0 | 0.364 | 1 | 1 | cs | TRUE
89 | LV_53-38_0_4_line_89 |  | 81 | 83 | 0.013322 | 0.125 | 0.08 | 261 | 0 | 0.364 | 1 | 1 | cs | TRUE
90 | LV_53-38_0_4_line_90 |  | 82 | 84 | 0.0059316 | 0.125 | 0.08 | 261 | 0 | 0.364 | 1 | 1 | cs | TRUE
91 | LV_53-38_0_4_line_91 |  | 83 | 85 | 0.040531 | 0.125 | 0.08 | 261 | 0 | 0.364 | 1 | 1 | cs | TRUE
92 | LV_53-38_0_4_line_92 |  | 84 | 88 | 0.0045161 | 0.125 | 0.08 | 261 | 0 | 0.364 | 1 | 1 | cs | TRUE
93 | LV_53-38_0_4_line_93 |  | 86 | 87 | 0.00037116 | 0.125 | 0.08 | 261 | 0 | 0.364 | 1 | 1 | cs | TRUE
94 | LV_53-38_0_4_line_94 |  | 87 | 89 | 0.016387 | 0.125 | 0.08 | 261 | 0 | 0.364 | 1 | 1 | cs | TRUE
95 | LV_53-38_0_4_line_95 |  | 87 | 90 | 0.02248 | 0.125 | 0.08 | 261 | 0 | 0.364 | 1 | 1 | cs | TRUE
96 | LV_53-38_0_4_line_96 |  | 88 | 98 | 0.010439 | 0.125 | 0.08 | 261 | 0 | 0.364 | 1 | 1 | cs | TRUE
97 | LV_53-38_0_4_line_97 |  | 89 | 152 | 0.00076225 | 0.125 | 0.08 | 261 | 0 | 0.364 | 1 | 1 | cs | TRUE
98 | LV_53-38_0_4_line_98 |  | 90 | 150 | 0.010712 | 0.125 | 0.08 | 261 | 0 | 0.364 | 1 | 1 | cs | TRUE
99 | LV_53-38_0_4_line_99 |  | 92 | 93 | 0.022169 | 0.125 | 0.08 | 261 | 0 | 0.364 | 1 | 1 | cs | TRUE
100 | LV_53-38_0_4_line_100 |  | 94 | 95 | 0.016391 | 0.125 | 0.08 | 261 | 0 | 0.364 | 1 | 1 | cs | TRUE
101 | LV_53-38_0_4_line_101 |  | 95 | 96 | 0.00083181 | 0.125 | 0.08 | 261 | 0 | 0.364 | 1 | 1 | cs | TRUE
102 | LV_53-38_0_4_line_102 |  | 97 | 98 | 0.003749 | 0.125 | 0.08 | 261 | 0 | 0.364 | 1 | 1 | cs | TRUE
103 | LV_53-38_0_4_line_103 |  | 99 | 137 | 0.015766 | 0.125 | 0.08 | 261 | 0 | 0.364 | 1 | 1 | cs | TRUE
104 | LV_53-38_0_4_line_104 |  | 99 | 138 | 0.018518 | 0.125 | 0.08 | 261 | 0 | 0.364 | 1 | 1 | cs | TRUE
105 | LV_53-38_0_4_line_105 |  | 100 | 110 | 0.03514 | 0.125 | 0.08 | 261 | 0 | 0.364 | 1 | 1 | cs | TRUE
106 | LV_53-38_0_4_line_106 |  | 101 | 102 | 0.0079128 | 0.125 | 0.08 | 261 | 0 | 0.364 | 1 | 1 | cs | TRUE
107 | LV_53-38_0_4_line_107 |  | 102 | 103 | 0.036816 | 0.125 | 0.08 | 261 | 0 | 0.364 | 1 | 1 | cs | TRUE
108 | LV_53-38_0_4_line_108 |  | 102 | 104 | 0.022603 | 0.125 | 0.08 | 261 | 0 | 0.364 | 1 | 1 | cs | TRUE
109 | LV_53-38_0_4_line_109 |  | 103 | 107 | 0.002211 | 0.125 | 0.08 | 261 | 0 | 0.364 | 1 | 1 | cs | TRUE
110 | LV_53-38_0_4_line_110 |  | 104 | 108 | 0.018971 | 0.125 | 0.08 | 261 | 0 | 0.364 | 1 | 1 | cs | TRUE
111 | LV_53-38_0_4_line_111 |  | 105 | 106 | 0.054361 | 0.125 | 0.08 | 261 | 0 | 0.364 | 1 | 3 | cs | TRUE
112 | LV_53-38_0_4_line_112 |  | 106 | 110 | 0.036942 | 0.125 | 0.08 | 261 | 0 | 0.364 | 1 | 2 | cs | TRUE
113 | LV_53-38_0_4_line_113 |  | 107 | 114 | 0.012522 | 0.125 | 0.08 | 261 | 0 | 0.364 | 1 | 1 | cs | TRUE
114 | LV_53-38_0_4_line_114 |  | 107 | 115 | 0.035568 | 0.125 | 0.08 | 261 | 0 | 0.364 | 1 | 1 | cs | TRUE
115 | LV_53-38_0_4_line_115 |  | 108 | 113 | 0.019954 | 0.125 | 0.08 | 261 | 0 | 0.364 | 1 | 1 | cs | TRUE
116 | LV_53-38_0_4_line_116 |  | 109 | 115 | 0.039889 | 0.125 | 0.08 | 261 | 0 | 0.364 | 1 | 1 | cs | TRUE
117 | LV_53-38_0_4_line_117 |  | 111 | 112 | 0.22469 | 0.125 | 0.08 | 261 | 0 | 0.364 | 1 | 1 | cs | TRUE
118 | LV_53-38_0_4_line_118 |  | 111 | 113 | 0.023192 | 0.125 | 0.08 | 261 | 0 | 0.364 | 1 | 1 | cs | TRUE
119 | LV_53-38_0_4_line_119 |  | 112 | 118 | 0.028987 | 0.125 | 0.08 | 261 | 0 | 0.364 | 1 | 1 | cs | TRUE
120 | LV_53-38_0_4_line_120 |  | 114 | 131 | 0.010516 | 0.125 | 0.08 | 261 | 0 | 0.364 | 1 | 1 | cs | TRUE
121 | LV_53-38_0_4_line_121 |  | 116 | 117 | 0.025027 | 0.125 | 0.08 | 261 | 0 | 0.364 | 1 | 1 | cs | TRUE
122 | LV_53-38_0_4_line_122 |  | 117 | 170 | 0.066214 | 0.125 | 0.08 | 261 | 0 | 0.364 | 1 | 1 | cs | TRUE
123 | LV_53-38_0_4_line_123 |  | 118 | 119 | 0.18909 | 0.125 | 0.08 | 261 | 0 | 0.364 | 1 | 1 | cs | TRUE
124 | LV_53-38_0_4_line_124 |  | 119 | 185 | 0.015228 | 0.125 | 0.08 | 261 | 0 | 0.364 | 1 | 1 | cs | TRUE
125 | LV_53-38_0_4_line_125 |  | 120 | 121 | 0.01812 | 0.125 | 0.08 | 261 | 0 | 0.364 | 1 | 1 | cs | TRUE
126 | LV_53-38_0_4_line_126 |  | 120 | 122 | 0.0080832 | 0.125 | 0.08 | 261 | 0 | 0.364 | 1 | 1 | cs | TRUE
127 | LV_53-38_0_4_line_127 |  | 121 | 123 | 0.016235 | 0.125 | 0.08 | 261 | 0 | 0.364 | 1 | 1 | cs | TRUE
128 | LV_53-38_0_4_line_128 |  | 123 | 124 | 0.030726 | 0.125 | 0.08 | 261 | 0 | 0.364 | 1 | 1 | cs | TRUE
129 | LV_53-38_0_4_line_129 |  | 124 | 125 | 0.003122 | 0.125 | 0.08 | 261 | 0 | 0.364 | 1 | 1 | cs | TRUE
130 | LV_53-38_0_4_line_130 |  | 124 | 126 | 0.052208 | 0.125 | 0.08 | 261 | 0 | 0.364 | 1 | 1 | cs | TRUE
131 | LV_53-38_0_4_line_131 |  | 125 | 166 | 0.05769 | 0.125 | 0.08 | 261 | 0 | 0.364 | 1 | 1 | cs | TRUE
132 | LV_53-38_0_4_line_132 |  | 125 | 167 | 0.042742 | 0.125 | 0.08 | 261 | 0 | 0.364 | 1 | 1 | cs | TRUE
133 | LV_53-38_0_4_line_133 |  | 126 | 161 | 0.0032391 | 0.125 | 0.08 | 261 | 0 | 0.364 | 1 | 1 | cs | TRUE
134 | LV_53-38_0_4_line_134 |  | 127 | 128 | 0.023487 | 0.125 | 0.08 | 261 | 0 | 0.364 | 1 | 1 | cs | TRUE
135 | LV_53-38_0_4_line_135 |  | 127 | 129 | 0.018973 | 0.125 | 0.08 | 261 | 0 | 0.364 | 1 | 1 | cs | TRUE
136 | LV_53-38_0_4_line_136 |  | 127 | 130 | 0.030937 | 0.125 | 0.08 | 261 | 0 | 0.364 | 1 | 1 | cs | TRUE
137 | LV_53-38_0_4_line_137 |  | 128 | 142 | 0.031413 | 0.125 | 0.08 | 261 | 0 | 0.364 | 1 | 1 | cs | TRUE
138 | LV_53-38_0_4_line_138 |  | 129 | 154 | 0.022473 | 0.125 | 0.08 | 261 | 0 | 0.364 | 1 | 1 | cs | TRUE
139 | LV_53-38_0_4_line_139 |  | 130 | 145 | 0.026882 | 0.125 | 0.08 | 261 | 0 | 0.364 | 1 | 1 | cs | TRUE
140 | LV_53-38_0_4_line_140 |  | 132 | 133 | 0.030053 | 0.125 | 0.08 | 261 | 0 | 0.364 | 1 | 1 | cs | TRUE
141 | LV_53-38_0_4_line_141 |  | 132 | 134 | 0.012698 | 0.125 | 0.08 | 261 | 0 | 0.364 | 1 | 1 | cs | TRUE
142 | LV_53-38_0_4_line_142 |  | 133 | 135 | 0.0029112 | 0.125 | 0.08 | 261 | 0 | 0.364 | 1 | 1 | cs | TRUE
143 | LV_53-38_0_4_line_143 |  | 135 | 136 | 0.015418 | 0.125 | 0.08 | 261 | 0 | 0.364 | 1 | 1 | cs | TRUE
144 | LV_53-38_0_4_line_144 |  | 135 | 137 | 0.014103 | 0.125 | 0.08 | 261 | 0 | 0.364 | 1 | 1 | cs | TRUE
145 | LV_53-38_0_4_line_145 |  | 138 | 139 | 0.0011179 | 0.125 | 0.08 | 261 | 0 | 0.364 | 1 | 1 | cs | TRUE
146 | LV_53-38_0_4_line_146 |  | 139 | 140 | 0.017742 | 0.125 | 0.08 | 261 | 0 | 0.364 | 1 | 1 | cs | TRUE
147 | LV_53-38_0_4_line_147 |  | 140 | 141 | 0.032288 | 0.125 | 0.08 | 261 | 0 | 0.364 | 1 | 1 | cs | TRUE
148 | LV_53-38_0_4_line_148 |  | 141 | 144 | 0.00725 | 0.125 | 0.08 | 261 | 0 | 0.364 | 1 | 1 | cs | TRUE
149 | LV_53-38_0_4_line_149 |  | 141 | 145 | 0.023414 | 0.125 | 0.08 | 261 | 0 | 0.364 | 1 | 1 | cs | TRUE
150 | LV_53-38_0_4_line_150 |  | 142 | 143 | 0.009832 | 0.125 | 0.08 | 261 | 0 | 0.364 | 1 | 1 | cs | TRUE
151 | LV_53-38_0_4_line_151 |  | 143 | 146 | 0.00905 | 0.125 | 0.08 | 261 | 0 | 0.364 | 1 | 1 | cs | TRUE
152 | LV_53-38_0_4_line_152 |  | 144 | 156 | 0.047857 | 0.125 | 0.08 | 261 | 0 | 0.364 | 1 | 1 | cs | TRUE
153 | LV_53-38_0_4_line_153 |  | 144 | 157 | 0.011198 | 0.125 | 0.08 | 261 | 0 | 0.364 | 1 | 1 | cs | TRUE
154 | LV_53-38_0_4_line_154 |  | 146 | 149 | 0.028064 | 0.125 | 0.08 | 261 | 0 | 0.364 | 1 | 1 | cs | TRUE
155 | LV_53-38_0_4_line_155 |  | 147 | 148 | 0.0061193 | 0.125 | 0.08 | 261 | 0 | 0.364 | 1 | 4 | cs | TRUE
156 | LV_53-38_0_4_line_156 |  | 150 | 151 | 0.012885 | 0.125 | 0.08 | 261 | 0 | 0.364 | 1 | 1 | cs | TRUE
157 | LV_53-38_0_4_line_157 |  | 152 | 153 | 0.019882 | 0.125 | 0.08 | 261 | 0 | 0.364 | 1 | 1 | cs | TRUE
158 | LV_53-38_0_4_line_158 |  | 153 | 154 | 0.010018 | 0.125 | 0.08 | 261 | 0 | 0.364 | 1 | 1 | cs | TRUE
159 | LV_53-38_0_4_line_159 |  | 154 | 155 | 0.030257 | 0.125 | 0.08 | 261 | 0 | 0.364 | 1 | 1 | cs | TRUE
160 | LV_53-38_0_4_line_160 |  | 156 | 158 | 0.058152 | 0.125 | 0.08 | 261 | 0 | 0.364 | 1 | 1 | cs | TRUE
161 | LV_53-38_0_4_line_161 |  | 157 | 159 | 0.051429 | 0.125 | 0.08 | 261 | 0 | 0.364 | 1 | 1 | cs | TRUE
162 | LV_53-38_0_4_line_162 |  | 158 | 162 | 0.042989 | 0.125 | 0.08 | 261 | 0 | 0.364 | 1 | 1 | cs | TRUE
163 | LV_53-38_0_4_line_163 |  | 158 | 163 | 0.047785 | 0.125 | 0.08 | 261 | 0 | 0.364 | 1 | 1 | cs | TRUE
164 | LV_53-38_0_4_line_164 |  | 159 | 168 | 0.032979 | 0.125 | 0.08 | 261 | 0 | 0.364 | 1 | 1 | cs | TRUE
165 | LV_53-38_0_4_line_165 |  | 160 | 161 | 0.032617 | 0.125 | 0.08 | 261 | 0 | 0.364 | 1 | 1 | cs | TRUE
166 | LV_53-38_0_4_line_166 |  | 162 | 164 | 0.041476 | 0.125 | 0.08 | 261 | 0 | 0.364 | 1 | 1 | cs | TRUE
167 | LV_53-38_0_4_line_167 |  | 163 | 165 | 0.031652 | 0.125 | 0.08 | 261 | 0 | 0.364 | 1 | 1 | cs | TRUE
168 | LV_53-38_0_4_line_168 |  | 164 | 174 | 0.017108 | 0.125 | 0.08 | 261 | 0 | 0.364 | 1 | 1 | cs | TRUE
169 | LV_53-38_0_4_line_169 |  | 165 | 171 | 0.0026234 | 0.125 | 0.08 | 261 | 0 | 0.364 | 1 | 1 | cs | TRUE
170 | LV_53-38_0_4_line_170 |  | 166 | 177 | 0.020965 | 0.125 | 0.08 | 261 | 0 | 0.364 | 1 | 1 | cs | TRUE
171 | LV_53-38_0_4_line_171 |  | 167 | 175 | 0.031669 | 0.125 | 0.08 | 261 | 0 | 0.364 | 1 | 1 | cs | TRUE
172 | LV_53-38_0_4_line_172 |  | 168 | 169 | 0.028025 | 0.125 | 0.08 | 261 | 0 | 0.364 | 1 | 1 | cs | TRUE
173 | LV_53-38_0_4_line_173 |  | 169 | 170 | 0.040177 | 0.125 | 0.08 | 261 | 0 | 0.364 | 1 | 1 | cs | TRUE
174 | LV_53-38_0_4_line_174 |  | 171 | 172 | 0.019993 | 0.125 | 0.08 | 261 | 0 | 0.364 | 1 | 1 | cs | TRUE
175 | LV_53-38_0_4_line_175 |  | 172 | 173 | 0.017422 | 0.125 | 0.08 | 261 | 0 | 0.364 | 1 | 1 | cs | TRUE
176 | LV_53-38_0_4_line_176 |  | 173 | 176 | 0.016958 | 0.125 | 0.08 | 261 | 0 | 0.364 | 1 | 1 | cs | TRUE
177 | LV_53-38_0_4_line_177 |  | 173 | 175 | 0.011924 | 0.125 | 0.08 | 261 | 0 | 0.364 | 1 | 1 | cs | TRUE
178 | LV_53-38_0_4_line_178 |  | 174 | 189 | 0.12087 | 0.125 | 0.08 | 261 | 0 | 0.364 | 1 | 1 | cs | TRUE
179 | LV_53-38_0_4_line_179 |  | 174 | 182 | 0.014914 | 0.125 | 0.08 | 261 | 0 | 0.364 | 1 | 1 | cs | TRUE
180 | LV_53-38_0_4_line_180 |  | 177 | 178 | 0.024046 | 0.125 | 0.08 | 261 | 0 | 0.364 | 1 | 1 | cs | TRUE
181 | LV_53-38_0_4_line_181 |  | 179 | 180 | 0.025342 | 0.125 | 0.08 | 261 | 0 | 0.364 | 1 | 1 | cs | TRUE
182 | LV_53-38_0_4_line_182 |  | 180 | 181 | 0.059263 | 0.125 | 0.08 | 261 | 0 | 0.364 | 1 | 1 | cs | TRUE
183 | LV_53-38_0_4_line_183 |  | 181 | 182 | 0.026073 | 0.125 | 0.08 | 261 | 0 | 0.364 | 1 | 1 | cs | TRUE
184 | LV_53-38_0_4_line_184 |  | 183 | 184 | 0.057711 | 0.125 | 0.08 | 261 | 0 | 0.364 | 1 | 1 | cs | TRUE
185 | LV_53-38_0_4_line_185 |  | 184 | 189 | 0.0083653 | 0.125 | 0.08 | 261 | 0 | 0.364 | 1 | 1 | cs | TRUE
186 | LV_53-38_0_4_line_186 |  | 185 | 186 | 0.039579 | 0.125 | 0.08 | 261 | 0 | 0.364 | 1 | 1 | cs | TRUE
187 | LV_53-38_0_4_line_187 |  | 186 | 187 | 0.17646 | 0.125 | 0.08 | 261 | 0 | 0.364 | 1 | 1 | cs | TRUE
188 | LV_53-38_0_4_line_188 |  | 187 | 188 | 0.0089908 | 0.125 | 0.08 | 261 | 0 | 0.364 | 1 | 1 | cs | TRUE
189 | LV_53-38_0_4_line_189 |  | 189 | 191 | 0.016672 | 0.125 | 0.08 | 261 | 0 | 0.364 | 1 | 1 | cs | TRUE
190 | LV_53-38_0_4_line_190 |  | 190 | 191 | 0.0051894 | 0.125 | 0.08 | 261 | 0 | 0.364 | 1 | 1 | cs | TRUE

## trafo
| name | std_type | hv_bus | lv_bus | sn_mva | vn_hv_kv | vn_lv_kv | vk_percent | vkr_percent | pfe_kw | i0_percent | shift_degree | tap_side | tap_neutral | tap_min | tap_max | tap_step_percent | tap_step_degree | tap_pos | tap_phase_shifter | parallel | df | in_service
0 | LV_53-38_0_4_trafo_196 | 0.63 MVA 20/0.4 kV | 192 | 148 | 0.63 | 20 | 0.4 | 6 | 1.206 | 1.65 | 0.2619 | 150 | hv | 0 | -2 | 2 | 2.5 | 0 | 0 | FALSE | 1 | 1 | TRUE

## line_geodata
| x0 | y0 | x1 | y1 | x2 | y2 | x3 | y3 | x4 | y4 | x5 | y5 | x6 | y6
0 | 2683577.1997 | 1264155.9797 | 2683577.887 | 1264156.3996
1 | 2683557.1816 | 1264143.7491 | 2683577.1997 | 1264155.9797
2 | 2683606.7226 | 1264174.0175 | 2683577.887 | 1264156.3996
3 | 2683556.3729 | 1264126.8911 | 2683557.1816 | 1264143.7491
4 | 2683606.7226 | 1264174.0175 | 2683609.575 | 1264176.1849
5 | 2683606.7226 | 1264174.0175 | 2683600.5543 | 1264189.5266
6 | 2683556.3729 | 1264126.8911 | 2683547.7051 | 1264126.2236
7 | 2683609.575 | 1264176.1849 | 2683624.6045 | 1264187.6046
8 | 2683547.7051 | 1264126.2236 | 2683550.2739 | 1264103.84
9 | 2683550.2739 | 1264103.84 | 2683552.7251 | 1264082.4817
10 | 2683602.8882 | 1264106.4323 | 2683592.555 | 1264109.0105
11 | 2683602.8882 | 1264106.4323 | 2683623.9337 | 1264101.1755
12 | 2683602.8882 | 1264106.4323 | 2683599.848 | 1264116.8753 | 2683602.0548 | 1264119.0291
13 | 2683660.2584 | 1264214.6955 | 2683648.8091 | 1264232.4192
14 | 2683660.2584 | 1264214.6955 | 2683667.7959 | 1264202.8619
15 | 2683660.2584 | 1264214.6955 | 2683684.2067 | 1264251.1204
16 | 2683667.7959 | 1264202.8619 | 2683668.532 | 1264201.7062
17 | 2683684.2067 | 1264251.1204 | 2683686.257 | 1264254.2389 | 2683706.3088 | 1264279.2523
18 | 2683677.9709 | 1264186.8875 | 2683668.532 | 1264201.7062
19 | 2683707.5527 | 1264280.8041 | 2683706.3088 | 1264279.2523
20 | 2683677.9709 | 1264186.8875 | 2683679.5136 | 1264184.4655
21 | 2683555.8265 | 1264046.4448 | 2683554.9374 | 1264054.7474 | 2683554.6627 | 1264058.5733
22 | 2683557.8609 | 1264027.4468 | 2683555.8265 | 1264046.4448
23 | 2683553.5326 | 1264074.3105 | 2683554.6627 | 1264058.5733
24 | 2683559.4492 | 1264012.6152 | 2683557.8609 | 1264027.4468
25 | 2683553.5326 | 1264074.3105 | 2683553.3149 | 1264077.3422 | 2683552.7251 | 1264082.4817
26 | 2683559.4492 | 1264012.6152 | 2683561.2329 | 1263995.9583
27 | 2683564.0497 | 1263969.6537 | 2683561.2329 | 1263995.9583
28 | 2683564.0497 | 1263969.6537 | 2683578.6622 | 1263972.896 | 2683600.1036 | 1263977.7795
29 | 2683786.2237 | 1264002.9676 | 2683758.1446 | 1264010.6663
30 | 2683739.8316 | 1264015.6873 | 2683758.1446 | 1264010.6663
31 | 2683754.754 | 1263980.0372 | 2683761.0556 | 1263983.4513 | 2683770.7768 | 1263990.5835 | 2683786.2237 | 1264002.9676
32 | 2683786.2237 | 1264002.9676 | 2683793.7256 | 1264008.8145
33 | 2683754.754 | 1263980.0372 | 2683766.0018 | 1263971.4119 | 2683783.4402 | 1263967.1222
34 | 2683754.754 | 1263980.0372 | 2683747.2437 | 1263977.9403 | 2683738.2312 | 1263977.1343 | 2683733.2838 | 1263977.6391
35 | 2683813.5582 | 1264024.2717 | 2683793.7256 | 1264008.8145
36 | 2683783.4402 | 1263967.1222 | 2683785.0251 | 1263966.7319
37 | 2683783.4402 | 1263967.1222 | 2683781.9401 | 1263959.2281 | 2683779.6425 | 1263947.553
38 | 2683698.8683 | 1263984.0827 | 2683713.585 | 1263981.3776 | 2683725.5893 | 1263978.89 | 2683731.5326 | 1263977.8178 | 2683733.2838 | 1263977.6391
39 | 2683813.5582 | 1264024.2717 | 2683797.9447 | 1264028.0764
40 | 2683813.5582 | 1264024.2717 | 2683821.7283 | 1264031.038
41 | 2683779.6425 | 1263947.553 | 2683788.6091 | 1263945.2227 | 2683790.6059 | 1263942.1314
42 | 2683805.5086 | 1263962.4757 | 2683793.5162 | 1263964.6408 | 2683785.0251 | 1263966.7319
43 | 2683671.1452 | 1263986.8146 | 2683684.4515 | 1263986.0023 | 2683696.1168 | 1263984.5884 | 2683698.8683 | 1263984.0827
44 | 2683780.0024 | 1264032.4486 | 2683797.9447 | 1264028.0764
45 | 2683834.4461 | 1264044.9507 | 2683825.0607 | 1264033.7978 | 2683821.7283 | 1264031.038
46 | 2683730.3877 | 1264073.5458 | 2683725.0309 | 1264075.0178
47 | 2683730.3877 | 1264073.5458 | 2683748.9838 | 1264068.4356
48 | 2683704.6128 | 1264080.6286 | 2683725.0309 | 1264075.0178
49 | 2683688.835 | 1264084.9644 | 2683704.6128 | 1264080.6286
50 | 2683688.835 | 1264084.9644 | 2683652.8385 | 1264093.9556
51 | 2683688.835 | 1264084.9644 | 2683699.2841 | 1264106.3235
52 | 2683688.835 | 1264084.9644 | 2683684.1218 | 1264069.1197
53 | 2683817.1934 | 1264049.6917 | 2683796.2026 | 1264055.46
54 | 2683834.4461 | 1264044.9507 | 2683817.1934 | 1264049.6917
55 | 2683652.8385 | 1264093.9556 | 2683645.4423 | 1264095.8031
56 | 2683699.2841 | 1264106.3235 | 2683700.0147 | 1264107.8169
57 | 2683684.1218 | 1264069.1197 | 2683679.0493 | 1264052.0667 | 2683677.8414 | 1264042.095
58 | 2683834.4461 | 1264044.9507 | 2683842.2981 | 1264060.1184 | 2683845.2458 | 1264066.8433 | 2683861.3138 | 1264068.3389
59 | 2683600.1036 | 1263977.7795 | 2683607.4491 | 1263979.4525 | 2683619.232 | 1263981.9655 | 2683630.867 | 1263984.2874 | 2683634.1462 | 1263984.7166
60 | 2683655.1172 | 1263986.6917 | 2683653.9955 | 1263986.683 | 2683642.6787 | 1263985.8334 | 2683634.1462 | 1263984.7166
61 | 2683663.2078 | 1263986.7537 | 2683655.1172 | 1263986.6917
62 | 2683671.1452 | 1263986.8146 | 2683663.2078 | 1263986.7537
63 | 2683671.1452 | 1263986.8146 | 2683673.8628 | 1264009.25
64 | 2683680.5229 | 1263890.0156 | 2683658.2222 | 1263896.4354
65 | 2683651.2902 | 1263898.4309 | 2683658.2222 | 1263896.4354
66 | 2683680.5229 | 1263890.0156 | 2683692.5122 | 1263886.5632
67 | 2683680.5229 | 1263890.0156 | 2683696.0978 | 1263920.809
68 | 2683651.2902 | 1263898.4309 | 2683618.3287 | 1263907.9279
69 | 2683651.2902 | 1263898.4309 | 2683653.7844 | 1263915.9244 | 2683654.9686 | 1263933.6246
70 | 2683692.5122 | 1263886.5632 | 2683723.6203 | 1263877.6053
71 | 2683618.3287 | 1263907.9279 | 2683622.9245 | 1263940.8632 | 2683618.0641 | 1263955.9063 | 2683618.1877 | 1263961.5458 | 2683602.2598 | 1263962.9081
72 | 2683733.8908 | 1263874.6478 | 2683723.6203 | 1263877.6053
73 | 2683733.8908 | 1263874.6478 | 2683760.734 | 1263866.8375
74 | 2683743.6495 | 1263895.6358 | 2683740.4144 | 1263889.5074 | 2683733.8908 | 1263874.6478
75 | 2683760.734 | 1263866.8375 | 2683801.4174 | 1263855.0003
76 | 2683743.6495 | 1263895.6358 | 2683736.7241 | 1263899.563 | 2683729.5782 | 1263904.6992 | 2683726.3057 | 1263907.7368
77 | 2683743.6495 | 1263895.6358 | 2683751.756 | 1263893.9381 | 2683763.0991 | 1263891.8861 | 2683775.4457 | 1263890.2485 | 2683781.1014 | 1263889.3331
78 | 2683829.3711 | 1263844.1502 | 2683803.569 | 1263854.3743 | 2683801.4174 | 1263855.0003
79 | 2683722.6398 | 1263911.1394 | 2683726.3057 | 1263907.7368
80 | 2683721.8134 | 1263926.4064 | 2683723.0995 | 1263918.0402 | 2683723.1915 | 1263913.6714 | 2683722.6398 | 1263911.1394
81 | 2683677.5239 | 1264039.4743 | 2683673.8628 | 1264009.25
82 | 2683677.7362 | 1264041.2269 | 2683677.5239 | 1264039.4743
83 | 2683677.7362 | 1264041.2269 | 2683677.8414 | 1264042.095
84 | 2683805.5086 | 1263962.4757 | 2683828.8471 | 1263965.4051
85 | 2683805.5086 | 1263962.4757 | 2683821.6842 | 1263952.6861
86 | 2683708.0976 | 1264160.3074 | 2683708.0976 | 1264160.3074 | 2683702.2952 | 1264164.8925
87 | 2683723.68 | 1264156.1914 | 2683708.0976 | 1264160.3074
88 | 2683702.2952 | 1264164.8925 | 2683697.9157 | 1264168.3533
89 | 2683723.68 | 1264156.1914 | 2683717.8256 | 1264144.2244
90 | 2683693.2618 | 1264172.0309 | 2683697.9157 | 1264168.3533
91 | 2683717.8256 | 1264144.2244 | 2683700.0147 | 1264107.8169
92 | 2683693.2618 | 1264172.0309 | 2683689.7185 | 1264174.8309
93 | 2683767.8385 | 1264152.7028 | 2683767.4673 | 1264152.6974
94 | 2683767.8385 | 1264152.7028 | 2683784.2238 | 1264152.939
95 | 2683767.8385 | 1264152.7028 | 2683759.4939 | 1264131.8292
96 | 2683689.7185 | 1264174.8309 | 2683681.5277 | 1264181.3034
97 | 2683784.986 | 1264152.95 | 2683784.2238 | 1264152.939
98 | 2683762.2202 | 1264122.5741 | 2683760.6574 | 1264123.1445 | 2683758.8255 | 1264130.1574 | 2683759.4939 | 1264131.8292
99 | 2683623.9337 | 1264101.1755 | 2683645.4423 | 1264095.8031
100 | 2683602.0548 | 1264119.0291 | 2683613.7853 | 1264130.4776
101 | 2683614.3806 | 1264131.0586 | 2683613.7853 | 1264130.4776
102 | 2683679.5136 | 1264184.4655 | 2683681.5277 | 1264181.3034 | 2683681.5277 | 1264181.3034
103 | 2683861.3138 | 1264068.3389 | 2683869.942 | 1264055.1434
104 | 2683861.3138 | 1264068.3389 | 2683876.1056 | 1264079.48
105 | 2683721.8134 | 1263926.4064 | 2683729.5856 | 1263925.9716 | 2683743.8581 | 1263923.4384 | 2683756.5099 | 1263921.1316
106 | 2683894.3544 | 1263954.0176 | 2683891.8175 | 1263946.5225
107 | 2683894.3544 | 1263954.0176 | 2683901.8573 | 1263990.0635
108 | 2683894.3544 | 1263954.0176 | 2683916.5886 | 1263949.9503
109 | 2683899.7347 | 1263989.4217 | 2683901.8573 | 1263990.0635
110 | 2683916.5886 | 1263949.9503 | 2683935.2499 | 1263946.5366
111 | 2683821.6842 | 1263952.6861 | 2683813.3781 | 1263932.875 | 2683812.7363 | 1263925.0153 | 2683808.7864 | 1263918.3096 | 2683803.1819 | 1263914.6051 | 2683795.7225 | 1263913.6987 | 2683792.8096 | 1263914.3175
112 | 2683792.8096 | 1263914.3175 | 2683777.0759 | 1263917.6598 | 2683760.2688 | 1263920.4462 | 2683756.5099 | 1263921.1316
113 | 2683899.7347 | 1263989.4217 | 2683895.8425 | 1263999.3521 | 2683895.7038 | 1264001.2028
114 | 2683899.7347 | 1263989.4217 | 2683867.0723 | 1263975.3417
115 | 2683952.8376 | 1263941.4053 | 2683953.0197 | 1263943.286 | 2683935.2499 | 1263946.5366
116 | 2683867.0723 | 1263975.3417 | 2683850.255 | 1263968.0921 | 2683828.8471 | 1263965.4051
117 | 2683950.6024 | 1263918.321 | 2684083.1375 | 1263736.8783
118 | 2683950.6024 | 1263918.321 | 2683952.8376 | 1263941.4053
119 | 2684109.4849 | 1263724.7927 | 2684083.1375 | 1263736.8783
120 | 2683894.9178 | 1264011.6893 | 2683895.7038 | 1264001.2028
121 | 2683986.5638 | 1264015.8775 | 2684010.3548 | 1264023.6463
122 | 2684073.1693 | 1264044.5837 | 2684045.4791 | 1264035.116 | 2684010.3548 | 1264023.6463
123 | 2684259.424 | 1263839.9948 | 2684109.4849 | 1263724.7927
124 | 2684259.424 | 1263839.9948 | 2684273.3192 | 1263836.0903 | 2684274.0847 | 1263835.8778
125 | 2683818.3702 | 1264231.4692 | 2683836.4671 | 1264230.5532
126 | 2683810.2974 | 1264231.8778 | 2683818.3702 | 1264231.4692
127 | 2683852.6814 | 1264229.7325 | 2683836.4671 | 1264230.5532
128 | 2683842.5307 | 1264258.7337 | 2683848.1523 | 1264243.6904 | 2683852.6814 | 1264229.7325
129 | 2683842.5307 | 1264258.7337 | 2683841.4872 | 1264261.6767
130 | 2683842.5307 | 1264258.7337 | 2683862.2284 | 1264264.4953 | 2683873.7242 | 1264260.1326 | 2683879.7717 | 1264254.8809 | 2683883.0303 | 1264243.9777
131 | 2683841.4872 | 1264261.6767 | 2683835.6688 | 1264274.6712 | 2683829.622 | 1264285.7164 | 2683816.295 | 1264305.0204 | 2683811.5513 | 1264310.7577
132 | 2683841.4872 | 1264261.6767 | 2683877.6895 | 1264284.3982
133 | 2683883.0303 | 1264243.9777 | 2683883.9578 | 1264240.8742
134 | 2683856.3223 | 1264154.1579 | 2683853.5372 | 1264130.8363
135 | 2683856.3223 | 1264154.1579 | 2683837.3523 | 1264153.8023
136 | 2683856.3223 | 1264154.1579 | 2683861.8743 | 1264154.1033 | 2683879.0448 | 1264141.0587 | 2683882.0674 | 1264138.7209
137 | 2683849.812 | 1264099.6449 | 2683853.0234 | 1264126.5339 | 2683853.5372 | 1264130.8363
138 | 2683814.8831 | 1264153.381 | 2683837.3523 | 1264153.8023
139 | 2683903.3312 | 1264122.274 | 2683882.0674 | 1264138.7209
140 | 2683906.0223 | 1264060.1384 | 2683880.1648 | 1264044.8235
141 | 2683906.0223 | 1264060.1384 | 2683916.9481 | 1264066.6095
142 | 2683877.6599 | 1264043.34 | 2683880.1648 | 1264044.8235
143 | 2683877.6599 | 1264043.34 | 2683864.78 | 1264034.8061
144 | 2683877.6599 | 1264043.34 | 2683869.942 | 1264055.1434
145 | 2683876.1056 | 1264079.48 | 2683876.9986 | 1264080.1526
146 | 2683876.9986 | 1264080.1526 | 2683881.0859 | 1264083.2311 | 2683891.7298 | 1264090.0204
147 | 2683919.667 | 1264106.0186 | 2683911.3257 | 1264102.5197 | 2683891.7298 | 1264090.0204
148 | 2683919.667 | 1264106.0186 | 2683926.5171 | 1264108.451
149 | 2683919.667 | 1264106.0186 | 2683915.708 | 1264112.701 | 2683903.3312 | 1264122.274
150 | 2683849.812 | 1264099.6449 | 2683840.221 | 1264101.933
151 | 2683840.221 | 1264101.933 | 2683834.0323 | 1264100.1327 | 2683831.5017 | 1264100.7498
152 | 2683926.5171 | 1264108.451 | 2683943.7418 | 1264153.1195
153 | 2683926.5171 | 1264108.451 | 2683932.3207 | 1264108.1887 | 2683937.5616 | 1264106.9383
154 | 2683831.5017 | 1264100.7498 | 2683804.2362 | 1264107.3984
155 | 2683774.0571 | 1264033.8974 | 2683780.0024 | 1264032.4486
156 | 2683774.3239 | 1264118.1564 | 2683762.2202 | 1264122.5741
157 | 2683804.8662 | 1264153.2366 | 2683784.986 | 1264152.95
158 | 2683814.8831 | 1264153.381 | 2683804.8662 | 1264153.2366
159 | 2683816.3149 | 1264183.6029 | 2683814.8831 | 1264153.381
160 | 2683943.7418 | 1264153.1195 | 2683951.243 | 1264168.5604 | 2683973.0066 | 1264203.3412
161 | 2683986.2262 | 1264090.4967 | 2683972.9315 | 1264095.7221 | 2683947.7163 | 1264104.5155 | 2683937.5616 | 1264106.9383
162 | 2683973.0066 | 1264203.3412 | 2683998.0655 | 1264228.8394 | 2684003.4345 | 1264233.6947
163 | 2683973.0066 | 1264203.3412 | 2683952.2691 | 1264241.0765 | 2683949.9397 | 1264245.1899
164 | 2683986.2262 | 1264090.4967 | 2684016.9198 | 1264078.4328
165 | 2683893.9068 | 1264209.8846 | 2683892.3548 | 1264212.6595 | 2683885.0699 | 1264237.1532 | 2683883.9578 | 1264240.8742
166 | 2684034.307 | 1264261.391 | 2684021.6023 | 1264250.1239 | 2684003.4345 | 1264233.6947
167 | 2683949.9397 | 1264245.1899 | 2683934.3425 | 1264272.7326
168 | 2684025.2277 | 1264275.9068 | 2684034.307 | 1264261.391
169 | 2683933.0497 | 1264275.0154 | 2683934.3425 | 1264272.7326
170 | 2683811.5513 | 1264310.7577 | 2683828.7068 | 1264322.8079
171 | 2683877.6895 | 1264284.3982 | 2683904.513 | 1264301.2333
172 | 2684042.9207 | 1264067.9891 | 2684039.7178 | 1264069.4723 | 2684016.9198 | 1264078.4328
173 | 2684073.1693 | 1264044.5837 | 2684068.8218 | 1264054.7298 | 2684059.9399 | 1264060.1078 | 2684042.9207 | 1264067.9891
174 | 2683923.1979 | 1264292.4124 | 2683933.0497 | 1264275.0154
175 | 2683914.6129 | 1264307.5723 | 2683923.1979 | 1264292.4124
176 | 2683914.6129 | 1264307.5723 | 2683907.5587 | 1264320.0709 | 2683906.2306 | 1264322.3134
177 | 2683914.6129 | 1264307.5723 | 2683904.513 | 1264301.2333
178 | 2684025.2277 | 1264275.9068 | 2684121.9326 | 1264348.4165
179 | 2684025.2277 | 1264275.9068 | 2684017.014 | 1264288.3554
180 | 2683828.7068 | 1264322.8079 | 2683848.384 | 1264336.6292
181 | 2683955.9326 | 1264380.6523 | 2683957.1431 | 1264378.8654 | 2683969.961 | 1264359.5478
182 | 2684002.6547 | 1264310.1184 | 2683984.1591 | 1264338.1503 | 2683969.961 | 1264359.5478
183 | 2684017.014 | 1264288.3554 | 2684002.6547 | 1264310.1184
184 | 2684092.711 | 1264407.5328 | 2684101.2997 | 1264385.6413 | 2684117.8772 | 1264355.7331
185 | 2684121.9326 | 1264348.4165 | 2684117.8772 | 1264355.7331
186 | 2684312.2215 | 1263825.2918 | 2684274.0847 | 1263835.8778
187 | 2684312.2215 | 1263825.2918 | 2684370.5651 | 1263991.8328
188 | 2684370.5651 | 1263991.8328 | 2684379.2901 | 1263989.6625
189 | 2684121.9326 | 1264348.4165 | 2684136.3033 | 1264339.965
190 | 2684140.7765 | 1264337.3342 | 2684136.3033 | 1264339.965

## bus_geodata
| x | y | coords
0 | 2683577.1997 | 1264155.9797
1 | 2683577.887 | 1264156.3996
2 | 2683557.1816 | 1264143.7491
3 | 2683606.7226 | 1264174.0175
4 | 2683556.3729 | 1264126.8911
5 | 2683609.575 | 1264176.1849
6 | 2683600.5543 | 1264189.5266
7 | 2683547.7051 | 1264126.2236
8 | 2683624.6045 | 1264187.6046
9 | 2683550.2739 | 1264103.84
10 | 2683592.555 | 1264109.0105
11 | 2683602.8882 | 1264106.4323
12 | 2683660.2584 | 1264214.6955
13 | 2683648.8091 | 1264232.4192
14 | 2683667.7959 | 1264202.8619
15 | 2683684.2067 | 1264251.1204
16 | 2683668.532 | 1264201.7062
17 | 2683706.3088 | 1264279.2523
18 | 2683677.9709 | 1264186.8875
19 | 2683707.5527 | 1264280.8041
20 | 2683555.8265 | 1264046.4448
21 | 2683554.6627 | 1264058.5733
22 | 2683557.8609 | 1264027.4468
23 | 2683553.5326 | 1264074.3105
24 | 2683559.4492 | 1264012.6152
25 | 2683552.7251 | 1264082.4817
26 | 2683561.2329 | 1263995.9583
27 | 2683564.0497 | 1263969.6537
28 | 2683758.1446 | 1264010.6663
29 | 2683786.2237 | 1264002.9676
30 | 2683739.8316 | 1264015.6873
31 | 2683754.754 | 1263980.0372
32 | 2683793.7256 | 1264008.8145
33 | 2683783.4402 | 1263967.1222
34 | 2683733.2838 | 1263977.6391
35 | 2683813.5582 | 1264024.2717
36 | 2683779.6425 | 1263947.553
37 | 2683790.6059 | 1263942.1314
38 | 2683785.0251 | 1263966.7319
39 | 2683698.8683 | 1263984.0827
40 | 2683797.9447 | 1264028.0764
41 | 2683821.7283 | 1264031.038
42 | 2683730.3877 | 1264073.5458
43 | 2683725.0309 | 1264075.0178
44 | 2683748.9838 | 1264068.4356
45 | 2683704.6128 | 1264080.6286
46 | 2683688.835 | 1264084.9644
47 | 2683796.2026 | 1264055.46
48 | 2683817.1934 | 1264049.6917
49 | 2683652.8385 | 1264093.9556
50 | 2683699.2841 | 1264106.3235
51 | 2683684.1218 | 1264069.1197
52 | 2683834.4461 | 1264044.9507
53 | 2683600.1036 | 1263977.7795
54 | 2683634.1462 | 1263984.7166
55 | 2683655.1172 | 1263986.6917
56 | 2683663.2078 | 1263986.7537
57 | 2683671.1452 | 1263986.8146
58 | 2683658.2222 | 1263896.4354
59 | 2683680.5229 | 1263890.0156
60 | 2683651.2902 | 1263898.4309
61 | 2683692.5122 | 1263886.5632
62 | 2683696.0978 | 1263920.809
63 | 2683618.3287 | 1263907.9279
64 | 2683654.9686 | 1263933.6246
65 | 2683723.6203 | 1263877.6053
66 | 2683602.2598 | 1263962.9081
67 | 2683733.8908 | 1263874.6478
68 | 2683760.734 | 1263866.8375
69 | 2683743.6495 | 1263895.6358
70 | 2683801.4174 | 1263855.0003
71 | 2683726.3057 | 1263907.7368
72 | 2683781.1014 | 1263889.3331
73 | 2683829.3711 | 1263844.1502
74 | 2683722.6398 | 1263911.1394
75 | 2683673.8628 | 1264009.25
76 | 2683677.5239 | 1264039.4743
77 | 2683677.7362 | 1264041.2269
78 | 2683805.5086 | 1263962.4757
79 | 2683708.0976 | 1264160.3074
80 | 2683702.2952 | 1264164.8925
81 | 2683723.68 | 1264156.1914
82 | 2683697.9157 | 1264168.3533
83 | 2683717.8256 | 1264144.2244
84 | 2683693.2618 | 1264172.0309
85 | 2683700.0147 | 1264107.8169
86 | 2683767.4673 | 1264152.6974
87 | 2683767.8385 | 1264152.7028
88 | 2683689.7185 | 1264174.8309
89 | 2683784.2238 | 1264152.939
90 | 2683759.4938 | 1264131.8292
91 | 2683677.8414 | 1264042.095
92 | 2683645.4423 | 1264095.8031
93 | 2683623.9337 | 1264101.1755
94 | 2683602.0548 | 1264119.0291
95 | 2683613.7853 | 1264130.4776
96 | 2683614.3806 | 1264131.0586
97 | 2683679.5136 | 1264184.4655
98 | 2683681.5277 | 1264181.3034
99 | 2683861.3138 | 1264068.3389
100 | 2683721.8134 | 1263926.4064
101 | 2683891.8175 | 1263946.5225
102 | 2683894.3544 | 1263954.0176
103 | 2683901.8573 | 1263990.0635
104 | 2683916.5886 | 1263949.9503
105 | 2683821.6842 | 1263952.6861
106 | 2683792.8096 | 1263914.3175
107 | 2683899.7347 | 1263989.4217
108 | 2683935.2499 | 1263946.5366
109 | 2683828.8471 | 1263965.4051
110 | 2683756.5099 | 1263921.1316
111 | 2683950.6024 | 1263918.321
112 | 2684083.1375 | 1263736.8783
113 | 2683952.8376 | 1263941.4053
114 | 2683895.7038 | 1264001.2028
115 | 2683867.0723 | 1263975.3417
116 | 2683986.5638 | 1264015.8775
117 | 2684010.3548 | 1264023.6463
118 | 2684109.4849 | 1263724.7927
119 | 2684259.424 | 1263839.9948
120 | 2683818.3702 | 1264231.4692
121 | 2683836.4671 | 1264230.5532
122 | 2683810.2974 | 1264231.8778
123 | 2683852.6814 | 1264229.7325
124 | 2683842.5307 | 1264258.7337
125 | 2683841.4872 | 1264261.6767
126 | 2683883.0303 | 1264243.9777
127 | 2683856.3223 | 1264154.1579
128 | 2683853.5372 | 1264130.8363
129 | 2683837.3523 | 1264153.8023
130 | 2683882.0674 | 1264138.7209
131 | 2683894.9178 | 1264011.6893
132 | 2683906.0223 | 1264060.1384
133 | 2683880.1648 | 1264044.8235
134 | 2683916.9481 | 1264066.6095
135 | 2683877.6599 | 1264043.34
136 | 2683864.78 | 1264034.8061
137 | 2683869.942 | 1264055.1434
138 | 2683876.1056 | 1264079.48
139 | 2683876.9986 | 1264080.1526
140 | 2683891.7298 | 1264090.0204
141 | 2683919.667 | 1264106.0186
142 | 2683849.812 | 1264099.6449
143 | 2683840.221 | 1264101.933
144 | 2683926.5171 | 1264108.451
145 | 2683903.3312 | 1264122.274
146 | 2683831.5017 | 1264100.7498
147 | 2683780.0024 | 1264032.4486
148 | 2683774.0571 | 1264033.8974
149 | 2683804.2362 | 1264107.3984
150 | 2683762.2202 | 1264122.5741
151 | 2683774.3239 | 1264118.1564
152 | 2683784.986 | 1264152.95
153 | 2683804.8662 | 1264153.2366
154 | 2683814.8831 | 1264153.381
155 | 2683816.3149 | 1264183.6029
156 | 2683943.7418 | 1264153.1195
157 | 2683937.5616 | 1264106.9383
158 | 2683973.0066 | 1264203.3412
159 | 2683986.2262 | 1264090.4967
160 | 2683893.9068 | 1264209.8846
161 | 2683883.9578 | 1264240.8742
162 | 2684003.4345 | 1264233.6947
163 | 2683949.9397 | 1264245.1899
164 | 2684034.307 | 1264261.391
165 | 2683934.3425 | 1264272.7326
166 | 2683811.5513 | 1264310.7577
167 | 2683877.6895 | 1264284.3982
168 | 2684016.9198 | 1264078.4328
169 | 2684042.9207 | 1264067.9891
170 | 2684073.1693 | 1264044.5837
171 | 2683933.0497 | 1264275.0154
172 | 2683923.1979 | 1264292.4124
173 | 2683914.6129 | 1264307.5723
174 | 2684025.2277 | 1264275.9068
175 | 2683904.513 | 1264301.2333
176 | 2683906.2306 | 1264322.3134
177 | 2683828.7068 | 1264322.8079
178 | 2683848.384 | 1264336.6292
179 | 2683955.9326 | 1264380.6523
180 | 2683969.961 | 1264359.5478
181 | 2684002.6547 | 1264310.1184
182 | 2684017.014 | 1264288.3554
183 | 2684092.711 | 1264407.5328
184 | 2684117.8772 | 1264355.7331
185 | 2684274.0847 | 1263835.8778
186 | 2684312.2215 | 1263825.2918
187 | 2684370.5651 | 1263991.8328
188 | 2684379.2901 | 1263989.6625
189 | 2684121.9326 | 1264348.4165
190 | 2684140.7765 | 1264337.3342
191 | 2684136.3033 | 1264339.965
192 | 2683813.5582 | 1264024.2717

## line_std_types
| c_nf_per_km | r_ohm_per_km | x_ohm_per_km | max_i_ka | type | q_mm2 | alpha | voltage_rating
NAYY 4x50 SE | 210 | 0.642 | 0.083 | 0.142 | cs | 50 | 0.00403 | LV
NAYY 4x120 SE | 264 | 0.225 | 0.08 | 0.242 | cs | 120 | 0.00403 | LV
NAYY 4x150 SE | 261 | 0.208 | 0.08 | 0.27 | cs | 150 | 0.00403 | LV
NA2XS2Y 1x95 RM/25 12/20 kV | 216 | 0.313 | 0.132 | 0.252 | cs | 95 | 0.00403 | MV
NA2XS2Y 1x185 RM/25 12/20 kV | 273 | 0.161 | 0.117 | 0.362 | cs | 185 | 0.00403 | MV
NA2XS2Y 1x240 RM/25 12/20 kV | 304 | 0.122 | 0.112 | 0.421 | cs | 240 | 0.00403 | MV
NA2XS2Y 1x95 RM/25 6/10 kV | 315 | 0.313 | 0.123 | 0.249 | cs | 95 | 0.00403 | MV
NA2XS2Y 1x185 RM/25 6/10 kV | 406 | 0.161 | 0.11 | 0.358 | cs | 185 | 0.00403 | MV
NA2XS2Y 1x240 RM/25 6/10 kV | 456 | 0.122 | 0.105 | 0.416 | cs | 240 | 0.00403 | MV
NA2XS2Y 1x150 RM/25 12/20 kV | 250 | 0.206 | 0.116 | 0.319 | cs | 150 | 0.00403 | MV
NA2XS2Y 1x120 RM/25 12/20 kV | 230 | 0.253 | 0.119 | 0.283 | cs | 120 | 0.00403 | MV
NA2XS2Y 1x70 RM/25 12/20 kV | 190 | 0.443 | 0.132 | 0.22 | cs | 70 | 0.00403 | MV
NA2XS2Y 1x150 RM/25 6/10 kV | 360 | 0.206 | 0.11 | 0.315 | cs | 150 | 0.00403 | MV
NA2XS2Y 1x120 RM/25 6/10 kV | 340 | 0.253 | 0.113 | 0.28 | cs | 120 | 0.00403 | MV
NA2XS2Y 1x70 RM/25 6/10 kV | 280 | 0.443 | 0.123 | 0.217 | cs | 70 | 0.00403 | MV
N2XS(FL)2Y 1x120 RM/35 64/110 kV | 112 | 0.153 | 0.166 | 0.366 | cs | 120 | 0.00393 | HV
N2XS(FL)2Y 1x185 RM/35 64/110 kV | 125 | 0.099 | 0.156 | 0.457 | cs | 185 | 0.00393 | HV
N2XS(FL)2Y 1x240 RM/35 64/110 kV | 135 | 0.075 | 0.149 | 0.526 | cs | 240 | 0.00393 | HV
N2XS(FL)2Y 1x300 RM/35 64/110 kV | 144 | 0.06 | 0.144 | 0.588 | cs | 300 | 0.00393 | HV
15-AL1/3-ST1A 0.4 | 11 | 1.8769 | 0.35 | 0.105 | ol | 16 | 0.00403 | LV
24-AL1/4-ST1A 0.4 | 11.25 | 1.2012 | 0.335 | 0.14 | ol | 24 | 0.00403 | LV
48-AL1/8-ST1A 0.4 | 12.2 | 0.5939 | 0.3 | 0.21 | ol | 48 | 0.00403 | LV
94-AL1/15-ST1A 0.4 | 13.2 | 0.306 | 0.29 | 0.35 | ol | 94 | 0.00403 | LV
34-AL1/6-ST1A 10.0 | 9.7 | 0.8342 | 0.36 | 0.17 | ol | 34 | 0.00403 | MV
48-AL1/8-ST1A 10.0 | 10.1 | 0.5939 | 0.35 | 0.21 | ol | 48 | 0.00403 | MV
70-AL1/11-ST1A 10.0 | 10.4 | 0.4132 | 0.339 | 0.29 | ol | 70 | 0.00403 | MV
94-AL1/15-ST1A 10.0 | 10.75 | 0.306 | 0.33 | 0.35 | ol | 94 | 0.00403 | MV
122-AL1/20-ST1A 10.0 | 11.1 | 0.2376 | 0.323 | 0.41 | ol | 122 | 0.00403 | MV
149-AL1/24-ST1A 10.0 | 11.25 | 0.194 | 0.315 | 0.47 | ol | 149 | 0.00403 | MV
34-AL1/6-ST1A 20.0 | 9.15 | 0.8342 | 0.382 | 0.17 | ol | 34 | 0.00403 | MV
48-AL1/8-ST1A 20.0 | 9.5 | 0.5939 | 0.372 | 0.21 | ol | 48 | 0.00403 | MV
70-AL1/11-ST1A 20.0 | 9.7 | 0.4132 | 0.36 | 0.29 | ol | 70 | 0.00403 | MV
94-AL1/15-ST1A 20.0 | 10 | 0.306 | 0.35 | 0.35 | ol | 94 | 0.00403 | MV
122-AL1/20-ST1A 20.0 | 10.3 | 0.2376 | 0.344 | 0.41 | ol | 122 | 0.00403 | MV
149-AL1/24-ST1A 20.0 | 10.5 | 0.194 | 0.337 | 0.47 | ol | 149 | 0.00403 | MV
184-AL1/30-ST1A 20.0 | 10.75 | 0.1571 | 0.33 | 0.535 | ol | 184 | 0.00403 | MV
243-AL1/39-ST1A 20.0 | 11 | 0.1188 | 0.32 | 0.645 | ol | 243 | 0.00403 | MV
48-AL1/8-ST1A 110.0 | 8 | 0.5939 | 0.46 | 0.21 | ol | 48 | 0.00403 | HV
70-AL1/11-ST1A 110.0 | 8.4 | 0.4132 | 0.45 | 0.29 | ol | 70 | 0.00403 | HV
94-AL1/15-ST1A 110.0 | 8.65 | 0.306 | 0.44 | 0.35 | ol | 94 | 0.00403 | HV
122-AL1/20-ST1A 110.0 | 8.5 | 0.2376 | 0.43 | 0.41 | ol | 122 | 0.00403 | HV
149-AL1/24-ST1A 110.0 | 8.75 | 0.194 | 0.41 | 0.47 | ol | 149 | 0.00403 | HV
184-AL1/30-ST1A 110.0 | 8.8 | 0.1571 | 0.4 | 0.535 | ol | 184 | 0.00403 | HV
243-AL1/39-ST1A 110.0 | 9 | 0.1188 | 0.39 | 0.645 | ol | 243 | 0.00403 | HV
305-AL1/39-ST1A 110.0 | 9.2 | 0.0949 | 0.38 | 0.74 | ol | 305 | 0.00403 | HV
490-AL1/64-ST1A 110.0 | 9.75 | 0.059 | 0.37 | 0.96 | ol | 490 | 0.00403 | HV
679-AL1/86-ST1A 110.0 | 9.95 | 0.042 | 0.36 | 1.15 | ol | 679 | 0.00403 | HV
490-AL1/64-ST1A 220.0 | 10 | 0.059 | 0.285 | 0.96 | ol | 490 | 0.00403 | HV
679-AL1/86-ST1A 220.0 | 11.7 | 0.042 | 0.275 | 1.15 | ol | 679 | 0.00403 | HV
490-AL1/64-ST1A 380.0 | 11 | 0.059 | 0.253 | 0.96 | ol | 490 | 0.00403 | HV
679-AL1/86-ST1A 380.0 | 14.6 | 0.042 | 0.25 | 1.15 | ol | 679 | 0.00403 | HV

## trafo_std_types
| i0_percent | pfe_kw | vkr_percent | sn_mva | vn_lv_kv | vn_hv_kv | vk_percent | shift_degree | vector_group | tap_side | tap_neutral | tap_min | tap_max | tap_step_degree | tap_step_percent | tap_phase_shifter
160 MVA 380/110 kV | 0.06 | 60 | 0.25 | 160 | 110 | 380 | 12.2 | 0 | Yy0 | hv | 0 | -9 | 9 | 0 | 1.5 | FALSE
100 MVA 220/110 kV | 0.06 | 55 | 0.26 | 100 | 110 | 220 | 12 | 0 | Yy0 | hv | 0 | -9 | 9 | 0 | 1.5 | FALSE
63 MVA 110/20 kV | 0.04 | 22 | 0.32 | 63 | 20 | 110 | 18 | 150 | YNd5 | hv | 0 | -9 | 9 | 0 | 1.5 | FALSE
40 MVA 110/20 kV | 0.05 | 18 | 0.34 | 40 | 20 | 110 | 16.2 | 150 | YNd5 | hv | 0 | -9 | 9 | 0 | 1.5 | FALSE
25 MVA 110/20 kV | 0.07 | 14 | 0.41 | 25 | 20 | 110 | 12 | 150 | YNd5 | hv | 0 | -9 | 9 | 0 | 1.5 | FALSE
63 MVA 110/10 kV | 0.04 | 22 | 0.32 | 63 | 10 | 110 | 18 | 150 | YNd5 | hv | 0 | -9 | 9 | 0 | 1.5 | FALSE
40 MVA 110/10 kV | 0.05 | 18 | 0.34 | 40 | 10 | 110 | 16.2 | 150 | YNd5 | hv | 0 | -9 | 9 | 0 | 1.5 | FALSE
25 MVA 110/10 kV | 0.07 | 14 | 0.41 | 25 | 10 | 110 | 12 | 150 | YNd5 | hv | 0 | -9 | 9 | 0 | 1.5 | FALSE
0.25 MVA 20/0.4 kV | 0.32 | 0.8 | 1.44 | 0.25 | 0.4 | 20 | 6 | 150 | Yzn5 | hv | 0 | -2 | 2 | 0 | 2.5 | FALSE
0.4 MVA 20/0.4 kV | 0.3375 | 1.35 | 1.425 | 0.4 | 0.4 | 20 | 6 | 150 | Dyn5 | hv | 0 | -2 | 2 | 0 | 2.5 | FALSE
0.63 MVA 20/0.4 kV | 0.2619 | 1.65 | 1.206 | 0.63 | 0.4 | 20 | 6 | 150 | Dyn5 | hv | 0 | -2 | 2 | 0 | 2.5 | FALSE
0.25 MVA 10/0.4 kV | 0.24 | 0.6 | 1.2 | 0.25 | 0.4 | 10 | 4 | 150 | Dyn5 | hv | 0 | -2 | 2 | 0 | 2.5 | FALSE
0.4 MVA 10/0.4 kV | 0.2375 | 0.95 | 1.325 | 0.4 | 0.4 | 10 | 4 | 150 | Dyn5 | hv | 0 | -2 | 2 | 0 | 2.5 | FALSE
0.63 MVA 10/0.4 kV | 0.1873 | 1.18 | 1.0794 | 0.63 | 0.4 | 10 | 4 | 150 | Dyn5 | hv | 0 | -2 | 2 | 0 | 2.5 | FALSE

## trafo3w_std_types
| sn_hv_mva | sn_mv_mva | sn_lv_mva | vn_hv_kv | vn_mv_kv | vn_lv_kv | vk_hv_percent | vk_mv_percent | vk_lv_percent | vkr_hv_percent | vkr_mv_percent | vkr_lv_percent | pfe_kw | i0_percent | shift_mv_degree | shift_lv_degree | vector_group | tap_side | tap_neutral | tap_min | tap_max | tap_step_percent
63/25/38 MVA 110/20/10 kV | 63 | 25 | 38 | 110 | 20 | 10 | 10.4 | 10.4 | 10.4 | 0.28 | 0.32 | 0.35 | 35 | 0.89 | 0 | 0 | YN0yn0yn0 | hv | 0 | -10 | 10 | 1.2
63/25/38 MVA 110/10/10 kV | 63 | 25 | 38 | 110 | 10 | 10 | 10.4 | 10.4 | 10.4 | 0.28 | 0.32 | 0.35 | 35 | 0.89 | 0 | 0 | YN0yn0yn0 | hv | 0 | -10 | 10 | 1.2

## fuse_std_types
| fuse_type | i_rated_a | t_avg | t_min | t_total | x_avg | x_min | x_total
HV 100A | HV 100A | 100 | 0 | [10.0, 3.64, 0.854, 0.281, 0.1, 0.0531, 0.022, 0.01] | [10.0, 4.267, 1.21, 0.403, 0.1, 0.058, 0.022, 0.01] | 0 | [300.0, 350.0, 450.0, 550.0, 700.0, 850.0, 1200.0, 1752.0] | [600.0, 700.0, 900.0, 1150.0, 1665.0, 2000.0, 3000.0, 4313.0]
HV 10A | HV 10A | 10 | 0 | [10.0, 1675.0, 0.344, 0.156, 0.1, 0.0417, 0.0171, 0.01] | [10.0, 1.3, 0.3, 0.155, 0.1, 0.0555, 0.023, 0.01] | 0 | [30.0, 32.0, 35.0, 37.0, 39.0, 50.0, 70.0, 88.0] | [60.0, 70.0, 80.0, 87.0, 94.0, 110.0, 150.0, 216.0]
HV 125A | HV 125A | 125 | 0 | [10.0, 1.82, 0.344, 0.1, 0.0467, 0.0269, 0.01] | [10.0, 2.478, 0.426, 0.1, 0.0427, 0.0211, 0.01] | 0 | [375.0, 500.0, 700.0, 925.0, 1200.0, 1500.0, 2341.0] | [750.0, 1000.0, 1500.0, 2200.0, 3000.0, 4000.0, 5765.0]
HV 160A | HV 160A | 160 | 0 | [10.0, 4.15, 1.03, 0.198, 0.1, 0.051, 0.0172, 0.01] | [10.0, 2.3, 0.734, 0.274, 0.1, 0.046, 0.0177, 0.01] | 0 | [480.0, 550.0, 700.0, 1000.0, 1260.0, 1600.0, 2500.0, 3227.0] | [960.0, 1300.0, 1700.0, 2200.0, 2996.0, 4000.0, 6000.0, 7946.0]
HV 16A | HV 16A | 16 | 0 | [10.0, 0.352, 0.164, 0.1, 0.0649, 0.0342, 0.01] | [10.0, 2.34, 0.722, 0.181, 0.1, 0.055, 0.0296, 0.01] | 0 | [48.0, 60.0, 65.0, 71.0, 80.0, 100.0, 162.0] | [96.0, 110.0, 125.0, 150.0, 168.0, 200.0, 250.0, 398.0]
HV 200A | HV 200A | 200 | 0 | [10.0, 4.267, 1.21, 0.403, 0.1, 0.058, 0.022, 0.01] | [10.0, 3.73, 1.654, 0.328, 0.1, 0.0531, 0.019, 0.01] | 0 | [600.0, 700.0, 900.0, 1150.0, 1665.0, 2000.0, 3000.0, 4313.0] | [1200.0, 1500.0, 1800.0, 2700.0, 3960.0, 5000.0, 7500.0, 10620.0]
HV 20A | HV 20A | 20 | 0 | [10.0, 1.3, 0.3, 0.155, 0.1, 0.0555, 0.023, 0.01] | [10.0, 1.3, 0.161, 0.1, 0.0611, 0.0399, 0.0141, 0.01] | 0 | [60.0, 70.0, 80.0, 87.0, 94.0, 110.0, 150.0, 216.0] | [120.0, 150.0, 200.0, 223.0, 260.0, 300.0, 450.0, 532.0]
HV 25A | HV 25A | 25 | 0 | [10.0, 2.512, 0.833, 0.299, 0.1, 0.0372, 0.0223, 0.01] | [10.0, 3.125, 0.597, 0.198, 0.1, 0.0378, 0.022, 0.01] | 0 | [75.0, 82.0, 90.0, 100.0, 124.0, 170.0, 200.0, 289.0] | [150.0, 170.0, 210.0, 250.0, 294.0, 400.0, 500.0, 711.0]
HV 31.5A | HV 31.5A | 31.5 | 0 | [10.0, 2.34, 0.722, 0.181, 0.1, 0.055, 0.0296, 0.01] | [10.0, 2.84, 0.368, 0.164, 0.1, 0.0621, 0.0378, 0.0195, 0.01] | 0 | [95.0, 110.0, 125.0, 150.0, 165.0, 200.0, 250.0, 390.0] | [189.0, 220.0, 300.0, 350.0, 393.0, 450.0, 530.0, 700.0, 960.0]
HV 40A | HV 40A | 40 | 0 | [10.0, 1.3, 0.161, 0.1, 0.0611, 0.0399, 0.0141, 0.01] | [10.0, 2.05, 0.369, 0.198, 0.1, 0.051, 0.0298, 0.01] | 0 | [120.0, 150.0, 200.0, 223.0, 260.0, 300.0, 450.0, 532.0] | [240.0, 300.0, 400.0, 450.0, 530.0, 650.0, 800.0, 1311.0]
HV 50A | HV 50A | 50 | 0 | [10.0, 3.215, 0.597, 0.198, 0.1, 0.0378, 0.022, 0.01] | [10.0, 3.64, 0.854, 0.281, 0.1, 0.0531, 0.022, 0.01] | 0 | [150.0, 170.0, 210.0, 250.0, 294.0, 400.0, 500.0, 711.0] | [300.0, 350.0, 450.0, 550.0, 700.0, 850.0, 1200.0, 1752.0]
HV 6.3A | HV 6.3A | 6.3 | 0 | [10.0, 1.39, 0.344, 0.168, 0.1, 0.056, 0.0263, 0.01] | [10.0, 1.711, 0.516, 0.198, 0.1, 0.0634, 0.0303, 0.01] | 0 | [19.0, 19.5, 20.4, 20.8, 22.0, 25.0, 32.0, 48.0] | [38.0, 40.0, 43.0, 48.0, 53.0, 60.0, 75.0, 118.0]
HV 63A | HV 63A | 63 | 0 | [10.0, 2.84, 0.368, 0.164, 0.1, 0.0621, 0.0378, 0.0195, 0.01] | [10.0, 1.82, 0.344, 0.1, 0.0467, 0.0269, 0.01] | 0 | [189.0, 220.0, 300.0, 350.0, 393.0, 450.0, 530.0, 700.0, 961.0] | [378.0, 500.0, 700.0, 934.0, 1200.0, 1500.0, 2366.0]
HV 80A | HV 80A | 80 | 0 | [10.0, 2.05, 0.369, 0.198, 0.1, 0.051, 0.0298, 0.01] | [10.0, 4.15, 1.03, 0.198, 0.1, 0.051, 0.0172, 0.01] | 0 | [240.0, 300.0, 400.0, 450.0, 530.0, 650.0, 800.0, 1311.0] | [480.0, 550.0, 700.0, 1000.0, 1260.0, 1600.0, 2500.0, 3227.0]
Siemens NH-1-100 | Siemens NH-1-100 | 100 | [5400.0, 2000.0, 400.0, 20.0, 1.0, 0.2, 0.012, 0.004] | 0 | 0 | [150.0, 190.0, 250.0, 430.0, 900.0, 1250.0, 2700.0, 3600.0] | 0 | 0
Siemens NH-1-125 | Siemens NH-1-125 | 125 | [4800.0, 120.0, 7.0, 0.1, 0.004] | 0 | 0 | [180.0, 400.0, 740.0, 2000.0, 4250.0] | 0 | 0
Siemens NH-1-16 | Siemens NH-1-16 | 16 | [4000.0, 400.0, 2.0, 0.1, 0.04, 0.01] | 0 | 0 | [26.0, 35.0, 75.0, 150.0, 200.0, 300.0] | 0 | 0
Siemens NH-1-160 | Siemens NH-1-160 | 160 | [4800.0, 120.0, 7.0, 0.1, 0.004] | 0 | 0 | [210.0, 500.0, 900.0, 2300.0, 5000.0] | 0 | 0
Siemens NH-1-25 | Siemens NH-1-25 | 25 | [4000.0, 1000.0, 10.0, 0.2, 0.02, 0.01] | 0 | 0 | [40.0, 50.0, 100.0, 210.0, 400.0, 500.0] | 0 | 0
Siemens NH-1-50 | Siemens NH-1-50 | 50 | [4000.0, 40.0, 4.0, 1.0, 0.02, 0.01] | 0 | 0 | [86.0, 200.0, 300.0, 400.0, 1000.0, 1280.0] | 0 | 0
Siemens NH-1-63 | Siemens NH-1-63 | 63 | [4000.0, 100.0, 10.0, 2.0, 0.04, 0.01] | 0 | 0 | [100.0, 200.0, 300.0, 400.0, 1000.0, 1500.0] | 0 | 0
Siemens NH-1-80 | Siemens NH-1-80 | 80 | [4800.0, 120.0, 7.0, 0.1, 0.01] | 0 | 0 | [150.58, 250.0, 450.0, 1150.0, 2470.0] | 0 | 0
Siemens NH-2-1000 | Siemens NH-2-1000 | 1000 | [4800.0, 120.0, 7.0, 0.1, 0.004] | 0 | 0 | [1900.0, 3500.0, 8400.0, 24000.0, 52000.0] | 0 | 0
Siemens NH-2-200 | Siemens NH-2-200 | 200 | [4800.0, 120.0, 7.0, 0.1, 0.004] | 0 | 0 | [280.0, 650.0, 1200.0, 3000.0, 7000.0] | 0 | 0
Siemens NH-2-224 | Siemens NH-2-224 | 224 | [4800.0, 120.0, 7.0, 0.2, 0.04, 0.004] | 0 | 0 | [400.0, 750.0, 1453.0, 3025.0, 4315.0, 7600.0] | 0 | 0
Siemens NH-2-250 | Siemens NH-2-250 | 250 | [4800.0, 120.0, 7.0, 0.1, 0.004] | 0 | 0 | [450.0, 800.0, 1650.0, 4000.0, 8500.0] | 0 | 0
Siemens NH-2-315 | Siemens NH-2-315 | 315 | [4800.0, 120.0, 7.0, 0.1, 0.004] | 0 | 0 | [550.0, 920.0, 1900.0, 5000.0, 11000.0] | 0 | 0
Siemens NH-2-355 | Siemens NH-2-355 | 355 | [4800.0, 120.0, 6.0, 0.1, 0.004] | 0 | 0 | [650.0, 1116.27, 2350.0, 5840.0, 12790.0] | 0 | 0
Siemens NH-2-400 | Siemens NH-2-400 | 400 | [4800.0, 120.0, 7.0, 0.1, 0.004] | 0 | 0 | [720.0, 1350.0, 2800.0, 6500.0, 15000.0] | 0 | 0
Siemens NH-2-425 | Siemens NH-2-425 | 425 | [4800.0, 120.0, 7.0, 0.1, 0.004] | 0 | 0 | [850.0, 1500.0, 3050.0, 7500.0, 16500.0] | 0 | 0
Siemens NH-2-630 | Siemens NH-2-630 | 630 | [4800.0, 120.0, 7.0, 0.1, 0.004] | 0 | 0 | [1200.0, 2000.0, 4800.0, 12000.0, 26000.0] | 0 | 0

## dtypes
| element | column | dtype
0 | bus | name | object
1 | bus | vn_kv | float64
2 | bus | type | object
3 | bus | zone | object
4 | bus | in_service | bool
5 | load | name | object
6 | load | bus | uint32
7 | load | p_mw | float64
8 | load | q_mvar | float64
9 | load | const_z_percent | float64
10 | load | const_i_percent | float64
11 | load | sn_mva | float64
12 | load | scaling | float64
13 | load | in_service | bool
14 | load | type | object
15 | ext_grid | name | object
16 | ext_grid | bus | uint32
17 | ext_grid | vm_pu | float64
18 | ext_grid | va_degree | float64
19 | ext_grid | slack_weight | float64
20 | ext_grid | in_service | bool
21 | line | name | object
22 | line | std_type | object
23 | line | from_bus | uint32
24 | line | to_bus | uint32
25 | line | length_km | float64
26 | line | r_ohm_per_km | float64
27 | line | x_ohm_per_km | float64
28 | line | c_nf_per_km | float64
29 | line | g_us_per_km | float64
30 | line | max_i_ka | float64
31 | line | df | float64
32 | line | parallel | uint32
33 | line | type | object
34 | line | in_service | bool
35 | trafo | name | object
36 | trafo | std_type | object
37 | trafo | hv_bus | uint32
38 | trafo | lv_bus | uint32
39 | trafo | sn_mva | float64
40 | trafo | vn_hv_kv | float64
41 | trafo | vn_lv_kv | float64
42 | trafo | vk_percent | float64
43 | trafo | vkr_percent | float64
44 | trafo | pfe_kw | float64
45 | trafo | i0_percent | float64
46 | trafo | shift_degree | float64
47 | trafo | tap_side | object
48 | trafo | tap_neutral | int32
49 | trafo | tap_min | int32
50 | trafo | tap_max | int32
51 | trafo | tap_step_percent | float64
52 | trafo | tap_step_degree | float64
53 | trafo | tap_pos | int32
54 | trafo | tap_phase_shifter | bool
55 | trafo | parallel | uint32
56 | trafo | df | float64
57 | trafo | in_service | bool
58 | line_geodata | coords | object
59 | bus_geodata | x | float64
60 | bus_geodata | y | float64
61 | bus_geodata | coords | object

## parameters
| version | format_version | converged | OPF_converged | name | f_hz | sn_mva
0 | 2.14.6 | 2.14.0 | FALSE | FALSE |  | 50 | 1