## bus
| name | vn_kv | type | zone | in_service
0 | bus_LV_54-15_0_5_node_0 | 0.4 | n |  | TRUE
1 | bus_LV_54-15_0_5_node_1 | 0.4 | n |  | TRUE
2 | bus_LV_54-15_0_5_node_2 | 0.4 | n |  | TRUE
3 | bus_LV_54-15_0_5_node_3 | 0.4 | n |  | TRUE
4 | bus_LV_54-15_0_5_node_4 | 0.4 | n |  | TRUE
5 | bus_LV_54-15_0_5_node_5 | 0.4 | n |  | TRUE
6 | bus_LV_54-15_0_5_node_12 | 0.4 | n |  | TRUE
7 | bus_LV_54-15_0_5_node_20 | 0.4 | n |  | TRUE
8 | bus_LV_54-15_0_5_node_11 | 0.4 | n |  | TRUE
9 | bus_LV_54-15_0_5_node_6 | 0.4 | n |  | TRUE
10 | bus_LV_54-15_0_5_node_7 | 0.4 | n |  | TRUE
11 | bus_LV_54-15_0_5_node_8 | 0.4 | n |  | TRUE
12 | bus_LV_54-15_0_5_node_9 | 0.4 | n |  | TRUE
13 | bus_LV_54-15_0_5_node_10 | 0.4 | n |  | TRUE
14 | bus_LV_54-15_0_5_node_115 | 0.4 | n |  | TRUE
15 | bus_LV_54-15_0_5_node_45 | 0.4 | n |  | TRUE
16 | bus_LV_54-15_0_5_node_13 | 0.4 | n |  | TRUE
17 | bus_LV_54-15_0_5_node_16 | 0.4 | n |  | TRUE
18 | bus_LV_54-15_0_5_node_18 | 0.4 | n |  | TRUE
19 | bus_LV_54-15_0_5_node_14 | 0.4 | n |  | TRUE
20 | bus_LV_54-15_0_5_node_22 | 0.4 | n |  | TRUE
21 | bus_LV_54-15_0_5_node_19 | 0.4 | n |  | TRUE
22 | bus_LV_54-15_0_5_node_15 | 0.4 | n |  | TRUE
23 | bus_LV_54-15_0_5_node_17 | 0.4 | n |  | TRUE
24 | bus_LV_54-15_0_5_node_21 | 0.4 | n |  | TRUE
25 | bus_LV_54-15_0_5_node_28 | 0.4 | n |  | TRUE
26 | bus_LV_54-15_0_5_node_26 | 0.4 | n |  | TRUE
27 | bus_LV_54-15_0_5_node_29 | 0.4 | n |  | TRUE
28 | bus_LV_54-15_0_5_node_24 | 0.4 | n |  | TRUE
29 | bus_LV_54-15_0_5_node_30 | 0.4 | n |  | TRUE
30 | bus_LV_54-15_0_5_node_23 | 0.4 | n |  | TRUE
31 | bus_LV_54-15_0_5_node_25 | 0.4 | n |  | TRUE
32 | bus_LV_54-15_0_5_node_27 | 0.4 | n |  | TRUE
33 | bus_LV_54-15_0_5_node_149 | 0.4 | n |  | TRUE
34 | bus_LV_54-15_0_5_node_151 | 0.4 | n |  | TRUE
35 | bus_LV_54-15_0_5_node_147 | 0.4 | n |  | TRUE
36 | bus_LV_54-15_0_5_node_31 | 0.4 | n |  | TRUE
37 | bus_LV_54-15_0_5_node_32 | 0.4 | n |  | TRUE
38 | bus_LV_54-15_0_5_node_33 | 0.4 | n |  | TRUE
39 | bus_LV_54-15_0_5_node_34 | 0.4 | n |  | TRUE
40 | bus_LV_54-15_0_5_node_196 | 0.4 | n |  | TRUE
41 | bus_LV_54-15_0_5_node_35 | 0.4 | n |  | TRUE
42 | bus_LV_54-15_0_5_node_197 | 0.4 | n |  | TRUE
43 | bus_LV_54-15_0_5_node_36 | 0.4 | n |  | TRUE
44 | bus_LV_54-15_0_5_node_37 | 0.4 | n |  | TRUE
45 | bus_LV_54-15_0_5_node_38 | 0.4 | n |  | TRUE
46 | bus_LV_54-15_0_5_node_40 | 0.4 | n |  | TRUE
47 | bus_LV_54-15_0_5_node_39 | 0.4 | n |  | TRUE
48 | bus_LV_54-15_0_5_node_63 | 0.4 | n |  | TRUE
49 | bus_LV_54-15_0_5_node_62 | 0.4 | n |  | TRUE
50 | bus_LV_54-15_0_5_node_80 | 0.4 | n |  | TRUE
51 | bus_LV_54-15_0_5_node_61 | 0.4 | n |  | TRUE
52 | bus_LV_54-15_0_5_node_65 | 0.4 | n |  | TRUE
53 | bus_LV_54-15_0_5_node_60 | 0.4 | n |  | TRUE
54 | bus_LV_54-15_0_5_node_41 | 0.4 | n |  | TRUE
55 | bus_LV_54-15_0_5_node_42 | 0.4 | n |  | TRUE
56 | bus_LV_54-15_0_5_node_43 | 0.4 | n |  | TRUE
57 | bus_LV_54-15_0_5_node_67 | 0.4 | n |  | TRUE
58 | bus_LV_54-15_0_5_node_68 | 0.4 | n |  | TRUE
59 | bus_LV_54-15_0_5_node_123 | 0.4 | n |  | TRUE
60 | bus_LV_54-15_0_5_node_101 | 0.4 | n |  | TRUE
61 | bus_LV_54-15_0_5_node_119 | 0.4 | n |  | TRUE
62 | bus_LV_54-15_0_5_node_44 | 0.4 | n |  | TRUE
63 | bus_LV_54-15_0_5_node_46 | 0.4 | n |  | TRUE
64 | bus_LV_54-15_0_5_node_116 | 0.4 | n |  | TRUE
65 | bus_LV_54-15_0_5_node_47 | 0.4 | n |  | TRUE
66 | bus_LV_54-15_0_5_node_48 | 0.4 | n |  | TRUE
67 | bus_LV_54-15_0_5_node_49 | 0.4 | n |  | TRUE
68 | bus_LV_54-15_0_5_node_50 | 0.4 | n |  | TRUE
69 | bus_LV_54-15_0_5_node_51 | 0.4 | n |  | TRUE
70 | bus_LV_54-15_0_5_node_78 | 0.4 | n |  | TRUE
71 | bus_LV_54-15_0_5_node_66 | 0.4 | n |  | TRUE
72 | bus_LV_54-15_0_5_node_77 | 0.4 | n |  | TRUE
73 | bus_LV_54-15_0_5_node_87 | 0.4 | n |  | TRUE
74 | bus_LV_54-15_0_5_node_85 | 0.4 | n |  | TRUE
75 | bus_LV_54-15_0_5_node_52 | 0.4 | n |  | TRUE
76 | bus_LV_54-15_0_5_node_53 | 0.4 | n |  | TRUE
77 | bus_LV_54-15_0_5_node_54 | 0.4 | n |  | TRUE
78 | bus_LV_54-15_0_5_node_55 | 0.4 | n |  | TRUE
79 | bus_LV_54-15_0_5_node_179 | 0.4 | n |  | TRUE
80 | bus_LV_54-15_0_5_node_82 | 0.4 | n |  | TRUE
81 | bus_LV_54-15_0_5_node_181 | 0.4 | n |  | TRUE
82 | bus_LV_54-15_0_5_node_188 | 0.4 | n |  | TRUE
83 | bus_LV_54-15_0_5_node_56 | 0.4 | n |  | TRUE
84 | bus_LV_54-15_0_5_node_57 | 0.4 | n |  | TRUE
85 | bus_LV_54-15_0_5_node_58 | 0.4 | n |  | TRUE
86 | bus_LV_54-15_0_5_node_59 | 0.4 | n |  | TRUE
87 | bus_LV_54-15_0_5_node_81 | 0.4 | n |  | TRUE
88 | bus_LV_54-15_0_5_node_72 | 0.4 | n |  | TRUE
89 | bus_LV_54-15_0_5_node_64 | 0.4 | n |  | TRUE
90 | bus_LV_54-15_0_5_node_79 | 0.4 | n |  | TRUE
91 | bus_LV_54-15_0_5_node_76 | 0.4 | n |  | TRUE
92 | bus_LV_54-15_0_5_node_134 | 0.4 | n |  | TRUE
93 | bus_LV_54-15_0_5_node_166 | 0.4 | n |  | TRUE
94 | bus_LV_54-15_0_5_node_145 | 0.4 | n |  | TRUE
95 | bus_LV_54-15_0_5_node_75 | 0.4 | n |  | TRUE
96 | bus_LV_54-15_0_5_node_133 | 0.4 | n |  | TRUE
97 | bus_LV_54-15_0_5_node_127 | 0.4 | n |  | TRUE
98 | bus_LV_54-15_0_5_node_124 | 0.4 | n |  | TRUE
99 | bus_LV_54-15_0_5_node_100 | 0.4 | n |  | TRUE
100 | bus_LV_54-15_0_5_node_120 | 0.4 | n |  | TRUE
101 | bus_LV_54-15_0_5_node_69 | 0.4 | n |  | TRUE
102 | bus_LV_54-15_0_5_node_70 | 0.4 | n |  | TRUE
103 | bus_LV_54-15_0_5_node_71 | 0.4 | n |  | TRUE
104 | bus_LV_54-15_0_5_node_73 | 0.4 | n |  | TRUE
105 | bus_LV_54-15_0_5_node_74 | 0.4 | n |  | TRUE
106 | bus_LV_54-15_0_5_node_131 | 0.4 | n |  | TRUE
107 | bus_LV_54-15_0_5_node_86 | 0.4 | n |  | TRUE
108 | bus_LV_54-15_0_5_node_129 | 0.4 | n |  | TRUE
109 | bus_LV_54-15_0_5_node_136 | 0.4 | n |  | TRUE
110 | bus_LV_54-15_0_5_node_84 | 0.4 | n |  | TRUE
111 | bus_LV_54-15_0_5_node_144 | 0.4 | n |  | TRUE
112 | bus_LV_54-15_0_5_node_164 | 0.4 | n |  | TRUE
113 | bus_LV_54-15_0_5_node_83 | 0.4 | n |  | TRUE
114 | bus_LV_54-15_0_5_node_88 | 0.4 | n |  | TRUE
115 | bus_LV_54-15_0_5_node_137 | 0.4 | n |  | TRUE
116 | bus_LV_54-15_0_5_node_89 | 0.4 | n |  | TRUE
117 | bus_LV_54-15_0_5_node_90 | 0.4 | n |  | TRUE
118 | bus_LV_54-15_0_5_node_91 | 0.4 | n |  | TRUE
119 | bus_LV_54-15_0_5_node_92 | 0.4 | n |  | TRUE
120 | bus_LV_54-15_0_5_node_94 | 0.4 | n |  | TRUE
121 | bus_LV_54-15_0_5_node_104 | 0.4 | n |  | TRUE
122 | bus_LV_54-15_0_5_node_105 | 0.4 | n |  | TRUE
123 | bus_LV_54-15_0_5_node_93 | 0.4 | n |  | TRUE
124 | bus_LV_54-15_0_5_node_111 | 0.4 | n |  | TRUE
125 | bus_LV_54-15_0_5_node_96 | 0.4 | n |  | TRUE
126 | bus_LV_54-15_0_5_node_114 | 0.4 | n |  | TRUE
127 | bus_LV_54-15_0_5_node_182 | 0.4 | n |  | TRUE
128 | bus_LV_54-15_0_5_node_191 | 0.4 | n |  | TRUE
129 | bus_LV_54-15_0_5_node_98 | 0.4 | n |  | TRUE
130 | bus_LV_54-15_0_5_node_95 | 0.4 | n |  | TRUE
131 | bus_LV_54-15_0_5_node_97 | 0.4 | n |  | TRUE
132 | bus_LV_54-15_0_5_node_99 | 0.4 | n |  | TRUE
133 | bus_LV_54-15_0_5_node_132 | 0.4 | n |  | TRUE
134 | bus_LV_54-15_0_5_node_110 | 0.4 | n |  | TRUE
135 | bus_LV_54-15_0_5_node_130 | 0.4 | n |  | TRUE
136 | bus_LV_54-15_0_5_node_102 | 0.4 | n |  | TRUE
137 | bus_LV_54-15_0_5_node_103 | 0.4 | n |  | TRUE
138 | bus_LV_54-15_0_5_node_118 | 0.4 | n |  | TRUE
139 | bus_LV_54-15_0_5_node_117 | 0.4 | n |  | TRUE
140 | bus_LV_54-15_0_5_node_113 | 0.4 | n |  | TRUE
141 | bus_LV_54-15_0_5_node_184 | 0.4 | n |  | TRUE
142 | bus_LV_54-15_0_5_node_180 | 0.4 | n |  | TRUE
143 | bus_LV_54-15_0_5_node_106 | 0.4 | n |  | TRUE
144 | bus_LV_54-15_0_5_node_107 | 0.4 | n |  | TRUE
145 | bus_LV_54-15_0_5_node_108 | 0.4 | n |  | TRUE
146 | bus_LV_54-15_0_5_node_109 | 0.4 | n |  | TRUE
147 | bus_LV_54-15_0_5_node_112 | 0.4 | n |  | TRUE
148 | bus_LV_54-15_0_5_node_192 | 0.4 | n |  | TRUE
149 | bus_LV_54-15_0_5_node_193 | 0.4 | n |  | TRUE
150 | bus_LV_54-15_0_5_node_121 | 0.4 | n |  | TRUE
151 | bus_LV_54-15_0_5_node_125 | 0.4 | n |  | TRUE
152 | bus_LV_54-15_0_5_node_126 | 0.4 | n |  | TRUE
153 | bus_LV_54-15_0_5_node_135 | 0.4 | n |  | TRUE
154 | bus_LV_54-15_0_5_node_195 | 0.4 | n |  | TRUE
155 | bus_LV_54-15_0_5_node_128 | 0.4 | n |  | TRUE
156 | bus_LV_54-15_0_5_node_194 | 0.4 | n |  | TRUE
157 | bus_LV_54-15_0_5_node_138 | 0.4 | n |  | TRUE
158 | bus_LV_54-15_0_5_node_139 | 0.4 | n |  | TRUE
159 | bus_LV_54-15_0_5_node_141 | 0.4 | n |  | TRUE
160 | bus_LV_54-15_0_5_node_140 | 0.4 | n |  | TRUE
161 | bus_LV_54-15_0_5_node_142 | 0.4 | n |  | TRUE
162 | bus_LV_54-15_0_5_node_143 | 0.4 | n |  | TRUE
163 | bus_LV_54-15_0_5_node_159 | 0.4 | n |  | TRUE
164 | bus_LV_54-15_0_5_node_154 | 0.4 | n |  | TRUE
165 | bus_LV_54-15_0_5_node_172 | 0.4 | n |  | TRUE
166 | bus_LV_54-15_0_5_node_160 | 0.4 | n |  | TRUE
167 | bus_LV_54-15_0_5_node_153 | 0.4 | n |  | TRUE
168 | bus_LV_54-15_0_5_node_170 | 0.4 | n |  | TRUE
169 | bus_LV_54-15_0_5_node_146 | 0.4 | n |  | TRUE
170 | bus_LV_54-15_0_5_node_148 | 0.4 | n |  | TRUE
171 | bus_LV_54-15_0_5_node_150 | 0.4 | n |  | TRUE
172 | bus_LV_54-15_0_5_node_168 | 0.4 | n |  | TRUE
173 | bus_LV_54-15_0_5_node_167 | 0.4 | n |  | TRUE
174 | bus_LV_54-15_0_5_node_156 | 0.4 | n |  | TRUE
175 | bus_LV_54-15_0_5_node_161 | 0.4 | n |  | TRUE
176 | bus_LV_54-15_0_5_node_165 | 0.4 | n |  | TRUE
177 | bus_LV_54-15_0_5_node_155 | 0.4 | n |  | TRUE
178 | bus_LV_54-15_0_5_node_152 | 0.4 | n |  | TRUE
179 | bus_LV_54-15_0_5_node_157 | 0.4 | n |  | TRUE
180 | bus_LV_54-15_0_5_node_158 | 0.4 | n |  | TRUE
181 | bus_LV_54-15_0_5_node_177 | 0.4 | n |  | TRUE
182 | bus_LV_54-15_0_5_node_175 | 0.4 | n |  | TRUE
183 | bus_LV_54-15_0_5_node_174 | 0.4 | n |  | TRUE
184 | bus_LV_54-15_0_5_node_162 | 0.4 | n |  | TRUE
185 | bus_LV_54-15_0_5_node_163 | 0.4 | n |  | TRUE
186 | bus_LV_54-15_0_5_node_169 | 0.4 | n |  | TRUE
187 | bus_LV_54-15_0_5_node_171 | 0.4 | n |  | TRUE
188 | bus_LV_54-15_0_5_node_173 | 0.4 | n |  | TRUE
189 | bus_LV_54-15_0_5_node_176 | 0.4 | n |  | TRUE
190 | bus_LV_54-15_0_5_node_183 | 0.4 | n |  | TRUE
191 | bus_LV_54-15_0_5_node_189 | 0.4 | n |  | TRUE
192 | bus_LV_54-15_0_5_node_185 | 0.4 | n |  | TRUE
193 | bus_LV_54-15_0_5_node_187 | 0.4 | n |  | TRUE
194 | bus_LV_54-15_0_5_node_186 | 0.4 | n |  | TRUE
195 | bus_LV_54-15_0_5_node_190 | 0.4 | n |  | TRUE
196 | bus_MV_504_0_node_35 | 20 | n |  | TRUE

## load
| name | bus | p_mw | q_mvar | const_z_percent | const_i_percent | sn_mva | scaling | in_service | type
0 | LV_54-15_0_5_load_0 | 0 | 0.001027 | 0.00025738 | 0 | 0 |  | 1 | TRUE | wye
1 | LV_54-15_0_5_load_1 | 1 | 0.0010727 | 0.00026885 | 0 | 0 |  | 1 | TRUE | wye
2 | LV_54-15_0_5_load_3 | 3 | 0.0038089 | 0.00095459 | 0 | 0 |  | 1 | TRUE | wye
3 | LV_54-15_0_5_load_4 | 4 | 0.0019813 | 0.00049656 | 0 | 0 |  | 1 | TRUE | wye
4 | LV_54-15_0_5_load_5 | 5 | 0.0037086 | 0.00092947 | 0 | 0 |  | 1 | TRUE | wye
5 | LV_54-15_0_5_load_6 | 9 | 0.013432 | 0.0033663 | 0 | 0 |  | 1 | TRUE | wye
6 | LV_54-15_0_5_load_9 | 12 | 0.04028 | 0.010095 | 0 | 0 |  | 1 | TRUE | wye
7 | LV_54-15_0_5_load_10 | 13 | 0.0025664 | 0.0006432 | 0 | 0 |  | 1 | TRUE | wye
8 | LV_54-15_0_5_load_13 | 16 | 0.017354 | 0.0043492 | 0 | 0 |  | 1 | TRUE | wye
9 | LV_54-15_0_5_load_14 | 19 | 0.0078556 | 0.0019688 | 0 | 0 |  | 1 | TRUE | wye
10 | LV_54-15_0_5_load_22 | 20 | 0.0017642 | 0.00044216 | 0 | 0 |  | 1 | TRUE | wye
11 | LV_54-15_0_5_load_19 | 21 | 0.0067467 | 0.0016909 | 0 | 0 |  | 1 | TRUE | wye
12 | LV_54-15_0_5_load_15 | 22 | 0.0069888 | 0.0017516 | 0 | 0 |  | 1 | TRUE | wye
13 | LV_54-15_0_5_load_21 | 24 | 0.0069659 | 0.0017458 | 0 | 0 |  | 1 | TRUE | wye
14 | LV_54-15_0_5_load_28 | 25 | 0.020803 | 0.0052137 | 0 | 0 |  | 1 | TRUE | wye
15 | LV_54-15_0_5_load_26 | 26 | 0.0064674 | 0.0016209 | 0 | 0 |  | 1 | TRUE | wye
16 | LV_54-15_0_5_load_24 | 28 | 0.0019887 | 0.00049842 | 0 | 0 |  | 1 | TRUE | wye
17 | LV_54-15_0_5_load_23 | 30 | 0.0028871 | 0.00072357 | 0 | 0 |  | 1 | TRUE | wye
18 | LV_54-15_0_5_load_25 | 31 | 0.008661 | 0.0021706 | 0 | 0 |  | 1 | TRUE | wye
19 | LV_54-15_0_5_load_151 | 34 | 0.0028205 | 0.00070689 | 0 | 0 |  | 1 | TRUE | wye
20 | LV_54-15_0_5_load_147 | 35 | 0.0031233 | 0.00078277 | 0 | 0 |  | 1 | TRUE | wye
21 | LV_54-15_0_5_load_31 | 36 | 0.0048597 | 0.0012179 | 0 | 0 |  | 1 | TRUE | wye
22 | LV_54-15_0_5_load_33 | 38 | 0.0015409 | 0.00038619 | 0 | 0 |  | 1 | TRUE | wye
23 | LV_54-15_0_5_load_34 | 39 | 0.0032791 | 0.00082183 | 0 | 0 |  | 1 | TRUE | wye
24 | LV_54-15_0_5_load_196 | 40 | 0.0021429 | 0.00053706 | 0 | 0 |  | 1 | TRUE | wye
25 | LV_54-15_0_5_load_35 | 41 | 0.006829 | 0.0017115 | 0 | 0 |  | 1 | TRUE | wye
26 | LV_54-15_0_5_load_197 | 42 | 0.0010434 | 0.00026151 | 0 | 0 |  | 1 | TRUE | wye
27 | LV_54-15_0_5_load_36 | 43 | 0.011141 | 0.0027922 | 0 | 0 |  | 1 | TRUE | wye
28 | LV_54-15_0_5_load_37 | 44 | 0.018999 | 0.0047616 | 0 | 0 |  | 1 | TRUE | wye
29 | LV_54-15_0_5_load_38 | 45 | 0.0012426 | 0.00031142 | 0 | 0 |  | 1 | TRUE | wye
30 | LV_54-15_0_5_load_40 | 46 | 0.0010551 | 0.00026443 | 0 | 0 |  | 1 | TRUE | wye
31 | LV_54-15_0_5_load_39 | 47 | 0.003317 | 0.00083131 | 0 | 0 |  | 1 | TRUE | wye
32 | LV_54-15_0_5_load_80 | 50 | 0.0033345 | 0.0008357 | 0 | 0 |  | 1 | TRUE | wye
33 | LV_54-15_0_5_load_65 | 52 | 0.0011401 | 0.00028574 | 0 | 0 |  | 1 | TRUE | wye
34 | LV_54-15_0_5_load_60 | 53 | 0.0024291 | 0.00060879 | 0 | 0 |  | 1 | TRUE | wye
35 | LV_54-15_0_5_load_41 | 54 | 0.010344 | 0.0025923 | 0 | 0 |  | 1 | TRUE | wye
36 | LV_54-15_0_5_load_42 | 55 | 0.0097755 | 0.00245 | 0 | 0 |  | 1 | TRUE | wye
37 | LV_54-15_0_5_load_68 | 58 | 0.011189 | 0.0028042 | 0 | 0 |  | 1 | TRUE | wye
38 | LV_54-15_0_5_load_101 | 60 | 0.0041657 | 0.001044 | 0 | 0 |  | 1 | TRUE | wye
39 | LV_54-15_0_5_load_46 | 63 | 0.0068593 | 0.0017191 | 0 | 0 |  | 1 | TRUE | wye
40 | LV_54-15_0_5_load_116 | 64 | 0.01731 | 0.0043383 | 0 | 0 |  | 1 | TRUE | wye
41 | LV_54-15_0_5_load_47 | 65 | 0.0018091 | 0.00045341 | 0 | 0 |  | 1 | TRUE | wye
42 | LV_54-15_0_5_load_49 | 67 | 0.00039808 | 9.9768e-05 | 0 | 0 |  | 1 | TRUE | wye
43 | LV_54-15_0_5_load_51 | 69 | 0.0018753 | 0.00047 | 0 | 0 |  | 1 | TRUE | wye
44 | LV_54-15_0_5_load_66 | 71 | 0.0026203 | 0.00065671 | 0 | 0 |  | 1 | TRUE | wye
45 | LV_54-15_0_5_load_77 | 72 | 0.0020587 | 0.00051597 | 0 | 0 |  | 1 | TRUE | wye
46 | LV_54-15_0_5_load_87 | 73 | 0.00094699 | 0.00023734 | 0 | 0 |  | 1 | TRUE | wye
47 | LV_54-15_0_5_load_52 | 75 | 0.0017248 | 0.00043227 | 0 | 0 |  | 1 | TRUE | wye
48 | LV_54-15_0_5_load_53 | 76 | 0.0016679 | 0.000418 | 0 | 0 |  | 1 | TRUE | wye
49 | LV_54-15_0_5_load_54 | 77 | 0.0017897 | 0.00044853 | 0 | 0 |  | 1 | TRUE | wye
50 | LV_54-15_0_5_load_82 | 80 | 0.0019205 | 0.00048132 | 0 | 0 |  | 1 | TRUE | wye
51 | LV_54-15_0_5_load_188 | 82 | 0.001159 | 0.00029048 | 0 | 0 |  | 1 | TRUE | wye
52 | LV_54-15_0_5_load_56 | 83 | 0.001239 | 0.00031052 | 0 | 0 |  | 1 | TRUE | wye
53 | LV_54-15_0_5_load_57 | 84 | 0.0015577 | 0.00039039 | 0 | 0 |  | 1 | TRUE | wye
54 | LV_54-15_0_5_load_58 | 85 | 0.0015956 | 0.0003999 | 0 | 0 |  | 1 | TRUE | wye
55 | LV_54-15_0_5_load_81 | 87 | 0.0032131 | 0.00080529 | 0 | 0 |  | 1 | TRUE | wye
56 | LV_54-15_0_5_load_72 | 88 | 0.0011498 | 0.00028816 | 0 | 0 |  | 1 | TRUE | wye
57 | LV_54-15_0_5_load_79 | 90 | 0.0033312 | 0.00083487 | 0 | 0 |  | 1 | TRUE | wye
58 | LV_54-15_0_5_load_76 | 91 | 0.0028496 | 0.00071417 | 0 | 0 |  | 1 | TRUE | wye
59 | LV_54-15_0_5_load_134 | 92 | 0.0011644 | 0.00029183 | 0 | 0 |  | 1 | TRUE | wye
60 | LV_54-15_0_5_load_166 | 93 | 0.0030913 | 0.00077476 | 0 | 0 |  | 1 | TRUE | wye
61 | LV_54-15_0_5_load_145 | 94 | 0.0023597 | 0.0005914 | 0 | 0 |  | 1 | TRUE | wye
62 | LV_54-15_0_5_load_75 | 95 | 0.0015578 | 0.00039042 | 0 | 0 |  | 1 | TRUE | wye
63 | LV_54-15_0_5_load_127 | 97 | 0.0035432 | 0.000888 | 0 | 0 |  | 1 | TRUE | wye
64 | LV_54-15_0_5_load_124 | 98 | 0.0041421 | 0.0010381 | 0 | 0 |  | 1 | TRUE | wye
65 | LV_54-15_0_5_load_100 | 99 | 0.0034915 | 0.00087506 | 0 | 0 |  | 1 | TRUE | wye
66 | LV_54-15_0_5_load_69 | 101 | 0.0023815 | 0.00059686 | 0 | 0 |  | 1 | TRUE | wye
67 | LV_54-15_0_5_load_70 | 102 | 0.0021377 | 0.00053576 | 0 | 0 |  | 1 | TRUE | wye
68 | LV_54-15_0_5_load_73 | 104 | 0.0019388 | 0.0004859 | 0 | 0 |  | 1 | TRUE | wye
69 | LV_54-15_0_5_load_74 | 105 | 0.0017545 | 0.00043971 | 0 | 0 |  | 1 | TRUE | wye
70 | LV_54-15_0_5_load_131 | 106 | 0.0016488 | 0.00041323 | 0 | 0 |  | 1 | TRUE | wye
71 | LV_54-15_0_5_load_129 | 108 | 0.001467 | 0.00036765 | 0 | 0 |  | 1 | TRUE | wye
72 | LV_54-15_0_5_load_136 | 109 | 0.0013022 | 0.00032636 | 0 | 0 |  | 1 | TRUE | wye
73 | LV_54-15_0_5_load_144 | 111 | 0.0029702 | 0.00074441 | 0 | 0 |  | 1 | TRUE | wye
74 | LV_54-15_0_5_load_164 | 112 | 0.0027122 | 0.00067974 | 0 | 0 |  | 1 | TRUE | wye
75 | LV_54-15_0_5_load_83 | 113 | 0.0021955 | 0.00055024 | 0 | 0 |  | 1 | TRUE | wye
76 | LV_54-15_0_5_load_88 | 114 | 0.0029262 | 0.00073339 | 0 | 0 |  | 1 | TRUE | wye
77 | LV_54-15_0_5_load_137 | 115 | 0.0012121 | 0.00030378 | 0 | 0 |  | 1 | TRUE | wye
78 | LV_54-15_0_5_load_89 | 116 | 0.0042583 | 0.0010672 | 0 | 0 |  | 1 | TRUE | wye
79 | LV_54-15_0_5_load_90 | 117 | 0.0045941 | 0.0011514 | 0 | 0 |  | 1 | TRUE | wye
80 | LV_54-15_0_5_load_94 | 120 | 0.0042293 | 0.00106 | 0 | 0 |  | 1 | TRUE | wye
81 | LV_54-15_0_5_load_104 | 121 | 0.0044255 | 0.0011091 | 0 | 0 |  | 1 | TRUE | wye
82 | LV_54-15_0_5_load_93 | 123 | 0.003731 | 0.00093507 | 0 | 0 |  | 1 | TRUE | wye
83 | LV_54-15_0_5_load_111 | 124 | 0.003856 | 0.00096641 | 0 | 0 |  | 1 | TRUE | wye
84 | LV_54-15_0_5_load_96 | 125 | 0.0018181 | 0.00045567 | 0 | 0 |  | 1 | TRUE | wye
85 | LV_54-15_0_5_load_191 | 128 | 0.0021507 | 0.00053903 | 0 | 0 |  | 1 | TRUE | wye
86 | LV_54-15_0_5_load_98 | 129 | 0.0020828 | 0.00052199 | 0 | 0 |  | 1 | TRUE | wye
87 | LV_54-15_0_5_load_95 | 130 | 0.0032046 | 0.00080314 | 0 | 0 |  | 1 | TRUE | wye
88 | LV_54-15_0_5_load_99 | 132 | 0.0040342 | 0.0010111 | 0 | 0 |  | 1 | TRUE | wye
89 | LV_54-15_0_5_load_102 | 136 | 0.0025689 | 0.00064383 | 0 | 0 |  | 1 | TRUE | wye
90 | LV_54-15_0_5_load_118 | 138 | 0.0086336 | 0.0021638 | 0 | 0 |  | 1 | TRUE | wye
91 | LV_54-15_0_5_load_117 | 139 | 0.0022906 | 0.00057407 | 0 | 0 |  | 1 | TRUE | wye
92 | LV_54-15_0_5_load_184 | 141 | 0.0022772 | 0.00057072 | 0 | 0 |  | 1 | TRUE | wye
93 | LV_54-15_0_5_load_180 | 142 | 0.0021799 | 0.00054634 | 0 | 0 |  | 1 | TRUE | wye
94 | LV_54-15_0_5_load_106 | 143 | 0.0013741 | 0.00034439 | 0 | 0 |  | 1 | TRUE | wye
95 | LV_54-15_0_5_load_107 | 144 | 0.0015556 | 0.00038986 | 0 | 0 |  | 1 | TRUE | wye
96 | LV_54-15_0_5_load_108 | 145 | 0.0012025 | 0.00030138 | 0 | 0 |  | 1 | TRUE | wye
97 | LV_54-15_0_5_load_109 | 146 | 0.0013838 | 0.0003468 | 0 | 0 |  | 1 | TRUE | wye
98 | LV_54-15_0_5_load_112 | 147 | 0.0032994 | 0.00082691 | 0 | 0 |  | 1 | TRUE | wye
99 | LV_54-15_0_5_load_192 | 148 | 0.0020829 | 0.00052202 | 0 | 0 |  | 1 | TRUE | wye
100 | LV_54-15_0_5_load_193 | 149 | 0.0022248 | 0.00055759 | 0 | 0 |  | 1 | TRUE | wye
101 | LV_54-15_0_5_load_121 | 150 | 0.01544 | 0.0038697 | 0 | 0 |  | 1 | TRUE | wye
102 | LV_54-15_0_5_load_125 | 151 | 0.0039674 | 0.00099432 | 0 | 0 |  | 1 | TRUE | wye
103 | LV_54-15_0_5_load_135 | 153 | 0.0021358 | 0.00053528 | 0 | 0 |  | 1 | TRUE | wye
104 | LV_54-15_0_5_load_195 | 154 | 0.0022157 | 0.00055531 | 0 | 0 |  | 1 | TRUE | wye
105 | LV_54-15_0_5_load_128 | 155 | 0.0024291 | 0.0006088 | 0 | 0 |  | 1 | TRUE | wye
106 | LV_54-15_0_5_load_194 | 156 | 0.0020315 | 0.00050913 | 0 | 0 |  | 1 | TRUE | wye
107 | LV_54-15_0_5_load_138 | 157 | 0.0014202 | 0.00035593 | 0 | 0 |  | 1 | TRUE | wye
108 | LV_54-15_0_5_load_139 | 158 | 0.0013268 | 0.00033253 | 0 | 0 |  | 1 | TRUE | wye
109 | LV_54-15_0_5_load_141 | 159 | 0.0012714 | 0.00031865 | 0 | 0 |  | 1 | TRUE | wye
110 | LV_54-15_0_5_load_142 | 161 | 0.0019073 | 0.00047802 | 0 | 0 |  | 1 | TRUE | wye
111 | LV_54-15_0_5_load_143 | 162 | 0.0025012 | 0.00062685 | 0 | 0 |  | 1 | TRUE | wye
112 | LV_54-15_0_5_load_159 | 163 | 0.0023957 | 0.00060043 | 0 | 0 |  | 1 | TRUE | wye
113 | LV_54-15_0_5_load_154 | 164 | 0.0031655 | 0.00079334 | 0 | 0 |  | 1 | TRUE | wye
114 | LV_54-15_0_5_load_172 | 165 | 0.001887 | 0.00047292 | 0 | 0 |  | 1 | TRUE | wye
115 | LV_54-15_0_5_load_160 | 166 | 0.0015867 | 0.00039767 | 0 | 0 |  | 1 | TRUE | wye
116 | LV_54-15_0_5_load_153 | 167 | 0.0044261 | 0.0011093 | 0 | 0 |  | 1 | TRUE | wye
117 | LV_54-15_0_5_load_170 | 168 | 0.0020944 | 0.00052491 | 0 | 0 |  | 1 | TRUE | wye
118 | LV_54-15_0_5_load_146 | 169 | 0.0028705 | 0.00071943 | 0 | 0 |  | 1 | TRUE | wye
119 | LV_54-15_0_5_load_148 | 170 | 0.0037902 | 0.00094991 | 0 | 0 |  | 1 | TRUE | wye
120 | LV_54-15_0_5_load_168 | 172 | 0.0035676 | 0.00089413 | 0 | 0 |  | 1 | TRUE | wye
121 | LV_54-15_0_5_load_167 | 173 | 0.0039348 | 0.00098617 | 0 | 0 |  | 1 | TRUE | wye
122 | LV_54-15_0_5_load_156 | 174 | 0.0011874 | 0.0002976 | 0 | 0 |  | 1 | TRUE | wye
123 | LV_54-15_0_5_load_161 | 175 | 0.0014522 | 0.00036395 | 0 | 0 |  | 1 | TRUE | wye
124 | LV_54-15_0_5_load_165 | 176 | 0.0006497 | 0.00016283 | 0 | 0 |  | 1 | TRUE | wye
125 | LV_54-15_0_5_load_155 | 177 | 0.0013502 | 0.00033839 | 0 | 0 |  | 1 | TRUE | wye
126 | LV_54-15_0_5_load_152 | 178 | 0.0030261 | 0.00075842 | 0 | 0 |  | 1 | TRUE | wye
127 | LV_54-15_0_5_load_157 | 179 | 0.0022388 | 0.0005611 | 0 | 0 |  | 1 | TRUE | wye
128 | LV_54-15_0_5_load_177 | 181 | 0.0023172 | 0.00058073 | 0 | 0 |  | 1 | TRUE | wye
129 | LV_54-15_0_5_load_175 | 182 | 0.0012597 | 0.00031571 | 0 | 0 |  | 1 | TRUE | wye
130 | LV_54-15_0_5_load_174 | 183 | 0.001254 | 0.00031429 | 0 | 0 |  | 1 | TRUE | wye
131 | LV_54-15_0_5_load_162 | 184 | 0.0031292 | 0.00078424 | 0 | 0 |  | 1 | TRUE | wye
132 | LV_54-15_0_5_load_163 | 185 | 0.0024899 | 0.00062403 | 0 | 0 |  | 1 | TRUE | wye
133 | LV_54-15_0_5_load_169 | 186 | 0.0015946 | 0.00039964 | 0 | 0 |  | 1 | TRUE | wye
134 | LV_54-15_0_5_load_171 | 187 | 0.0025337 | 0.000635 | 0 | 0 |  | 1 | TRUE | wye
135 | LV_54-15_0_5_load_176 | 189 | 0.0014824 | 0.00037153 | 0 | 0 |  | 1 | TRUE | wye
136 | LV_54-15_0_5_load_183 | 190 | 0.0012746 | 0.00031945 | 0 | 0 |  | 1 | TRUE | wye
137 | LV_54-15_0_5_load_189 | 191 | 0.0032282 | 0.00080906 | 0 | 0 |  | 1 | TRUE | wye
138 | LV_54-15_0_5_load_185 | 192 | 0.0012041 | 0.00030178 | 0 | 0 |  | 1 | TRUE | wye
139 | LV_54-15_0_5_load_187 | 193 | 0.0023723 | 0.00059454 | 0 | 0 |  | 1 | TRUE | wye
140 | LV_54-15_0_5_load_186 | 194 | 0.0061794 | 0.0015487 | 0 | 0 |  | 1 | TRUE | wye
141 | LV_54-15_0_5_load_190 | 195 | 0.0034633 | 0.00086799 | 0 | 0 |  | 1 | TRUE | wye

## ext_grid
| name | bus | vm_pu | va_degree | slack_weight | in_service
0 |  | 44 | 1 | 0 | 1 | TRUE

## line
| name | std_type | from_bus | to_bus | length_km | r_ohm_per_km | x_ohm_per_km | c_nf_per_km | g_us_per_km | max_i_ka | df | parallel | type | in_service
0 | LV_54-15_0_5_line_0 |  | 0 | 1 | 0.0042427 | 0.125 | 0.08 | 261 | 0 | 0.364 | 1 | 1 | cs | TRUE
1 | LV_54-15_0_5_line_1 |  | 0 | 2 | 0.014103 | 0.125 | 0.08 | 261 | 0 | 0.364 | 1 | 1 | cs | TRUE
2 | LV_54-15_0_5_line_2 |  | 1 | 3 | 0.010759 | 0.125 | 0.08 | 261 | 0 | 0.364 | 1 | 1 | cs | TRUE
3 | LV_54-15_0_5_line_3 |  | 2 | 4 | 0.027445 | 0.125 | 0.08 | 261 | 0 | 0.364 | 1 | 1 | cs | TRUE
4 | LV_54-15_0_5_line_4 |  | 3 | 5 | 0.015017 | 0.125 | 0.08 | 261 | 0 | 0.364 | 1 | 1 | cs | TRUE
5 | LV_54-15_0_5_line_5 |  | 4 | 6 | 0.020579 | 0.125 | 0.08 | 261 | 0 | 0.364 | 1 | 1 | cs | TRUE
6 | LV_54-15_0_5_line_6 |  | 6 | 7 | 0.031144 | 0.125 | 0.08 | 261 | 0 | 0.364 | 1 | 5 | cs | TRUE
7 | LV_54-15_0_5_line_7 |  | 6 | 8 | 0.044587 | 0.125 | 0.08 | 261 | 0 | 0.364 | 1 | 5 | cs | TRUE
8 | LV_54-15_0_5_line_8 |  | 7 | 20 | 0.028557 | 0.125 | 0.08 | 261 | 0 | 0.364 | 1 | 1 | cs | TRUE
9 | LV_54-15_0_5_line_9 |  | 7 | 21 | 0.029285 | 0.125 | 0.08 | 261 | 0 | 0.364 | 1 | 5 | cs | TRUE
10 | LV_54-15_0_5_line_10 |  | 8 | 16 | 0.0052159 | 0.125 | 0.08 | 261 | 0 | 0.364 | 1 | 1 | cs | TRUE
11 | LV_54-15_0_5_line_11 |  | 8 | 13 | 0.015133 | 0.125 | 0.08 | 261 | 0 | 0.364 | 1 | 5 | cs | TRUE
12 | LV_54-15_0_5_line_12 |  | 9 | 10 | 0.0051076 | 0.125 | 0.08 | 261 | 0 | 0.364 | 1 | 5 | cs | TRUE
13 | LV_54-15_0_5_line_13 |  | 9 | 11 | 0.019908 | 0.125 | 0.08 | 261 | 0 | 0.364 | 1 | 5 | cs | TRUE
14 | LV_54-15_0_5_line_14 |  | 10 | 12 | 0.029735 | 0.125 | 0.08 | 261 | 0 | 0.364 | 1 | 5 | cs | TRUE
15 | LV_54-15_0_5_line_15 |  | 11 | 13 | 0.013812 | 0.125 | 0.08 | 261 | 0 | 0.364 | 1 | 5 | cs | TRUE
16 | LV_54-15_0_5_line_16 |  | 12 | 14 | 0.018909 | 0.125 | 0.08 | 261 | 0 | 0.364 | 1 | 5 | cs | TRUE
17 | LV_54-15_0_5_line_17 |  | 14 | 15 | 0.031815 | 0.125 | 0.08 | 261 | 0 | 0.364 | 1 | 4 | cs | TRUE
18 | LV_54-15_0_5_line_18 |  | 15 | 64 | 0.012708 | 0.125 | 0.08 | 261 | 0 | 0.364 | 1 | 1 | cs | TRUE
19 | LV_54-15_0_5_line_19 |  | 15 | 62 | 0.028616 | 0.125 | 0.08 | 261 | 0 | 0.364 | 1 | 1 | cs | TRUE
20 | LV_54-15_0_5_line_20 |  | 17 | 18 | 0.015979 | 0.125 | 0.08 | 261 | 0 | 0.364 | 1 | 5 | cs | TRUE
21 | LV_54-15_0_5_line_21 |  | 17 | 19 | 0.01777 | 0.125 | 0.08 | 261 | 0 | 0.364 | 1 | 5 | cs | TRUE
22 | LV_54-15_0_5_line_22 |  | 18 | 25 | 0.031418 | 0.125 | 0.08 | 261 | 0 | 0.364 | 1 | 1 | cs | TRUE
23 | LV_54-15_0_5_line_23 |  | 18 | 26 | 0.033008 | 0.125 | 0.08 | 261 | 0 | 0.364 | 1 | 5 | cs | TRUE
24 | LV_54-15_0_5_line_24 |  | 19 | 22 | 0.021347 | 0.125 | 0.08 | 261 | 0 | 0.364 | 1 | 5 | cs | TRUE
25 | LV_54-15_0_5_line_25 |  | 21 | 23 | 0.01156 | 0.125 | 0.08 | 261 | 0 | 0.364 | 1 | 5 | cs | TRUE
26 | LV_54-15_0_5_line_26 |  | 22 | 23 | 0.027342 | 0.125 | 0.08 | 261 | 0 | 0.364 | 1 | 5 | cs | TRUE
27 | LV_54-15_0_5_line_27 |  | 23 | 24 | 0.01163 | 0.125 | 0.08 | 261 | 0 | 0.364 | 1 | 1 | cs | TRUE
28 | LV_54-15_0_5_line_28 |  | 24 | 27 | 0.02072 | 0.125 | 0.08 | 261 | 0 | 0.364 | 1 | 1 | cs | TRUE
29 | LV_54-15_0_5_line_29 |  | 26 | 28 | 0.00061244 | 0.125 | 0.08 | 261 | 0 | 0.364 | 1 | 5 | cs | TRUE
30 | LV_54-15_0_5_line_30 |  | 27 | 29 | 0.05351 | 0.125 | 0.08 | 261 | 0 | 0.364 | 1 | 1 | cs | TRUE
31 | LV_54-15_0_5_line_31 |  | 28 | 30 | 0.025624 | 0.125 | 0.08 | 261 | 0 | 0.364 | 1 | 5 | cs | TRUE
32 | LV_54-15_0_5_line_32 |  | 29 | 36 | 0.021413 | 0.125 | 0.08 | 261 | 0 | 0.364 | 1 | 1 | cs | TRUE
33 | LV_54-15_0_5_line_33 |  | 30 | 31 | 0.013034 | 0.125 | 0.08 | 261 | 0 | 0.364 | 1 | 5 | cs | TRUE
34 | LV_54-15_0_5_line_34 |  | 31 | 32 | 0.0076315 | 0.125 | 0.08 | 261 | 0 | 0.364 | 1 | 5 | cs | TRUE
35 | LV_54-15_0_5_line_35 |  | 32 | 33 | 0.018752 | 0.125 | 0.08 | 261 | 0 | 0.364 | 1 | 5 | cs | TRUE
36 | LV_54-15_0_5_line_36 |  | 33 | 34 | 0.032781 | 0.125 | 0.08 | 261 | 0 | 0.364 | 1 | 1 | cs | TRUE
37 | LV_54-15_0_5_line_37 |  | 33 | 35 | 0.041073 | 0.125 | 0.08 | 261 | 0 | 0.364 | 1 | 5 | cs | TRUE
38 | LV_54-15_0_5_line_38 |  | 34 | 174 | 0.031807 | 0.125 | 0.08 | 261 | 0 | 0.364 | 1 | 1 | cs | TRUE
39 | LV_54-15_0_5_line_39 |  | 35 | 170 | 0.011044 | 0.125 | 0.08 | 261 | 0 | 0.364 | 1 | 5 | cs | TRUE
40 | LV_54-15_0_5_line_40 |  | 36 | 37 | 0.0087994 | 0.125 | 0.08 | 261 | 0 | 0.364 | 1 | 1 | cs | TRUE
41 | LV_54-15_0_5_line_41 |  | 37 | 38 | 0.03946 | 0.125 | 0.08 | 261 | 0 | 0.364 | 1 | 1 | cs | TRUE
42 | LV_54-15_0_5_line_42 |  | 37 | 39 | 0.022556 | 0.125 | 0.08 | 261 | 0 | 0.364 | 1 | 1 | cs | TRUE
43 | LV_54-15_0_5_line_43 |  | 38 | 40 | 0.059578 | 0.125 | 0.08 | 261 | 0 | 0.364 | 1 | 1 | cs | TRUE
44 | LV_54-15_0_5_line_44 |  | 39 | 41 | 0.00021692 | 0.125 | 0.08 | 261 | 0 | 0.364 | 1 | 1 | cs | TRUE
45 | LV_54-15_0_5_line_45 |  | 40 | 42 | 0.020978 | 0.125 | 0.08 | 261 | 0 | 0.364 | 1 | 1 | cs | TRUE
46 | LV_54-15_0_5_line_46 |  | 43 | 44 | 0.024267 | 0.125 | 0.08 | 261 | 0 | 0.364 | 1 | 5 | cs | TRUE
47 | LV_54-15_0_5_line_47 |  | 43 | 45 | 0.026331 | 0.125 | 0.08 | 261 | 0 | 0.364 | 1 | 5 | cs | TRUE
48 | LV_54-15_0_5_line_48 |  | 45 | 46 | 0.0034678 | 0.125 | 0.08 | 261 | 0 | 0.364 | 1 | 5 | cs | TRUE
49 | LV_54-15_0_5_line_49 |  | 46 | 49 | 0.025766 | 0.125 | 0.08 | 261 | 0 | 0.364 | 1 | 5 | cs | TRUE
50 | LV_54-15_0_5_line_50 |  | 47 | 48 | 0.014744 | 0.125 | 0.08 | 261 | 0 | 0.364 | 1 | 1 | cs | TRUE
51 | LV_54-15_0_5_line_51 |  | 48 | 50 | 0.0078198 | 0.125 | 0.08 | 261 | 0 | 0.364 | 1 | 5 | cs | TRUE
52 | LV_54-15_0_5_line_52 |  | 48 | 51 | 0.019637 | 0.125 | 0.08 | 261 | 0 | 0.364 | 1 | 5 | cs | TRUE
53 | LV_54-15_0_5_line_53 |  | 49 | 52 | 0.025511 | 0.125 | 0.08 | 261 | 0 | 0.364 | 1 | 5 | cs | TRUE
54 | LV_54-15_0_5_line_54 |  | 49 | 53 | 0.029503 | 0.125 | 0.08 | 261 | 0 | 0.364 | 1 | 5 | cs | TRUE
55 | LV_54-15_0_5_line_55 |  | 50 | 93 | 0.022688 | 0.125 | 0.08 | 261 | 0 | 0.364 | 1 | 5 | cs | TRUE
56 | LV_54-15_0_5_line_56 |  | 51 | 89 | 0.034722 | 0.125 | 0.08 | 261 | 0 | 0.364 | 1 | 1 | cs | TRUE
57 | LV_54-15_0_5_line_57 |  | 51 | 53 | 0.014331 | 0.125 | 0.08 | 261 | 0 | 0.364 | 1 | 5 | cs | TRUE
58 | LV_54-15_0_5_line_58 |  | 52 | 92 | 0.0050318 | 0.125 | 0.08 | 261 | 0 | 0.364 | 1 | 5 | cs | TRUE
59 | LV_54-15_0_5_line_59 |  | 54 | 55 | 0.035108 | 0.125 | 0.08 | 261 | 0 | 0.364 | 1 | 1 | cs | TRUE
60 | LV_54-15_0_5_line_60 |  | 55 | 56 | 0.0085474 | 0.125 | 0.08 | 261 | 0 | 0.364 | 1 | 1 | cs | TRUE
61 | LV_54-15_0_5_line_61 |  | 56 | 57 | 0.018235 | 0.125 | 0.08 | 261 | 0 | 0.364 | 1 | 1 | cs | TRUE
62 | LV_54-15_0_5_line_62 |  | 56 | 58 | 0.05237 | 0.125 | 0.08 | 261 | 0 | 0.364 | 1 | 1 | cs | TRUE
63 | LV_54-15_0_5_line_63 |  | 57 | 59 | 0.040125 | 0.125 | 0.08 | 261 | 0 | 0.364 | 1 | 1 | cs | TRUE
64 | LV_54-15_0_5_line_64 |  | 57 | 60 | 0.042007 | 0.125 | 0.08 | 261 | 0 | 0.364 | 1 | 1 | cs | TRUE
65 | LV_54-15_0_5_line_65 |  | 58 | 61 | 0.011424 | 0.125 | 0.08 | 261 | 0 | 0.364 | 1 | 1 | cs | TRUE
66 | LV_54-15_0_5_line_66 |  | 59 | 97 | 0.034902 | 0.125 | 0.08 | 261 | 0 | 0.364 | 1 | 5 | cs | TRUE
67 | LV_54-15_0_5_line_67 |  | 59 | 98 | 0.024249 | 0.125 | 0.08 | 261 | 0 | 0.364 | 1 | 5 | cs | TRUE
68 | LV_54-15_0_5_line_68 |  | 60 | 99 | 0.027667 | 0.125 | 0.08 | 261 | 0 | 0.364 | 1 | 1 | cs | TRUE
69 | LV_54-15_0_5_line_69 |  | 61 | 100 | 0.02281 | 0.125 | 0.08 | 261 | 0 | 0.364 | 1 | 1 | cs | TRUE
70 | LV_54-15_0_5_line_70 |  | 62 | 63 | 0.017849 | 0.125 | 0.08 | 261 | 0 | 0.364 | 1 | 1 | cs | TRUE
71 | LV_54-15_0_5_line_71 |  | 65 | 66 | 0.016991 | 0.125 | 0.08 | 261 | 0 | 0.364 | 1 | 1 | cs | TRUE
72 | LV_54-15_0_5_line_72 |  | 65 | 67 | 0.0080004 | 0.125 | 0.08 | 261 | 0 | 0.364 | 1 | 1 | cs | TRUE
73 | LV_54-15_0_5_line_73 |  | 66 | 68 | 0.02969 | 0.125 | 0.08 | 261 | 0 | 0.364 | 1 | 1 | cs | TRUE
74 | LV_54-15_0_5_line_74 |  | 66 | 69 | 0.015975 | 0.125 | 0.08 | 261 | 0 | 0.364 | 1 | 1 | cs | TRUE
75 | LV_54-15_0_5_line_75 |  | 68 | 70 | 0.04412 | 0.125 | 0.08 | 261 | 0 | 0.364 | 1 | 1 | cs | TRUE
76 | LV_54-15_0_5_line_76 |  | 69 | 71 | 0.013079 | 0.125 | 0.08 | 261 | 0 | 0.364 | 1 | 1 | cs | TRUE
77 | LV_54-15_0_5_line_77 |  | 70 | 72 | 0.038397 | 0.125 | 0.08 | 261 | 0 | 0.364 | 1 | 1 | cs | TRUE
78 | LV_54-15_0_5_line_78 |  | 72 | 95 | 4.0094e-05 | 0.125 | 0.08 | 261 | 0 | 0.364 | 1 | 1 | cs | TRUE
79 | LV_54-15_0_5_line_79 |  | 73 | 74 | 0.017666 | 0.125 | 0.08 | 261 | 0 | 0.364 | 1 | 1 | cs | TRUE
80 | LV_54-15_0_5_line_80 |  | 74 | 114 | 0.020341 | 0.125 | 0.08 | 261 | 0 | 0.364 | 1 | 1 | cs | TRUE
81 | LV_54-15_0_5_line_81 |  | 74 | 113 | 0.0046354 | 0.125 | 0.08 | 261 | 0 | 0.364 | 1 | 1 | cs | TRUE
82 | LV_54-15_0_5_line_82 |  | 75 | 76 | 0.02505 | 0.125 | 0.08 | 261 | 0 | 0.364 | 1 | 1 | cs | TRUE
83 | LV_54-15_0_5_line_83 |  | 75 | 77 | 0.031674 | 0.125 | 0.08 | 261 | 0 | 0.364 | 1 | 1 | cs | TRUE
84 | LV_54-15_0_5_line_84 |  | 77 | 78 | 0.017156 | 0.125 | 0.08 | 261 | 0 | 0.364 | 1 | 1 | cs | TRUE
85 | LV_54-15_0_5_line_85 |  | 78 | 79 | 0.040707 | 0.125 | 0.08 | 261 | 0 | 0.364 | 1 | 1 | cs | TRUE
86 | LV_54-15_0_5_line_86 |  | 78 | 80 | 0.02538 | 0.125 | 0.08 | 261 | 0 | 0.364 | 1 | 1 | cs | TRUE
87 | LV_54-15_0_5_line_87 |  | 79 | 81 | 0.001214 | 0.125 | 0.08 | 261 | 0 | 0.364 | 1 | 1 | cs | TRUE
88 | LV_54-15_0_5_line_88 |  | 79 | 82 | 0.0095377 | 0.125 | 0.08 | 261 | 0 | 0.364 | 1 | 1 | cs | TRUE
89 | LV_54-15_0_5_line_89 |  | 81 | 190 | 0.0089028 | 0.125 | 0.08 | 261 | 0 | 0.364 | 1 | 1 | cs | TRUE
90 | LV_54-15_0_5_line_90 |  | 81 | 142 | 0.013192 | 0.125 | 0.08 | 261 | 0 | 0.364 | 1 | 1 | cs | TRUE
91 | LV_54-15_0_5_line_91 |  | 82 | 191 | 0.010252 | 0.125 | 0.08 | 261 | 0 | 0.364 | 1 | 1 | cs | TRUE
92 | LV_54-15_0_5_line_92 |  | 83 | 84 | 0.010095 | 0.125 | 0.08 | 261 | 0 | 0.364 | 1 | 1 | cs | TRUE
93 | LV_54-15_0_5_line_93 |  | 83 | 85 | 0.016257 | 0.125 | 0.08 | 261 | 0 | 0.364 | 1 | 1 | cs | TRUE
94 | LV_54-15_0_5_line_94 |  | 84 | 86 | 0.015722 | 0.125 | 0.08 | 261 | 0 | 0.364 | 1 | 1 | cs | TRUE
95 | LV_54-15_0_5_line_95 |  | 86 | 87 | 0.014192 | 0.125 | 0.08 | 261 | 0 | 0.364 | 1 | 1 | cs | TRUE
96 | LV_54-15_0_5_line_96 |  | 87 | 88 | 0.0031556 | 0.125 | 0.08 | 261 | 0 | 0.364 | 1 | 1 | cs | TRUE
97 | LV_54-15_0_5_line_97 |  | 88 | 102 | 0.028908 | 0.125 | 0.08 | 261 | 0 | 0.364 | 1 | 1 | cs | TRUE
98 | LV_54-15_0_5_line_98 |  | 89 | 90 | 0.012451 | 0.125 | 0.08 | 261 | 0 | 0.364 | 1 | 1 | cs | TRUE
99 | LV_54-15_0_5_line_99 |  | 89 | 91 | 0.0050374 | 0.125 | 0.08 | 261 | 0 | 0.364 | 1 | 1 | cs | TRUE
100 | LV_54-15_0_5_line_100 |  | 90 | 94 | 0.028595 | 0.125 | 0.08 | 261 | 0 | 0.364 | 1 | 1 | cs | TRUE
101 | LV_54-15_0_5_line_101 |  | 91 | 95 | 0.036582 | 0.125 | 0.08 | 261 | 0 | 0.364 | 1 | 1 | cs | TRUE
102 | LV_54-15_0_5_line_102 |  | 92 | 96 | 0.018829 | 0.125 | 0.08 | 261 | 0 | 0.364 | 1 | 5 | cs | TRUE
103 | LV_54-15_0_5_line_103 |  | 93 | 112 | 0.019219 | 0.125 | 0.08 | 261 | 0 | 0.364 | 1 | 5 | cs | TRUE
104 | LV_54-15_0_5_line_104 |  | 94 | 111 | 0.0078898 | 0.125 | 0.08 | 261 | 0 | 0.364 | 1 | 1 | cs | TRUE
105 | LV_54-15_0_5_line_105 |  | 96 | 97 | 0.00052039 | 0.125 | 0.08 | 261 | 0 | 0.364 | 1 | 5 | cs | TRUE
106 | LV_54-15_0_5_line_106 |  | 98 | 151 | 0.0017513 | 0.125 | 0.08 | 261 | 0 | 0.364 | 1 | 5 | cs | TRUE
107 | LV_54-15_0_5_line_107 |  | 99 | 136 | 0.025288 | 0.125 | 0.08 | 261 | 0 | 0.364 | 1 | 1 | cs | TRUE
108 | LV_54-15_0_5_line_108 |  | 100 | 150 | 0.041874 | 0.125 | 0.08 | 261 | 0 | 0.364 | 1 | 1 | cs | TRUE
109 | LV_54-15_0_5_line_109 |  | 101 | 102 | 0.0013891 | 0.125 | 0.08 | 261 | 0 | 0.364 | 1 | 1 | cs | TRUE
110 | LV_54-15_0_5_line_110 |  | 101 | 103 | 0.021043 | 0.125 | 0.08 | 261 | 0 | 0.364 | 1 | 1 | cs | TRUE
111 | LV_54-15_0_5_line_111 |  | 103 | 104 | 0.032191 | 0.125 | 0.08 | 261 | 0 | 0.364 | 1 | 1 | cs | TRUE
112 | LV_54-15_0_5_line_112 |  | 103 | 105 | 0.0071524 | 0.125 | 0.08 | 261 | 0 | 0.364 | 1 | 1 | cs | TRUE
113 | LV_54-15_0_5_line_113 |  | 104 | 106 | 0.027682 | 0.125 | 0.08 | 261 | 0 | 0.364 | 1 | 1 | cs | TRUE
114 | LV_54-15_0_5_line_114 |  | 105 | 107 | 0.023321 | 0.125 | 0.08 | 261 | 0 | 0.364 | 1 | 1 | cs | TRUE
115 | LV_54-15_0_5_line_115 |  | 106 | 108 | 0.025776 | 0.125 | 0.08 | 261 | 0 | 0.364 | 1 | 1 | cs | TRUE
116 | LV_54-15_0_5_line_116 |  | 107 | 109 | 0.020837 | 0.125 | 0.08 | 261 | 0 | 0.364 | 1 | 1 | cs | TRUE
117 | LV_54-15_0_5_line_117 |  | 107 | 110 | 0.038321 | 0.125 | 0.08 | 261 | 0 | 0.364 | 1 | 1 | cs | TRUE
118 | LV_54-15_0_5_line_118 |  | 108 | 155 | 0.028603 | 0.125 | 0.08 | 261 | 0 | 0.364 | 1 | 1 | cs | TRUE
119 | LV_54-15_0_5_line_119 |  | 110 | 113 | 0.031725 | 0.125 | 0.08 | 261 | 0 | 0.364 | 1 | 1 | cs | TRUE
120 | LV_54-15_0_5_line_120 |  | 111 | 169 | 0.0033362 | 0.125 | 0.08 | 261 | 0 | 0.364 | 1 | 1 | cs | TRUE
121 | LV_54-15_0_5_line_121 |  | 112 | 184 | 0.0018576 | 0.125 | 0.08 | 261 | 0 | 0.364 | 1 | 5 | cs | TRUE
122 | LV_54-15_0_5_line_122 |  | 114 | 115 | 0.01843 | 0.125 | 0.08 | 261 | 0 | 0.364 | 1 | 1 | cs | TRUE
123 | LV_54-15_0_5_line_123 |  | 116 | 117 | 0.0059084 | 0.125 | 0.08 | 261 | 0 | 0.364 | 1 | 1 | cs | TRUE
124 | LV_54-15_0_5_line_124 |  | 116 | 118 | 0.010596 | 0.125 | 0.08 | 261 | 0 | 0.364 | 1 | 1 | cs | TRUE
125 | LV_54-15_0_5_line_125 |  | 117 | 119 | 0.011334 | 0.125 | 0.08 | 261 | 0 | 0.364 | 1 | 1 | cs | TRUE
126 | LV_54-15_0_5_line_126 |  | 118 | 120 | 0.019449 | 0.125 | 0.08 | 261 | 0 | 0.364 | 1 | 1 | cs | TRUE
127 | LV_54-15_0_5_line_127 |  | 119 | 121 | 0.016371 | 0.125 | 0.08 | 261 | 0 | 0.364 | 1 | 3 | cs | TRUE
128 | LV_54-15_0_5_line_128 |  | 119 | 122 | 0.021289 | 0.125 | 0.08 | 261 | 0 | 0.364 | 1 | 1 | cs | TRUE
129 | LV_54-15_0_5_line_129 |  | 120 | 125 | 0.028179 | 0.125 | 0.08 | 261 | 0 | 0.364 | 1 | 1 | cs | TRUE
130 | LV_54-15_0_5_line_130 |  | 121 | 126 | 0.011851 | 0.125 | 0.08 | 261 | 0 | 0.364 | 1 | 5 | cs | TRUE
131 | LV_54-15_0_5_line_131 |  | 122 | 127 | 0.007451 | 0.125 | 0.08 | 261 | 0 | 0.364 | 1 | 1 | cs | TRUE
132 | LV_54-15_0_5_line_132 |  | 122 | 128 | 0.01066 | 0.125 | 0.08 | 261 | 0 | 0.364 | 1 | 1 | cs | TRUE
133 | LV_54-15_0_5_line_133 |  | 123 | 124 | 0.0024973 | 0.125 | 0.08 | 261 | 0 | 0.364 | 1 | 1 | cs | TRUE
134 | LV_54-15_0_5_line_134 |  | 124 | 129 | 0.026719 | 0.125 | 0.08 | 261 | 0 | 0.364 | 1 | 1 | cs | TRUE
135 | LV_54-15_0_5_line_135 |  | 125 | 130 | 0.024535 | 0.125 | 0.08 | 261 | 0 | 0.364 | 1 | 1 | cs | TRUE
136 | LV_54-15_0_5_line_136 |  | 126 | 139 | 0.017008 | 0.125 | 0.08 | 261 | 0 | 0.364 | 1 | 5 | cs | TRUE
137 | LV_54-15_0_5_line_137 |  | 126 | 140 | 0.028992 | 0.125 | 0.08 | 261 | 0 | 0.364 | 1 | 1 | cs | TRUE
138 | LV_54-15_0_5_line_138 |  | 127 | 141 | 0.0093217 | 0.125 | 0.08 | 261 | 0 | 0.364 | 1 | 1 | cs | TRUE
139 | LV_54-15_0_5_line_139 |  | 127 | 142 | 0.0070745 | 0.125 | 0.08 | 261 | 0 | 0.364 | 1 | 1 | cs | TRUE
140 | LV_54-15_0_5_line_140 |  | 129 | 131 | 0.014981 | 0.125 | 0.08 | 261 | 0 | 0.364 | 1 | 1 | cs | TRUE
141 | LV_54-15_0_5_line_141 |  | 130 | 131 | 0.015602 | 0.125 | 0.08 | 261 | 0 | 0.364 | 1 | 1 | cs | TRUE
142 | LV_54-15_0_5_line_142 |  | 131 | 132 | 0.018033 | 0.125 | 0.08 | 261 | 0 | 0.364 | 1 | 1 | cs | TRUE
143 | LV_54-15_0_5_line_143 |  | 132 | 133 | 0.037951 | 0.125 | 0.08 | 261 | 0 | 0.364 | 1 | 1 | cs | TRUE
144 | LV_54-15_0_5_line_144 |  | 133 | 134 | 0.008566 | 0.125 | 0.08 | 261 | 0 | 0.364 | 1 | 1 | cs | TRUE
145 | LV_54-15_0_5_line_145 |  | 133 | 135 | 0.043713 | 0.125 | 0.08 | 261 | 0 | 0.364 | 1 | 1 | cs | TRUE
146 | LV_54-15_0_5_line_146 |  | 134 | 145 | 0.011137 | 0.125 | 0.08 | 261 | 0 | 0.364 | 1 | 1 | cs | TRUE
147 | LV_54-15_0_5_line_147 |  | 135 | 155 | 0.025311 | 0.125 | 0.08 | 261 | 0 | 0.364 | 1 | 1 | cs | TRUE
148 | LV_54-15_0_5_line_148 |  | 136 | 137 | 0.023147 | 0.125 | 0.08 | 261 | 0 | 0.364 | 1 | 1 | cs | TRUE
149 | LV_54-15_0_5_line_149 |  | 137 | 138 | 0.046016 | 0.125 | 0.08 | 261 | 0 | 0.364 | 1 | 1 | cs | TRUE
150 | LV_54-15_0_5_line_150 |  | 139 | 148 | 0.0018043 | 0.125 | 0.08 | 261 | 0 | 0.364 | 1 | 5 | cs | TRUE
151 | LV_54-15_0_5_line_151 |  | 140 | 147 | 0.0089258 | 0.125 | 0.08 | 261 | 0 | 0.364 | 1 | 1 | cs | TRUE
152 | LV_54-15_0_5_line_152 |  | 141 | 193 | 0.010275 | 0.125 | 0.08 | 261 | 0 | 0.364 | 1 | 1 | cs | TRUE
153 | LV_54-15_0_5_line_153 |  | 143 | 144 | 0.019526 | 0.125 | 0.08 | 261 | 0 | 0.364 | 1 | 1 | cs | TRUE
154 | LV_54-15_0_5_line_154 |  | 143 | 145 | 0.02667 | 0.125 | 0.08 | 261 | 0 | 0.364 | 1 | 1 | cs | TRUE
155 | LV_54-15_0_5_line_155 |  | 144 | 146 | 0.022247 | 0.125 | 0.08 | 261 | 0 | 0.364 | 1 | 1 | cs | TRUE
156 | LV_54-15_0_5_line_156 |  | 148 | 149 | 0.014983 | 0.125 | 0.08 | 261 | 0 | 0.364 | 1 | 5 | cs | TRUE
157 | LV_54-15_0_5_line_157 |  | 149 | 156 | 0.0016418 | 0.125 | 0.08 | 261 | 0 | 0.364 | 1 | 5 | cs | TRUE
158 | LV_54-15_0_5_line_158 |  | 151 | 152 | 0.032117 | 0.125 | 0.08 | 261 | 0 | 0.364 | 1 | 5 | cs | TRUE
159 | LV_54-15_0_5_line_159 |  | 152 | 153 | 0.017588 | 0.125 | 0.08 | 261 | 0 | 0.364 | 1 | 5 | cs | TRUE
160 | LV_54-15_0_5_line_160 |  | 153 | 154 | 0.0015923 | 0.125 | 0.08 | 261 | 0 | 0.364 | 1 | 5 | cs | TRUE
161 | LV_54-15_0_5_line_161 |  | 154 | 156 | 0.015006 | 0.125 | 0.08 | 261 | 0 | 0.364 | 1 | 5 | cs | TRUE
162 | LV_54-15_0_5_line_162 |  | 157 | 158 | 0.0059842 | 0.125 | 0.08 | 261 | 0 | 0.364 | 1 | 1 | cs | TRUE
163 | LV_54-15_0_5_line_163 |  | 158 | 159 | 0.024289 | 0.125 | 0.08 | 261 | 0 | 0.364 | 1 | 1 | cs | TRUE
164 | LV_54-15_0_5_line_164 |  | 159 | 163 | 0.015091 | 0.125 | 0.08 | 261 | 0 | 0.364 | 1 | 1 | cs | TRUE
165 | LV_54-15_0_5_line_165 |  | 160 | 161 | 0.0061059 | 0.125 | 0.08 | 261 | 0 | 0.364 | 1 | 1 | cs | TRUE
166 | LV_54-15_0_5_line_166 |  | 160 | 162 | 0.024786 | 0.125 | 0.08 | 261 | 0 | 0.364 | 1 | 1 | cs | TRUE
167 | LV_54-15_0_5_line_167 |  | 161 | 164 | 0.01919 | 0.125 | 0.08 | 261 | 0 | 0.364 | 1 | 1 | cs | TRUE
168 | LV_54-15_0_5_line_168 |  | 162 | 165 | 0.00058171 | 0.125 | 0.08 | 261 | 0 | 0.364 | 1 | 1 | cs | TRUE
169 | LV_54-15_0_5_line_169 |  | 163 | 166 | 0.012837 | 0.125 | 0.08 | 261 | 0 | 0.364 | 1 | 1 | cs | TRUE
170 | LV_54-15_0_5_line_170 |  | 164 | 167 | 0.016933 | 0.125 | 0.08 | 261 | 0 | 0.364 | 1 | 1 | cs | TRUE
171 | LV_54-15_0_5_line_171 |  | 165 | 168 | 0.024359 | 0.125 | 0.08 | 261 | 0 | 0.364 | 1 | 1 | cs | TRUE
172 | LV_54-15_0_5_line_172 |  | 166 | 175 | 0.028016 | 0.125 | 0.08 | 261 | 0 | 0.364 | 1 | 1 | cs | TRUE
173 | LV_54-15_0_5_line_173 |  | 167 | 178 | 0.013142 | 0.125 | 0.08 | 261 | 0 | 0.364 | 1 | 1 | cs | TRUE
174 | LV_54-15_0_5_line_174 |  | 168 | 186 | 0.0075849 | 0.125 | 0.08 | 261 | 0 | 0.364 | 1 | 1 | cs | TRUE
175 | LV_54-15_0_5_line_175 |  | 170 | 171 | 0.0038553 | 0.125 | 0.08 | 261 | 0 | 0.364 | 1 | 5 | cs | TRUE
176 | LV_54-15_0_5_line_176 |  | 171 | 172 | 0.024894 | 0.125 | 0.08 | 261 | 0 | 0.364 | 1 | 1 | cs | TRUE
177 | LV_54-15_0_5_line_177 |  | 171 | 173 | 0.020847 | 0.125 | 0.08 | 261 | 0 | 0.364 | 1 | 5 | cs | TRUE
178 | LV_54-15_0_5_line_178 |  | 172 | 175 | 0.022172 | 0.125 | 0.08 | 261 | 0 | 0.364 | 1 | 1 | cs | TRUE
179 | LV_54-15_0_5_line_179 |  | 173 | 176 | 0.009702 | 0.125 | 0.08 | 261 | 0 | 0.364 | 1 | 5 | cs | TRUE
180 | LV_54-15_0_5_line_180 |  | 174 | 177 | 0.025628 | 0.125 | 0.08 | 261 | 0 | 0.364 | 1 | 1 | cs | TRUE
181 | LV_54-15_0_5_line_181 |  | 176 | 185 | 0.0044787 | 0.125 | 0.08 | 261 | 0 | 0.364 | 1 | 5 | cs | TRUE
182 | LV_54-15_0_5_line_182 |  | 177 | 179 | 0.029192 | 0.125 | 0.08 | 261 | 0 | 0.364 | 1 | 1 | cs | TRUE
183 | LV_54-15_0_5_line_183 |  | 179 | 180 | 0.024603 | 0.125 | 0.08 | 261 | 0 | 0.364 | 1 | 1 | cs | TRUE
184 | LV_54-15_0_5_line_184 |  | 180 | 181 | 0.0077698 | 0.125 | 0.08 | 261 | 0 | 0.364 | 1 | 1 | cs | TRUE
185 | LV_54-15_0_5_line_185 |  | 180 | 182 | 0.0084617 | 0.125 | 0.08 | 261 | 0 | 0.364 | 1 | 1 | cs | TRUE
186 | LV_54-15_0_5_line_186 |  | 182 | 183 | 0.0049332 | 0.125 | 0.08 | 261 | 0 | 0.364 | 1 | 1 | cs | TRUE
187 | LV_54-15_0_5_line_187 |  | 183 | 189 | 0.025432 | 0.125 | 0.08 | 261 | 0 | 0.364 | 1 | 1 | cs | TRUE
188 | LV_54-15_0_5_line_188 |  | 184 | 185 | 0.032448 | 0.125 | 0.08 | 261 | 0 | 0.364 | 1 | 5 | cs | TRUE
189 | LV_54-15_0_5_line_189 |  | 186 | 187 | 0.028497 | 0.125 | 0.08 | 261 | 0 | 0.364 | 1 | 1 | cs | TRUE
190 | LV_54-15_0_5_line_190 |  | 187 | 188 | 0.029704 | 0.125 | 0.08 | 261 | 0 | 0.364 | 1 | 1 | cs | TRUE
191 | LV_54-15_0_5_line_191 |  | 188 | 189 | 0.021627 | 0.125 | 0.08 | 261 | 0 | 0.364 | 1 | 1 | cs | TRUE
192 | LV_54-15_0_5_line_192 |  | 190 | 192 | 0.010682 | 0.125 | 0.08 | 261 | 0 | 0.364 | 1 | 1 | cs | TRUE
193 | LV_54-15_0_5_line_193 |  | 191 | 195 | 0.00037382 | 0.125 | 0.08 | 261 | 0 | 0.364 | 1 | 1 | cs | TRUE
194 | LV_54-15_0_5_line_194 |  | 192 | 194 | 0.0063446 | 0.125 | 0.08 | 261 | 0 | 0.364 | 1 | 1 | cs | TRUE

## trafo
| name | std_type | hv_bus | lv_bus | sn_mva | vn_hv_kv | vn_lv_kv | vk_percent | vkr_percent | pfe_kw | i0_percent | shift_degree | tap_side | tap_neutral | tap_min | tap_max | tap_step_percent | tap_step_degree | tap_pos | tap_phase_shifter | parallel | df | in_service
0 | LV_54-15_0_5_trafo_37 | 0.63 MVA 20/0.4 kV | 196 | 44 | 0.63 | 20 | 0.4 | 6 | 1.206 | 1.65 | 0.2619 | 150 | hv | 0 | -2 | 2 | 2.5 | 0 | 0 | FALSE | 1 | 1 | TRUE

## line_geodata
| x0 | y0 | x1 | y1 | x2 | y2 | x3 | y3 | x4 | y4 | x5 | y5
0 | 2688723.1399 | 1253181.5246 | 2688722.0568 | 1253183.2812 | 2688720.6156 | 1253184.9156
1 | 2688730.5416 | 1253169.5199 | 2688723.1399 | 1253181.5246
2 | 2688712.3547 | 1253191.4567 | 2688716.5985 | 1253189.4709 | 2688720.6156 | 1253184.9156
3 | 2688730.5416 | 1253169.5199 | 2688706.7307 | 1253155.8723
4 | 2688712.3547 | 1253191.4567 | 2688704.2338 | 1253195.2568 | 2688698.5967 | 1253197.4559
5 | 2688688.8729 | 1253145.6444 | 2688695.8988 | 1253149.6638 | 2688706.7307 | 1253155.8723
6 | 2688688.8729 | 1253145.6444 | 2688697.0847 | 1253129.4438 | 2688700.4047 | 1253116.8839
7 | 2688688.8729 | 1253145.6444 | 2688680.4016 | 1253160.529 | 2688663.1466 | 1253181.9427
8 | 2688700.4047 | 1253116.8839 | 2688728.9474 | 1253117.7883
9 | 2688700.4047 | 1253116.8839 | 2688700.7549 | 1253102.5782 | 2688700.26 | 1253094.8093 | 2688698.9239 | 1253088.2843 | 2688698.7874 | 1253087.7724
10 | 2688663.1466 | 1253181.9427 | 2688659.3503 | 1253185.5196
11 | 2688663.1466 | 1253181.9427 | 2688667.1496 | 1253196.5367
12 | 2688677.4829 | 1253233.9638 | 2688676.1191 | 1253229.0417
13 | 2688670.8032 | 1253209.8565 | 2688676.1191 | 1253229.0417
14 | 2688677.4829 | 1253233.9638 | 2688659.7837 | 1253243.7286 | 2688651.7676 | 1253248.8651
15 | 2688670.8032 | 1253209.8565 | 2688667.1496 | 1253196.5367
16 | 2688635.2034 | 1253257.9606 | 2688648.3545 | 1253251.0521 | 2688651.7676 | 1253248.8651
17 | 2688635.2034 | 1253257.9606 | 2688610.2336 | 1253250.8261 | 2688604.8534 | 1253253.3253
18 | 2688604.8534 | 1253253.3253 | 2688607.1922 | 1253257.8971 | 2688611.0445 | 1253264.417
19 | 2688591.8174 | 1253227.8331 | 2688604.8534 | 1253253.3253
20 | 2688653.4996 | 1253114.0797 | 2688642.0376 | 1253102.9108
21 | 2688653.4996 | 1253114.0797 | 2688656.743 | 1253109.1467 | 2688656.8255 | 1253103.6437 | 2688660.695 | 1253101.2443 | 2688661.1539 | 1253099.4942
22 | 2688642.0376 | 1253102.9108 | 2688631.7578 | 1253113.087 | 2688631.0662 | 1253130.0452
23 | 2688642.0376 | 1253102.9108 | 2688636.8013 | 1253097.8063 | 2688617.0134 | 1253081.4148
24 | 2688661.1539 | 1253099.4942 | 2688661.6795 | 1253097.4894 | 2688659.9212 | 1253094.4608 | 2688660.146 | 1253090.539 | 2688670.0448 | 1253084.0352
25 | 2688695.3612 | 1253076.7444 | 2688697.1519 | 1253081.6416 | 2688698.7874 | 1253087.7724
26 | 2688695.3612 | 1253076.7444 | 2688685.0914 | 1253080.7048 | 2688676.3952 | 1253079.8629 | 2688670.0448 | 1253084.0352
27 | 2688695.3612 | 1253076.7444 | 2688691.1394 | 1253065.908
28 | 2688683.6175 | 1253046.6011 | 2688691.1394 | 1253065.908
29 | 2688617.0134 | 1253081.4148 | 2688616.5418 | 1253081.0241
30 | 2688683.6175 | 1253046.6011 | 2688668.2904 | 1253007.286 | 2688663.7367 | 1252996.9099
31 | 2688616.5418 | 1253081.0241 | 2688607.9835 | 1253073.9348 | 2688595.6486 | 1253066.2917
32 | 2688663.7367 | 1252996.9099 | 2688643.7253 | 1253004.5307
33 | 2688584.569 | 1253059.4264 | 2688595.6486 | 1253066.2917
34 | 2688578.0819 | 1253055.4068 | 2688584.569 | 1253059.4264
35 | 2688561.4349 | 1253046.7736 | 2688575.0191 | 1253053.8154 | 2688578.0819 | 1253055.4068
36 | 2688561.4349 | 1253046.7736 | 2688532.6442 | 1253031.0999
37 | 2688561.4349 | 1253046.7736 | 2688558.9448 | 1253051.2954 | 2688536.8133 | 1253078.8635 | 2688536.4505 | 1253079.2877
38 | 2688532.6442 | 1253031.0999 | 2688516.1539 | 1253022.1225 | 2688505.2547 | 1253014.9786
39 | 2688529.2724 | 1253087.6813 | 2688536.4505 | 1253079.2877
40 | 2688635.502 | 1253007.6624 | 2688643.7253 | 1253004.5307
41 | 2688635.502 | 1253007.6624 | 2688610.4362 | 1252977.1857
42 | 2688635.502 | 1253007.6624 | 2688614.5871 | 1253016.11
43 | 2688610.4362 | 1252977.1857 | 2688565.5545 | 1252938.0043
44 | 2688614.386 | 1253016.1912 | 2688614.5871 | 1253016.11
45 | 2688544.965 | 1252942.0251 | 2688565.5545 | 1252938.0043
46 | 2688501.4336 | 1253238.5527 | 2688507.3595 | 1253228.7493 | 2688509.4368 | 1253219.5288 | 2688508.646 | 1253216.2631
47 | 2688486.3006 | 1253257.1332 | 2688489.5937 | 1253258.1397 | 2688501.4336 | 1253238.5527
48 | 2688486.3006 | 1253257.1332 | 2688482.9842 | 1253256.1195
49 | 2688458.3435 | 1253248.588 | 2688482.9842 | 1253256.1195
50 | 2688476.1058 | 1253193.1663 | 2688490.3208 | 1253197.0788
51 | 2688476.1058 | 1253193.1663 | 2688478.3248 | 1253185.668
52 | 2688476.1058 | 1253193.1663 | 2688474.2776 | 1253197.8426 | 2688462.2299 | 1253206.1691
53 | 2688458.3435 | 1253248.588 | 2688450.797 | 1253272.9572
54 | 2688458.3435 | 1253248.588 | 2688464.9484 | 1253227.2591 | 2688465.0955 | 1253220.086
55 | 2688478.3248 | 1253185.668 | 2688484.7626 | 1253163.913
56 | 2688433.3266 | 1253189.0245 | 2688443.3315 | 1253191.1532 | 2688454.9641 | 1253197.4873 | 2688462.2299 | 1253206.1691
57 | 2688462.2299 | 1253206.1691 | 2688465.1707 | 1253216.4208 | 2688465.0955 | 1253220.086
58 | 2688450.797 | 1253272.9572 | 2688449.3085 | 1253277.7639
59 | 2688547.6039 | 1253263.3744 | 2688540.9318 | 1253271.239 | 2688528.8114 | 1253289.4718 | 2688527.5401 | 1253292.0789
60 | 2688523.9626 | 1253299.8406 | 2688526.3513 | 1253294.5167 | 2688527.5401 | 1253292.0789
61 | 2688523.9626 | 1253299.8406 | 2688516.4994 | 1253316.4863
62 | 2688523.9626 | 1253299.8406 | 2688537.3921 | 1253306.0905 | 2688547.2852 | 1253314.1668 | 2688554.1828 | 1253326.7573 | 2688557.5462 | 1253332.4564 | 2688559.4024 | 1253335.7866
63 | 2688516.4994 | 1253316.4863 | 2688477.729 | 1253305.7212
64 | 2688516.4994 | 1253316.4863 | 2688510.9568 | 1253346.0039 | 2688510.0974 | 1253357.9462
65 | 2688564.8396 | 1253345.8312 | 2688563.3961 | 1253342.9519 | 2688559.4024 | 1253335.7866
66 | 2688477.729 | 1253305.7212 | 2688444.2379 | 1253295.8969
67 | 2688477.729 | 1253305.7212 | 2688471.8138 | 1253329.2378
68 | 2688508.1114 | 1253385.5422 | 2688510.0974 | 1253357.9462
69 | 2688556.9246 | 1253359.8903 | 2688552.3887 | 1253352.3612 | 2688564.8396 | 1253345.8312
70 | 2688591.8174 | 1253227.8331 | 2688607.6265 | 1253219.5468
71 | 2688322.4736 | 1253220.6062 | 2688306.2668 | 1253225.7093
72 | 2688298.6358 | 1253228.1121 | 2688306.2668 | 1253225.7093
73 | 2688322.4736 | 1253220.6062 | 2688311.2776 | 1253193.096
74 | 2688322.4736 | 1253220.6062 | 2688337.6357 | 1253215.5743
75 | 2688311.2776 | 1253193.096 | 2688353.9818 | 1253181.535
76 | 2688350.0489 | 1253211.4548 | 2688337.6357 | 1253215.5743
77 | 2688353.9818 | 1253181.535 | 2688375.9042 | 1253181.5397 | 2688392.37 | 1253182.0722
78 | 2688392.4101 | 1253182.0735 | 2688392.37 | 1253182.0722
79 | 2688244.894 | 1253220.2721 | 2688261.2427 | 1253213.5793
80 | 2688244.894 | 1253220.2721 | 2688237.1053 | 1253201.4819
81 | 2688244.894 | 1253220.2721 | 2688240.6013 | 1253222.0212
82 | 2688366.1655 | 1253240.8806 | 2688341.24 | 1253243.374
83 | 2688372.9641 | 1253263.2379 | 2688374.5479 | 1253240.042 | 2688366.1655 | 1253240.8806
84 | 2688371.7955 | 1253280.354 | 2688372.9641 | 1253263.2379
85 | 2688371.7955 | 1253280.354 | 2688386.4746 | 1253281.2626 | 2688382.0884 | 1253295.0299 | 2688380.6947 | 1253306.4957
86 | 2688371.7955 | 1253280.354 | 2688346.8024 | 1253278.8134 | 2688346.4685 | 1253278.8726
87 | 2688380.6947 | 1253306.4957 | 2688379.5063 | 1253306.2333
88 | 2688380.6947 | 1253306.4957 | 2688389.9825 | 1253308.6646
89 | 2688379.5063 | 1253306.2333 | 2688370.6118 | 1253305.8485
90 | 2688379.5063 | 1253306.2333 | 2688377.3717 | 1253319.2517
91 | 2688389.9825 | 1253308.6646 | 2688399.9656 | 1253310.996
92 | 2688297.5292 | 1253261.3211 | 2688299.3611 | 1253271.2489
93 | 2688309.28 | 1253251.6332 | 2688303.8923 | 1253252.6203 | 2688297.5292 | 1253261.3211
94 | 2688302.2141 | 1253286.7103 | 2688299.3611 | 1253271.2489
95 | 2688302.2141 | 1253286.7103 | 2688288.2396 | 1253289.1854
96 | 2688285.1323 | 1253289.7358 | 2688288.2396 | 1253289.1854
97 | 2688285.1323 | 1253289.7358 | 2688256.6669 | 1253294.7775
98 | 2688433.3266 | 1253189.0245 | 2688440.9012 | 1253179.1427
99 | 2688433.3266 | 1253189.0245 | 2688428.3992 | 1253187.9773
100 | 2688451.142 | 1253152.7738 | 2688444.6019 | 1253174.3149 | 2688440.9012 | 1253179.1427
101 | 2688392.4101 | 1253182.0735 | 2688402.0929 | 1253182.3866 | 2688428.3992 | 1253187.9773
102 | 2688443.7385 | 1253295.7505 | 2688449.3085 | 1253277.7639
103 | 2688490.3975 | 1253145.5462 | 2688489.5934 | 1253147.5884 | 2688484.7626 | 1253163.913
104 | 2688457.0177 | 1253147.5083 | 2688451.142 | 1253152.7738 | 2688451.142 | 1253152.7738
105 | 2688443.7385 | 1253295.7505 | 2688444.2379 | 1253295.8969
106 | 2688471.8138 | 1253329.2378 | 2688471.3866 | 1253330.9363
107 | 2688508.1114 | 1253385.5422 | 2688506.7658 | 1253404.2414 | 2688506.1265 | 1253410.7508
108 | 2688556.9246 | 1253359.8903 | 2688562.726 | 1253371.5971 | 2688558.4859 | 1253384.6549 | 2688564.9618 | 1253395.6712 | 2688566.0465 | 1253397.7008
109 | 2688255.2991 | 1253295.0197 | 2688256.6669 | 1253294.7775
110 | 2688234.579 | 1253298.6896 | 2688255.2991 | 1253295.0197
111 | 2688234.579 | 1253298.6896 | 2688237.499 | 1253330.7481
112 | 2688234.579 | 1253298.6896 | 2688232.3405 | 1253291.8966
113 | 2688240.0099 | 1253358.3161 | 2688237.499 | 1253330.7481
114 | 2688225.0417 | 1253269.7476 | 2688232.3405 | 1253291.8966
115 | 2688240.0099 | 1253358.3161 | 2688242.3479 | 1253383.9862
116 | 2688225.0417 | 1253269.7476 | 2688205.4482 | 1253276.8394
117 | 2688225.0417 | 1253269.7476 | 2688211.2213 | 1253233.9923
118 | 2688245.0786 | 1253412.4584 | 2688243.457 | 1253396.1631 | 2688242.3479 | 1253383.9862
119 | 2688211.2213 | 1253233.9923 | 2688240.6013 | 1253222.0212
120 | 2688459.5023 | 1253145.2818 | 2688457.0177 | 1253147.5083
121 | 2688490.3975 | 1253145.5462 | 2688491.078 | 1253143.8177
122 | 2688237.1053 | 1253201.4819 | 2688232.8309 | 1253191.1702 | 2688229.0834 | 1253184.9433
123 | 2688350.9637 | 1253348.6532 | 2688356.8686 | 1253348.4511
124 | 2688340.3743 | 1253349.0158 | 2688350.9637 | 1253348.6532
125 | 2688368.1964 | 1253348.0633 | 2688356.8686 | 1253348.4511
126 | 2688340.3743 | 1253349.0158 | 2688333.9341 | 1253349.231 | 2688333.8346 | 1253346.2939 | 2688323.8223 | 1253347.3394
127 | 2688368.1964 | 1253348.0633 | 2688375.5937 | 1253347.9291 | 2688384.385 | 1253349.7229
128 | 2688369.8187 | 1253326.8379 | 2688368.1964 | 1253348.0633
129 | 2688323.8223 | 1253347.3394 | 2688295.7959 | 1253350.2659
130 | 2688395.9969 | 1253352.0922 | 2688384.385 | 1253349.7229
131 | 2688369.8187 | 1253326.8379 | 2688376.0201 | 1253327.4531 | 2688376.227 | 1253326.233
132 | 2688369.8187 | 1253326.8379 | 2688359.2106 | 1253325.7835
133 | 2688329.718 | 1253373.4225 | 2688327.2305 | 1253373.6441
134 | 2688327.2305 | 1253373.6441 | 2688300.6167 | 1253376.0151
135 | 2688283.2623 | 1253361.9332 | 2688281.6541 | 1253351.7426 | 2688295.7959 | 1253350.2659
136 | 2688395.9969 | 1253352.0922 | 2688398.6989 | 1253350.0421 | 2688412.0863 | 1253352.5304
137 | 2688390.079 | 1253378.9912 | 2688389.9249 | 1253369.6039 | 2688392.3044 | 1253359.3315 | 2688394.4179 | 1253358.7849 | 2688395.9969 | 1253352.0922
138 | 2688376.227 | 1253326.233 | 2688385.3458 | 1253328.1674
139 | 2688376.227 | 1253326.233 | 2688377.3717 | 1253319.2517
140 | 2688285.6944 | 1253377.3446 | 2688300.6167 | 1253376.0151
141 | 2688285.6944 | 1253377.3446 | 2688283.2623 | 1253361.9332
142 | 2688285.6944 | 1253377.3446 | 2688288.5044 | 1253395.1578
143 | 2688291.052 | 1253433.0115 | 2688288.9278 | 1253397.8418 | 2688288.5044 | 1253395.1578
144 | 2688291.052 | 1253433.0115 | 2688299.619 | 1253432.3609
145 | 2688291.052 | 1253433.0115 | 2688267.7655 | 1253435.4886 | 2688247.5852 | 1253437.6452
146 | 2688299.619 | 1253432.3609 | 2688309.7818 | 1253431.9787 | 2688310.7449 | 1253431.8899
147 | 2688247.5852 | 1253437.6452 | 2688245.0786 | 1253412.4584
148 | 2688503.864 | 1253433.7874 | 2688506.1265 | 1253410.7508
149 | 2688503.864 | 1253433.7874 | 2688478.1901 | 1253433.9151 | 2688466.7719 | 1253433.978 | 2688457.9206 | 1253432.8466
150 | 2688413.8602 | 1253352.8601 | 2688412.0863 | 1253352.5304
151 | 2688390.079 | 1253378.9912 | 2688382.869 | 1253383.765 | 2688382.85 | 1253384.043
152 | 2688385.3458 | 1253328.1674 | 2688395.3971 | 1253330.2997
153 | 2688337.3023 | 1253429.4413 | 2688356.7454 | 1253427.6486
154 | 2688337.3023 | 1253429.4413 | 2688310.7449 | 1253431.8899
155 | 2688378.898 | 1253425.6061 | 2688356.7454 | 1253427.6486
156 | 2688413.8602 | 1253352.8601 | 2688428.5912 | 1253355.5982
157 | 2688428.5912 | 1253355.5982 | 2688430.2054 | 1253355.8983
158 | 2688463.8157 | 1253362.1455 | 2688465.9674 | 1253352.4813 | 2688471.3866 | 1253330.9363
159 | 2688463.8157 | 1253362.1455 | 2688446.5242 | 1253358.9315
160 | 2688446.5242 | 1253358.9315 | 2688444.9587 | 1253358.6405
161 | 2688444.9587 | 1253358.6405 | 2688430.2054 | 1253355.8983
162 | 2688399.2657 | 1253052.2583 | 2688405.096 | 1253053.6069
163 | 2688405.096 | 1253053.6069 | 2688428.76 | 1253059.0806
164 | 2688443.3887 | 1253062.75 | 2688440.1111 | 1253061.7061 | 2688428.76 | 1253059.0806
165 | 2688355.8558 | 1253044.8473 | 2688355.4097 | 1253046.4196 | 2688354.8414 | 1253050.8548
166 | 2688355.8558 | 1253044.8473 | 2688360.2941 | 1253020.462
167 | 2688354.8414 | 1253050.8548 | 2688352.4026 | 1253069.8892
168 | 2688360.2941 | 1253020.462 | 2688360.3983 | 1253019.8897
169 | 2688455.6199 | 1253066.6456 | 2688443.3887 | 1253062.75
170 | 2688350.2505 | 1253086.6854 | 2688352.4026 | 1253069.8892
171 | 2688360.3983 | 1253019.8897 | 2688364.0847 | 1252999.6354 | 2688364.8223 | 1252995.9362
172 | 2688455.6199 | 1253066.6456 | 2688482.3146 | 1253075.1478
173 | 2688350.2505 | 1253086.6854 | 2688348.5803 | 1253099.721
174 | 2688364.8223 | 1252995.9362 | 2688366.3053 | 1252988.4977
175 | 2688526.7667 | 1253090.6113 | 2688529.2724 | 1253087.6813
176 | 2688526.7667 | 1253090.6113 | 2688503.2587 | 1253082.422
177 | 2688526.7667 | 1253090.6113 | 2688515.7016 | 1253105.3683 | 2688513.6687 | 1253106.6484
178 | 2688503.2587 | 1253082.422 | 2688483.0431 | 1253075.3798 | 2688482.3146 | 1253075.1478
179 | 2688504.3748 | 1253109.3689 | 2688504.3748 | 1253109.3689 | 2688513.2866 | 1253106.889 | 2688513.6687 | 1253106.6484
180 | 2688483.8203 | 1253000.9293 | 2688505.2547 | 1253014.9786
181 | 2688504.3748 | 1253109.3689 | 2688502.7772 | 1253113.553
182 | 2688459.6963 | 1252984.495 | 2688475.9467 | 1252995.7685 | 2688483.8203 | 1253000.9293
183 | 2688439.4816 | 1252970.4714 | 2688459.6963 | 1252984.495
184 | 2688439.4816 | 1252970.4714 | 2688437.6246 | 1252962.9268
185 | 2688439.4816 | 1252970.4714 | 2688432.5076 | 1252965.6794
186 | 2688428.4417 | 1252962.8856 | 2688432.5076 | 1252965.6794
187 | 2688407.4811 | 1252948.483 | 2688428.4417 | 1252962.8856
188 | 2688491.078 | 1253143.8177 | 2688495.8218 | 1253131.7694 | 2688502.7772 | 1253113.553
189 | 2688373.7237 | 1252961.2417 | 2688370.6759 | 1252966.5751 | 2688366.3053 | 1252988.4977
190 | 2688389.6561 | 1252936.2351 | 2688382.6406 | 1252945.6376 | 2688373.7237 | 1252961.2417
191 | 2688389.6561 | 1252936.2351 | 2688407.4811 | 1252948.483
192 | 2688370.6118 | 1253305.8485 | 2688359.9402 | 1253305.3869
193 | 2688400.3296 | 1253311.081 | 2688399.9656 | 1253310.996
194 | 2688353.6015 | 1253305.1127 | 2688359.9402 | 1253305.3869

## bus_geodata
| x | y | coords
0 | 2688723.1399 | 1253181.5246
1 | 2688720.6156 | 1253184.9156
2 | 2688730.5416 | 1253169.5199
3 | 2688712.3547 | 1253191.4567
4 | 2688706.7307 | 1253155.8723
5 | 2688698.5967 | 1253197.4559
6 | 2688688.8729 | 1253145.6444
7 | 2688700.4047 | 1253116.8839
8 | 2688663.1466 | 1253181.9427
9 | 2688676.1191 | 1253229.0417
10 | 2688677.4829 | 1253233.9638
11 | 2688670.8032 | 1253209.8565
12 | 2688651.7676 | 1253248.8651
13 | 2688667.1496 | 1253196.5367
14 | 2688635.2034 | 1253257.9606
15 | 2688604.8534 | 1253253.3253
16 | 2688659.3503 | 1253185.5196
17 | 2688653.4996 | 1253114.0797
18 | 2688642.0376 | 1253102.9108
19 | 2688661.1539 | 1253099.4942
20 | 2688728.9474 | 1253117.7883
21 | 2688698.7874 | 1253087.7724
22 | 2688670.0448 | 1253084.0352
23 | 2688695.3612 | 1253076.7444
24 | 2688691.1394 | 1253065.908
25 | 2688631.0662 | 1253130.0452
26 | 2688617.0134 | 1253081.4148
27 | 2688683.6175 | 1253046.6011
28 | 2688616.5418 | 1253081.0241
29 | 2688663.7367 | 1252996.9099
30 | 2688595.6486 | 1253066.2917
31 | 2688584.569 | 1253059.4264
32 | 2688578.0819 | 1253055.4068
33 | 2688561.4349 | 1253046.7736
34 | 2688532.6442 | 1253031.0999
35 | 2688536.4505 | 1253079.2877
36 | 2688643.7253 | 1253004.5307
37 | 2688635.502 | 1253007.6624
38 | 2688610.4362 | 1252977.1857
39 | 2688614.5871 | 1253016.11
40 | 2688565.5545 | 1252938.0043
41 | 2688614.386 | 1253016.1912
42 | 2688544.965 | 1252942.0251
43 | 2688501.4336 | 1253238.5527
44 | 2688508.646 | 1253216.2631
45 | 2688486.3006 | 1253257.1332
46 | 2688482.9842 | 1253256.1195
47 | 2688490.3208 | 1253197.0788
48 | 2688476.1058 | 1253193.1663
49 | 2688458.3435 | 1253248.588
50 | 2688478.3248 | 1253185.668
51 | 2688462.2299 | 1253206.1691
52 | 2688450.797 | 1253272.9572
53 | 2688465.0955 | 1253220.086
54 | 2688547.6039 | 1253263.3744
55 | 2688527.5401 | 1253292.0789
56 | 2688523.9626 | 1253299.8406
57 | 2688516.4994 | 1253316.4863
58 | 2688559.4024 | 1253335.7866
59 | 2688477.729 | 1253305.7212
60 | 2688510.0974 | 1253357.9462
61 | 2688564.8396 | 1253345.8312
62 | 2688591.8174 | 1253227.8331
63 | 2688607.6265 | 1253219.5468
64 | 2688611.0445 | 1253264.417
65 | 2688306.2668 | 1253225.7093
66 | 2688322.4736 | 1253220.6062
67 | 2688298.6358 | 1253228.1121
68 | 2688311.2776 | 1253193.096
69 | 2688337.6357 | 1253215.5743
70 | 2688353.9818 | 1253181.535
71 | 2688350.0489 | 1253211.4548
72 | 2688392.37 | 1253182.0722
73 | 2688261.2427 | 1253213.5793
74 | 2688244.894 | 1253220.2721
75 | 2688366.1655 | 1253240.8806
76 | 2688341.24 | 1253243.374
77 | 2688372.9641 | 1253263.2379
78 | 2688371.7955 | 1253280.354
79 | 2688380.6947 | 1253306.4957
80 | 2688346.4685 | 1253278.8726
81 | 2688379.5063 | 1253306.2333
82 | 2688389.9825 | 1253308.6646
83 | 2688297.5292 | 1253261.3211
84 | 2688299.3611 | 1253271.2489
85 | 2688309.28 | 1253251.6332
86 | 2688302.2141 | 1253286.7103
87 | 2688288.2396 | 1253289.1854
88 | 2688285.1323 | 1253289.7358
89 | 2688433.3266 | 1253189.0245
90 | 2688440.9012 | 1253179.1427
91 | 2688428.3992 | 1253187.9773
92 | 2688449.3085 | 1253277.7639
93 | 2688484.7626 | 1253163.913
94 | 2688451.142 | 1253152.7738
95 | 2688392.4101 | 1253182.0735
96 | 2688443.7385 | 1253295.7505
97 | 2688444.2379 | 1253295.8969
98 | 2688471.8138 | 1253329.2378
99 | 2688508.1114 | 1253385.5422
100 | 2688556.9246 | 1253359.8903
101 | 2688255.2991 | 1253295.0197
102 | 2688256.6669 | 1253294.7775
103 | 2688234.579 | 1253298.6896
104 | 2688237.499 | 1253330.7481
105 | 2688232.3405 | 1253291.8966
106 | 2688240.0099 | 1253358.3161
107 | 2688225.0417 | 1253269.7476
108 | 2688242.3479 | 1253383.9862
109 | 2688205.4482 | 1253276.8394
110 | 2688211.2213 | 1253233.9923
111 | 2688457.0177 | 1253147.5083
112 | 2688490.3975 | 1253145.5462
113 | 2688240.6013 | 1253222.0212
114 | 2688237.1053 | 1253201.4819
115 | 2688229.0834 | 1253184.9433
116 | 2688350.9637 | 1253348.6532
117 | 2688356.8686 | 1253348.4511
118 | 2688340.3743 | 1253349.0158
119 | 2688368.1964 | 1253348.0633
120 | 2688323.8223 | 1253347.3394
121 | 2688384.385 | 1253349.7229
122 | 2688369.8187 | 1253326.8379
123 | 2688329.718 | 1253373.4225
124 | 2688327.2305 | 1253373.6441
125 | 2688295.7959 | 1253350.2659
126 | 2688395.9969 | 1253352.0922
127 | 2688376.227 | 1253326.233
128 | 2688359.2106 | 1253325.7835
129 | 2688300.6167 | 1253376.0151
130 | 2688283.2623 | 1253361.9332
131 | 2688285.6944 | 1253377.3446
132 | 2688288.5044 | 1253395.1578
133 | 2688291.052 | 1253433.0115
134 | 2688299.619 | 1253432.3609
135 | 2688247.5852 | 1253437.6452
136 | 2688506.1265 | 1253410.7508
137 | 2688503.864 | 1253433.7874
138 | 2688457.9206 | 1253432.8466
139 | 2688412.0863 | 1253352.5304
140 | 2688390.079 | 1253378.9912
141 | 2688385.3458 | 1253328.1674
142 | 2688377.3717 | 1253319.2517
143 | 2688337.3023 | 1253429.4413
144 | 2688356.7454 | 1253427.6486
145 | 2688310.7449 | 1253431.8899
146 | 2688378.898 | 1253425.6061
147 | 2688382.85 | 1253384.043
148 | 2688413.8602 | 1253352.8601
149 | 2688428.5912 | 1253355.5982
150 | 2688566.0465 | 1253397.7008
151 | 2688471.3866 | 1253330.9363
152 | 2688463.8157 | 1253362.1455
153 | 2688446.5242 | 1253358.9315
154 | 2688444.9587 | 1253358.6405
155 | 2688245.0786 | 1253412.4584
156 | 2688430.2054 | 1253355.8982
157 | 2688399.2657 | 1253052.2583
158 | 2688405.096 | 1253053.6069
159 | 2688428.76 | 1253059.0806
160 | 2688355.8558 | 1253044.8473
161 | 2688354.8414 | 1253050.8548
162 | 2688360.2941 | 1253020.462
163 | 2688443.3887 | 1253062.75
164 | 2688352.4026 | 1253069.8892
165 | 2688360.3983 | 1253019.8897
166 | 2688455.6199 | 1253066.6456
167 | 2688350.2505 | 1253086.6854
168 | 2688364.8223 | 1252995.9362
169 | 2688459.5023 | 1253145.2818
170 | 2688529.2724 | 1253087.6813
171 | 2688526.7667 | 1253090.6113
172 | 2688503.2587 | 1253082.422
173 | 2688513.6687 | 1253106.6484
174 | 2688505.2547 | 1253014.9786
175 | 2688482.3146 | 1253075.1478
176 | 2688504.3748 | 1253109.3689
177 | 2688483.8203 | 1253000.9293
178 | 2688348.5803 | 1253099.721
179 | 2688459.6963 | 1252984.495
180 | 2688439.4816 | 1252970.4714
181 | 2688437.6246 | 1252962.9268
182 | 2688432.5076 | 1252965.6794
183 | 2688428.4417 | 1252962.8856
184 | 2688491.078 | 1253143.8177
185 | 2688502.7772 | 1253113.553
186 | 2688366.3053 | 1252988.4977
187 | 2688373.7237 | 1252961.2417
188 | 2688389.6561 | 1252936.2351
189 | 2688407.4811 | 1252948.483
190 | 2688370.6118 | 1253305.8485
191 | 2688399.9656 | 1253310.996
192 | 2688359.9402 | 1253305.3869
193 | 2688395.3971 | 1253330.2997
194 | 2688353.6015 | 1253305.1127
195 | 2688400.3296 | 1253311.081
196 | 2688476.1058 | 1253193.1663

## line_std_types
| c_nf_per_km | r_ohm_per_km | x_ohm_per_km | max_i_ka | type | q_mm2 | alpha | voltage_rating
NAYY 4x50 SE | 210 | 0.642 | 0.083 | 0.142 | cs | 50 | 0.00403 | LV
NAYY 4x120 SE | 264 | 0.225 | 0.08 | 0.242 | cs | 120 | 0.00403 | LV
NAYY 4x150 SE | 261 | 0.208 | 0.08 | 0.27 | cs | 150 | 0.00403 | LV
NA2XS2Y 1x95 RM/25 12/20 kV | 216 | 0.313 | 0.132 | 0.252 | cs | 95 | 0.00403 | MV
NA2XS2Y 1x185 RM/25 12/20 kV | 273 | 0.161 | 0.117 | 0.362 | cs | 185 | 0.00403 | MV
NA2XS2Y 1x240 RM/25 12/20 kV | 304 | 0.122 | 0.112 | 0.421 | cs | 240 | 0.00403 | MV
NA2XS2Y 1x95 RM/25 6/10 kV | 315 | 0.313 | 0.123 | 0.249 | cs | 95 | 0.00403 | MV
NA2XS2Y 1x185 RM/25 6/10 kV | 406 | 0.161 | 0.11 | 0.358 | cs | 185 | 0.00403 | MV
NA2XS2Y 1x240 RM/25 6/10 kV | 456 | 0.122 | 0.105 | 0.416 | cs | 240 | 0.00403 | MV
NA2XS2Y 1x150 RM/25 12/20 kV | 250 | 0.206 | 0.116 | 0.319 | cs | 150 | 0.00403 | MV
NA2XS2Y 1x120 RM/25 12/20 kV | 230 | 0.253 | 0.119 | 0.283 | cs | 120 | 0.00403 | MV
NA2XS2Y 1x70 RM/25 12/20 kV | 190 | 0.443 | 0.132 | 0.22 | cs | 70 | 0.00403 | MV
NA2XS2Y 1x150 RM/25 6/10 kV | 360 | 0.206 | 0.11 | 0.315 | cs | 150 | 0.00403 | MV
NA2XS2Y 1x120 RM/25 6/10 kV | 340 | 0.253 | 0.113 | 0.28 | cs | 120 | 0.00403 | MV
NA2XS2Y 1x70 RM/25 6/10 kV | 280 | 0.443 | 0.123 | 0.217 | cs | 70 | 0.00403 | MV
N2XS(FL)2Y 1x120 RM/35 64/110 kV | 112 | 0.153 | 0.166 | 0.366 | cs | 120 | 0.00393 | HV
N2XS(FL)2Y 1x185 RM/35 64/110 kV | 125 | 0.099 | 0.156 | 0.457 | cs | 185 | 0.00393 | HV
N2XS(FL)2Y 1x240 RM/35 64/110 kV | 135 | 0.075 | 0.149 | 0.526 | cs | 240 | 0.00393 | HV
N2XS(FL)2Y 1x300 RM/35 64/110 kV | 144 | 0.06 | 0.144 | 0.588 | cs | 300 | 0.00393 | HV
15-AL1/3-ST1A 0.4 | 11 | 1.8769 | 0.35 | 0.105 | ol | 16 | 0.00403 | LV
24-AL1/4-ST1A 0.4 | 11.25 | 1.2012 | 0.335 | 0.14 | ol | 24 | 0.00403 | LV
48-AL1/8-ST1A 0.4 | 12.2 | 0.5939 | 0.3 | 0.21 | ol | 48 | 0.00403 | LV
94-AL1/15-ST1A 0.4 | 13.2 | 0.306 | 0.29 | 0.35 | ol | 94 | 0.00403 | LV
34-AL1/6-ST1A 10.0 | 9.7 | 0.8342 | 0.36 | 0.17 | ol | 34 | 0.00403 | MV
48-AL1/8-ST1A 10.0 | 10.1 | 0.5939 | 0.35 | 0.21 | ol | 48 | 0.00403 | MV
70-AL1/11-ST1A 10.0 | 10.4 | 0.4132 | 0.339 | 0.29 | ol | 70 | 0.00403 | MV
94-AL1/15-ST1A 10.0 | 10.75 | 0.306 | 0.33 | 0.35 | ol | 94 | 0.00403 | MV
122-AL1/20-ST1A 10.0 | 11.1 | 0.2376 | 0.323 | 0.41 | ol | 122 | 0.00403 | MV
149-AL1/24-ST1A 10.0 | 11.25 | 0.194 | 0.315 | 0.47 | ol | 149 | 0.00403 | MV
34-AL1/6-ST1A 20.0 | 9.15 | 0.8342 | 0.382 | 0.17 | ol | 34 | 0.00403 | MV
48-AL1/8-ST1A 20.0 | 9.5 | 0.5939 | 0.372 | 0.21 | ol | 48 | 0.00403 | MV
70-AL1/11-ST1A 20.0 | 9.7 | 0.4132 | 0.36 | 0.29 | ol | 70 | 0.00403 | MV
94-AL1/15-ST1A 20.0 | 10 | 0.306 | 0.35 | 0.35 | ol | 94 | 0.00403 | MV
122-AL1/20-ST1A 20.0 | 10.3 | 0.2376 | 0.344 | 0.41 | ol | 122 | 0.00403 | MV
149-AL1/24-ST1A 20.0 | 10.5 | 0.194 | 0.337 | 0.47 | ol | 149 | 0.00403 | MV
184-AL1/30-ST1A 20.0 | 10.75 | 0.1571 | 0.33 | 0.535 | ol | 184 | 0.00403 | MV
243-AL1/39-ST1A 20.0 | 11 | 0.1188 | 0.32 | 0.645 | ol | 243 | 0.00403 | MV
48-AL1/8-ST1A 110.0 | 8 | 0.5939 | 0.46 | 0.21 | ol | 48 | 0.00403 | HV
70-AL1/11-ST1A 110.0 | 8.4 | 0.4132 | 0.45 | 0.29 | ol | 70 | 0.00403 | HV
94-AL1/15-ST1A 110.0 | 8.65 | 0.306 | 0.44 | 0.35 | ol | 94 | 0.00403 | HV
122-AL1/20-ST1A 110.0 | 8.5 | 0.2376 | 0.43 | 0.41 | ol | 122 | 0.00403 | HV
149-AL1/24-ST1A 110.0 | 8.75 | 0.194 | 0.41 | 0.47 | ol | 149 | 0.00403 | HV
184-AL1/30-ST1A 110.0 | 8.8 | 0.1571 | 0.4 | 0.535 | ol | 184 | 0.00403 | HV
243-AL1/39-ST1A 110.0 | 9 | 0.1188 | 0.39 | 0.645 | ol | 243 | 0.00403 | HV
305-AL1/39-ST1A 110.0 | 9.2 | 0.0949 | 0.38 | 0.74 | ol | 305 | 0.00403 | HV
490-AL1/64-ST1A 110.0 | 9.75 | 0.059 | 0.37 | 0.96 | ol | 490 | 0.00403 | HV
679-AL1/86-ST1A 110.0 | 9.95 | 0.042 | 0.36 | 1.15 | ol | 679 | 0.00403 | HV
490-AL1/64-ST1A 220.0 | 10 | 0.059 | 0.285 | 0.96 | ol | 490 | 0.00403 | HV
679-AL1/86-ST1A 220.0 | 11.7 | 0.042 | 0.275 | 1.15 | ol | 679 | 0.00403 | HV
490-AL1/64-ST1A 380.0 | 11 | 0.059 | 0.253 | 0.96 | ol | 490 | 0.00403 | HV
679-AL1/86-ST1A 380.0 | 14.6 | 0.042 | 0.25 | 1.15 | ol | 679 | 0.00403 | HV

## trafo_std_types
| i0_percent | pfe_kw | vkr_percent | sn_mva | vn_lv_kv | vn_hv_kv | vk_percent | shift_degree | vector_group | tap_side | tap_neutral | tap_min | tap_max | tap_step_degree | tap_step_percent | tap_phase_shifter
160 MVA 380/110 kV | 0.06 | 60 | 0.25 | 160 | 110 | 380 | 12.2 | 0 | Yy0 | hv | 0 | -9 | 9 | 0 | 1.5 | FALSE
100 MVA 220/110 kV | 0.06 | 55 | 0.26 | 100 | 110 | 220 | 12 | 0 | Yy0 | hv | 0 | -9 | 9 | 0 | 1.5 | FALSE
63 MVA 110/20 kV | 0.04 | 22 | 0.32 | 63 | 20 | 110 | 18 | 150 | YNd5 | hv | 0 | -9 | 9 | 0 | 1.5 | FALSE
40 MVA 110/20 kV | 0.05 | 18 | 0.34 | 40 | 20 | 110 | 16.2 | 150 | YNd5 | hv | 0 | -9 | 9 | 0 | 1.5 | FALSE
25 MVA 110/20 kV | 0.07 | 14 | 0.41 | 25 | 20 | 110 | 12 | 150 | YNd5 | hv | 0 | -9 | 9 | 0 | 1.5 | FALSE
63 MVA 110/10 kV | 0.04 | 22 | 0.32 | 63 | 10 | 110 | 18 | 150 | YNd5 | hv | 0 | -9 | 9 | 0 | 1.5 | FALSE
40 MVA 110/10 kV | 0.05 | 18 | 0.34 | 40 | 10 | 110 | 16.2 | 150 | YNd5 | hv | 0 | -9 | 9 | 0 | 1.5 | FALSE
25 MVA 110/10 kV | 0.07 | 14 | 0.41 | 25 | 10 | 110 | 12 | 150 | YNd5 | hv | 0 | -9 | 9 | 0 | 1.5 | FALSE
0.25 MVA 20/0.4 kV | 0.32 | 0.8 | 1.44 | 0.25 | 0.4 | 20 | 6 | 150 | Yzn5 | hv | 0 | -2 | 2 | 0 | 2.5 | FALSE
0.4 MVA 20/0.4 kV | 0.3375 | 1.35 | 1.425 | 0.4 | 0.4 | 20 | 6 | 150 | Dyn5 | hv | 0 | -2 | 2 | 0 | 2.5 | FALSE
0.63 MVA 20/0.4 kV | 0.2619 | 1.65 | 1.206 | 0.63 | 0.4 | 20 | 6 | 150 | Dyn5 | hv | 0 | -2 | 2 | 0 | 2.5 | FALSE
0.25 MVA 10/0.4 kV | 0.24 | 0.6 | 1.2 | 0.25 | 0.4 | 10 | 4 | 150 | Dyn5 | hv | 0 | -2 | 2 | 0 | 2.5 | FALSE
0.4 MVA 10/0.4 kV | 0.2375 | 0.95 | 1.325 | 0.4 | 0.4 | 10 | 4 | 150 | Dyn5 | hv | 0 | -2 | 2 | 0 | 2.5 | FALSE
0.63 MVA 10/0.4 kV | 0.1873 | 1.18 | 1.0794 | 0.63 | 0.4 | 10 | 4 | 150 | Dyn5 | hv | 0 | -2 | 2 | 0 | 2.5 | FALSE

## trafo3w_std_types
| sn_hv_mva | sn_mv_mva | sn_lv_mva | vn_hv_kv | vn_mv_kv | vn_lv_kv | vk_hv_percent | vk_mv_percent | vk_lv_percent | vkr_hv_percent | vkr_mv_percent | vkr_lv_percent | pfe_kw | i0_percent | shift_mv_degree | shift_lv_degree | vector_group | tap_side | tap_neutral | tap_min | tap_max | tap_step_percent
63/25/38 MVA 110/20/10 kV | 63 | 25 | 38 | 110 | 20 | 10 | 10.4 | 10.4 | 10.4 | 0.28 | 0.32 | 0.35 | 35 | 0.89 | 0 | 0 | YN0yn0yn0 | hv | 0 | -10 | 10 | 1.2
63/25/38 MVA 110/10/10 kV | 63 | 25 | 38 | 110 | 10 | 10 | 10.4 | 10.4 | 10.4 | 0.28 | 0.32 | 0.35 | 35 | 0.89 | 0 | 0 | YN0yn0yn0 | hv | 0 | -10 | 10 | 1.2

## fuse_std_types
| fuse_type | i_rated_a | t_avg | t_min | t_total | x_avg | x_min | x_total
HV 100A | HV 100A | 100 | 0 | [10.0, 3.64, 0.854, 0.281, 0.1, 0.0531, 0.022, 0.01] | [10.0, 4.267, 1.21, 0.403, 0.1, 0.058, 0.022, 0.01] | 0 | [300.0, 350.0, 450.0, 550.0, 700.0, 850.0, 1200.0, 1752.0] | [600.0, 700.0, 900.0, 1150.0, 1665.0, 2000.0, 3000.0, 4313.0]
HV 10A | HV 10A | 10 | 0 | [10.0, 1675.0, 0.344, 0.156, 0.1, 0.0417, 0.0171, 0.01] | [10.0, 1.3, 0.3, 0.155, 0.1, 0.0555, 0.023, 0.01] | 0 | [30.0, 32.0, 35.0, 37.0, 39.0, 50.0, 70.0, 88.0] | [60.0, 70.0, 80.0, 87.0, 94.0, 110.0, 150.0, 216.0]
HV 125A | HV 125A | 125 | 0 | [10.0, 1.82, 0.344, 0.1, 0.0467, 0.0269, 0.01] | [10.0, 2.478, 0.426, 0.1, 0.0427, 0.0211, 0.01] | 0 | [375.0, 500.0, 700.0, 925.0, 1200.0, 1500.0, 2341.0] | [750.0, 1000.0, 1500.0, 2200.0, 3000.0, 4000.0, 5765.0]
HV 160A | HV 160A | 160 | 0 | [10.0, 4.15, 1.03, 0.198, 0.1, 0.051, 0.0172, 0.01] | [10.0, 2.3, 0.734, 0.274, 0.1, 0.046, 0.0177, 0.01] | 0 | [480.0, 550.0, 700.0, 1000.0, 1260.0, 1600.0, 2500.0, 3227.0] | [960.0, 1300.0, 1700.0, 2200.0, 2996.0, 4000.0, 6000.0, 7946.0]
HV 16A | HV 16A | 16 | 0 | [10.0, 0.352, 0.164, 0.1, 0.0649, 0.0342, 0.01] | [10.0, 2.34, 0.722, 0.181, 0.1, 0.055, 0.0296, 0.01] | 0 | [48.0, 60.0, 65.0, 71.0, 80.0, 100.0, 162.0] | [96.0, 110.0, 125.0, 150.0, 168.0, 200.0, 250.0, 398.0]
HV 200A | HV 200A | 200 | 0 | [10.0, 4.267, 1.21, 0.403, 0.1, 0.058, 0.022, 0.01] | [10.0, 3.73, 1.654, 0.328, 0.1, 0.0531, 0.019, 0.01] | 0 | [600.0, 700.0, 900.0, 1150.0, 1665.0, 2000.0, 3000.0, 4313.0] | [1200.0, 1500.0, 1800.0, 2700.0, 3960.0, 5000.0, 7500.0, 10620.0]
HV 20A | HV 20A | 20 | 0 | [10.0, 1.3, 0.3, 0.155, 0.1, 0.0555, 0.023, 0.01] | [10.0, 1.3, 0.161, 0.1, 0.0611, 0.0399, 0.0141, 0.01] | 0 | [60.0, 70.0, 80.0, 87.0, 94.0, 110.0, 150.0, 216.0] | [120.0, 150.0, 200.0, 223.0, 260.0, 300.0, 450.0, 532.0]
HV 25A | HV 25A | 25 | 0 | [10.0, 2.512, 0.833, 0.299, 0.1, 0.0372, 0.0223, 0.01] | [10.0, 3.125, 0.597, 0.198, 0.1, 0.0378, 0.022, 0.01] | 0 | [75.0, 82.0, 90.0, 100.0, 124.0, 170.0, 200.0, 289.0] | [150.0, 170.0, 210.0, 250.0, 294.0, 400.0, 500.0, 711.0]
HV 31.5A | HV 31.5A | 31.5 | 0 | [10.0, 2.34, 0.722, 0.181, 0.1, 0.055, 0.0296, 0.01] | [10.0, 2.84, 0.368, 0.164, 0.1, 0.0621, 0.0378, 0.0195, 0.01] | 0 | [95.0, 110.0, 125.0, 150.0, 165.0, 200.0, 250.0, 390.0] | [189.0, 220.0, 300.0, 350.0, 393.0, 450.0, 530.0, 700.0, 960.0]
HV 40A | HV 40A | 40 | 0 | [10.0, 1.3, 0.161, 0.1, 0.0611, 0.0399, 0.0141, 0.01] | [10.0, 2.05, 0.369, 0.198, 0.1, 0.051, 0.0298, 0.01] | 0 | [120.0, 150.0, 200.0, 223.0, 260.0, 300.0, 450.0, 532.0] | [240.0, 300.0, 400.0, 450.0, 530.0, 650.0, 800.0, 1311.0]
HV 50A | HV 50A | 50 | 0 | [10.0, 3.215, 0.597, 0.198, 0.1, 0.0378, 0.022, 0.01] | [10.0, 3.64, 0.854, 0.281, 0.1, 0.0531, 0.022, 0.01] | 0 | [150.0, 170.0, 210.0, 250.0, 294.0, 400.0, 500.0, 711.0] | [300.0, 350.0, 450.0, 550.0, 700.0, 850.0, 1200.0, 1752.0]
HV 6.3A | HV 6.3A | 6.3 | 0 | [10.0, 1.39, 0.344, 0.168, 0.1, 0.056, 0.0263, 0.01] | [10.0, 1.711, 0.516, 0.198, 0.1, 0.0634, 0.0303, 0.01] | 0 | [19.0, 19.5, 20.4, 20.8, 22.0, 25.0, 32.0, 48.0] | [38.0, 40.0, 43.0, 48.0, 53.0, 60.0, 75.0, 118.0]
HV 63A | HV 63A | 63 | 0 | [10.0, 2.84, 0.368, 0.164, 0.1, 0.0621, 0.0378, 0.0195, 0.01] | [10.0, 1.82, 0.344, 0.1, 0.0467, 0.0269, 0.01] | 0 | [189.0, 220.0, 300.0, 350.0, 393.0, 450.0, 530.0, 700.0, 961.0] | [378.0, 500.0, 700.0, 934.0, 1200.0, 1500.0, 2366.0]
HV 80A | HV 80A | 80 | 0 | [10.0, 2.05, 0.369, 0.198, 0.1, 0.051, 0.0298, 0.01] | [10.0, 4.15, 1.03, 0.198, 0.1, 0.051, 0.0172, 0.01] | 0 | [240.0, 300.0, 400.0, 450.0, 530.0, 650.0, 800.0, 1311.0] | [480.0, 550.0, 700.0, 1000.0, 1260.0, 1600.0, 2500.0, 3227.0]
Siemens NH-1-100 | Siemens NH-1-100 | 100 | [5400.0, 2000.0, 400.0, 20.0, 1.0, 0.2, 0.012, 0.004] | 0 | 0 | [150.0, 190.0, 250.0, 430.0, 900.0, 1250.0, 2700.0, 3600.0] | 0 | 0
Siemens NH-1-125 | Siemens NH-1-125 | 125 | [4800.0, 120.0, 7.0, 0.1, 0.004] | 0 | 0 | [180.0, 400.0, 740.0, 2000.0, 4250.0] | 0 | 0
Siemens NH-1-16 | Siemens NH-1-16 | 16 | [4000.0, 400.0, 2.0, 0.1, 0.04, 0.01] | 0 | 0 | [26.0, 35.0, 75.0, 150.0, 200.0, 300.0] | 0 | 0
Siemens NH-1-160 | Siemens NH-1-160 | 160 | [4800.0, 120.0, 7.0, 0.1, 0.004] | 0 | 0 | [210.0, 500.0, 900.0, 2300.0, 5000.0] | 0 | 0
Siemens NH-1-25 | Siemens NH-1-25 | 25 | [4000.0, 1000.0, 10.0, 0.2, 0.02, 0.01] | 0 | 0 | [40.0, 50.0, 100.0, 210.0, 400.0, 500.0] | 0 | 0
Siemens NH-1-50 | Siemens NH-1-50 | 50 | [4000.0, 40.0, 4.0, 1.0, 0.02, 0.01] | 0 | 0 | [86.0, 200.0, 300.0, 400.0, 1000.0, 1280.0] | 0 | 0
Siemens NH-1-63 | Siemens NH-1-63 | 63 | [4000.0, 100.0, 10.0, 2.0, 0.04, 0.01] | 0 | 0 | [100.0, 200.0, 300.0, 400.0, 1000.0, 1500.0] | 0 | 0
Siemens NH-1-80 | Siemens NH-1-80 | 80 | [4800.0, 120.0, 7.0, 0.1, 0.01] | 0 | 0 | [150.58, 250.0, 450.0, 1150.0, 2470.0] | 0 | 0
Siemens NH-2-1000 | Siemens NH-2-1000 | 1000 | [4800.0, 120.0, 7.0, 0.1, 0.004] | 0 | 0 | [1900.0, 3500.0, 8400.0, 24000.0, 52000.0] | 0 | 0
Siemens NH-2-200 | Siemens NH-2-200 | 200 | [4800.0, 120.0, 7.0, 0.1, 0.004] | 0 | 0 | [280.0, 650.0, 1200.0, 3000.0, 7000.0] | 0 | 0
Siemens NH-2-224 | Siemens NH-2-224 | 224 | [4800.0, 120.0, 7.0, 0.2, 0.04, 0.004] | 0 | 0 | [400.0, 750.0, 1453.0, 3025.0, 4315.0, 7600.0] | 0 | 0
Siemens NH-2-250 | Siemens NH-2-250 | 250 | [4800.0, 120.0, 7.0, 0.1, 0.004] | 0 | 0 | [450.0, 800.0, 1650.0, 4000.0, 8500.0] | 0 | 0
Siemens NH-2-315 | Siemens NH-2-315 | 315 | [4800.0, 120.0, 7.0, 0.1, 0.004] | 0 | 0 | [550.0, 920.0, 1900.0, 5000.0, 11000.0] | 0 | 0
Siemens NH-2-355 | Siemens NH-2-355 | 355 | [4800.0, 120.0, 6.0, 0.1, 0.004] | 0 | 0 | [650.0, 1116.27, 2350.0, 5840.0, 12790.0] | 0 | 0
Siemens NH-2-400 | Siemens NH-2-400 | 400 | [4800.0, 120.0, 7.0, 0.1, 0.004] | 0 | 0 | [720.0, 1350.0, 2800.0, 6500.0, 15000.0] | 0 | 0
Siemens NH-2-425 | Siemens NH-2-425 | 425 | [4800.0, 120.0, 7.0, 0.1, 0.004] | 0 | 0 | [850.0, 1500.0, 3050.0, 7500.0, 16500.0] | 0 | 0
Siemens NH-2-630 | Siemens NH-2-630 | 630 | [4800.0, 120.0, 7.0, 0.1, 0.004] | 0 | 0 | [1200.0, 2000.0, 4800.0, 12000.0, 26000.0] | 0 | 0

## dtypes
| element | column | dtype
0 | bus | name | object
1 | bus | vn_kv | float64
2 | bus | type | object
3 | bus | zone | object
4 | bus | in_service | bool
5 | load | name | object
6 | load | bus | uint32
7 | load | p_mw | float64
8 | load | q_mvar | float64
9 | load | const_z_percent | float64
10 | load | const_i_percent | float64
11 | load | sn_mva | float64
12 | load | scaling | float64
13 | load | in_service | bool
14 | load | type | object
15 | ext_grid | name | object
16 | ext_grid | bus | uint32
17 | ext_grid | vm_pu | float64
18 | ext_grid | va_degree | float64
19 | ext_grid | slack_weight | float64
20 | ext_grid | in_service | bool
21 | line | name | object
22 | line | std_type | object
23 | line | from_bus | uint32
24 | line | to_bus | uint32
25 | line | length_km | float64
26 | line | r_ohm_per_km | float64
27 | line | x_ohm_per_km | float64
28 | line | c_nf_per_km | float64
29 | line | g_us_per_km | float64
30 | line | max_i_ka | float64
31 | line | df | float64
32 | line | parallel | uint32
33 | line | type | object
34 | line | in_service | bool
35 | trafo | name | object
36 | trafo | std_type | object
37 | trafo | hv_bus | uint32
38 | trafo | lv_bus | uint32
39 | trafo | sn_mva | float64
40 | trafo | vn_hv_kv | float64
41 | trafo | vn_lv_kv | float64
42 | trafo | vk_percent | float64
43 | trafo | vkr_percent | float64
44 | trafo | pfe_kw | float64
45 | trafo | i0_percent | float64
46 | trafo | shift_degree | float64
47 | trafo | tap_side | object
48 | trafo | tap_neutral | int32
49 | trafo | tap_min | int32
50 | trafo | tap_max | int32
51 | trafo | tap_step_percent | float64
52 | trafo | tap_step_degree | float64
53 | trafo | tap_pos | int32
54 | trafo | tap_phase_shifter | bool
55 | trafo | parallel | uint32
56 | trafo | df | float64
57 | trafo | in_service | bool
58 | line_geodata | coords | object
59 | bus_geodata | x | float64
60 | bus_geodata | y | float64
61 | bus_geodata | coords | object

## parameters
| version | format_version | converged | OPF_converged | name | f_hz | sn_mva
0 | 2.14.6 | 2.14.0 | FALSE | FALSE |  | 50 | 1