## bus
| name | vn_kv | type | zone | in_service
0 | bus_LV_5583-11_0_6_node_0 | 0.4 | n |  | TRUE
1 | bus_LV_5583-11_0_6_node_1 | 0.4 | n |  | TRUE
2 | bus_LV_5583-11_0_6_node_2 | 0.4 | n |  | TRUE
3 | bus_LV_5583-11_0_6_node_3 | 0.4 | n |  | TRUE
4 | bus_LV_5583-11_0_6_node_4 | 0.4 | n |  | TRUE
5 | bus_LV_5583-11_0_6_node_11 | 0.4 | n |  | TRUE
6 | bus_LV_5583-11_0_6_node_138 | 0.4 | n |  | TRUE
7 | bus_LV_5583-11_0_6_node_9 | 0.4 | n |  | TRUE
8 | bus_LV_5583-11_0_6_node_5 | 0.4 | n |  | TRUE
9 | bus_LV_5583-11_0_6_node_10 | 0.4 | n |  | TRUE
10 | bus_LV_5583-11_0_6_node_22 | 0.4 | n |  | TRUE
11 | bus_LV_5583-11_0_6_node_6 | 0.4 | n |  | TRUE
12 | bus_LV_5583-11_0_6_node_120 | 0.4 | n |  | TRUE
13 | bus_LV_5583-11_0_6_node_7 | 0.4 | n |  | TRUE
14 | bus_LV_5583-11_0_6_node_116 | 0.4 | n |  | TRUE
15 | bus_LV_5583-11_0_6_node_144 | 0.4 | n |  | TRUE
16 | bus_LV_5583-11_0_6_node_8 | 0.4 | n |  | TRUE
17 | bus_LV_5583-11_0_6_node_135 | 0.4 | n |  | TRUE
18 | bus_LV_5583-11_0_6_node_137 | 0.4 | n |  | TRUE
19 | bus_LV_5583-11_0_6_node_23 | 0.4 | n |  | TRUE
20 | bus_LV_5583-11_0_6_node_13 | 0.4 | n |  | TRUE
21 | bus_LV_5583-11_0_6_node_12 | 0.4 | n |  | TRUE
22 | bus_LV_5583-11_0_6_node_63 | 0.4 | n |  | TRUE
23 | bus_LV_5583-11_0_6_node_20 | 0.4 | n |  | TRUE
24 | bus_LV_5583-11_0_6_node_153 | 0.4 | n |  | TRUE
25 | bus_LV_5583-11_0_6_node_141 | 0.4 | n |  | TRUE
26 | bus_LV_5583-11_0_6_node_139 | 0.4 | n |  | TRUE
27 | bus_LV_5583-11_0_6_node_140 | 0.4 | n |  | TRUE
28 | bus_LV_5583-11_0_6_node_25 | 0.4 | n |  | TRUE
29 | bus_LV_5583-11_0_6_node_148 | 0.4 | n |  | TRUE
30 | bus_LV_5583-11_0_6_node_167 | 0.4 | n |  | TRUE
31 | bus_LV_5583-11_0_6_node_24 | 0.4 | n |  | TRUE
32 | bus_LV_5583-11_0_6_node_68 | 0.4 | n |  | TRUE
33 | bus_LV_5583-11_0_6_node_117 | 0.4 | n |  | TRUE
34 | bus_LV_5583-11_0_6_node_134 | 0.4 | n |  | TRUE
35 | bus_LV_5583-11_0_6_node_64 | 0.4 | n |  | TRUE
36 | bus_LV_5583-11_0_6_node_21 | 0.4 | n |  | TRUE
37 | bus_LV_5583-11_0_6_node_142 | 0.4 | n |  | TRUE
38 | bus_LV_5583-11_0_6_node_14 | 0.4 | n |  | TRUE
39 | bus_LV_5583-11_0_6_node_16 | 0.4 | n |  | TRUE
40 | bus_LV_5583-11_0_6_node_15 | 0.4 | n |  | TRUE
41 | bus_LV_5583-11_0_6_node_17 | 0.4 | n |  | TRUE
42 | bus_LV_5583-11_0_6_node_18 | 0.4 | n |  | TRUE
43 | bus_LV_5583-11_0_6_node_19 | 0.4 | n |  | TRUE
44 | bus_LV_5583-11_0_6_node_113 | 0.4 | n |  | TRUE
45 | bus_LV_5583-11_0_6_node_172 | 0.4 | n |  | TRUE
46 | bus_LV_5583-11_0_6_node_81 | 0.4 | n |  | TRUE
47 | bus_LV_5583-11_0_6_node_115 | 0.4 | n |  | TRUE
48 | bus_LV_5583-11_0_6_node_114 | 0.4 | n |  | TRUE
49 | bus_LV_5583-11_0_6_node_94 | 0.4 | n |  | TRUE
50 | bus_LV_5583-11_0_6_node_80 | 0.4 | n |  | TRUE
51 | bus_LV_5583-11_0_6_node_73 | 0.4 | n |  | TRUE
52 | bus_LV_5583-11_0_6_node_75 | 0.4 | n |  | TRUE
53 | bus_LV_5583-11_0_6_node_71 | 0.4 | n |  | TRUE
54 | bus_LV_5583-11_0_6_node_97 | 0.4 | n |  | TRUE
55 | bus_LV_5583-11_0_6_node_100 | 0.4 | n |  | TRUE
56 | bus_LV_5583-11_0_6_node_112 | 0.4 | n |  | TRUE
57 | bus_LV_5583-11_0_6_node_67 | 0.4 | n |  | TRUE
58 | bus_LV_5583-11_0_6_node_102 | 0.4 | n |  | TRUE
59 | bus_LV_5583-11_0_6_node_26 | 0.4 | n |  | TRUE
60 | bus_LV_5583-11_0_6_node_27 | 0.4 | n |  | TRUE
61 | bus_LV_5583-11_0_6_node_28 | 0.4 | n |  | TRUE
62 | bus_LV_5583-11_0_6_node_29 | 0.4 | n |  | TRUE
63 | bus_LV_5583-11_0_6_node_30 | 0.4 | n |  | TRUE
64 | bus_LV_5583-11_0_6_node_136 | 0.4 | n |  | TRUE
65 | bus_LV_5583-11_0_6_node_111 | 0.4 | n |  | TRUE
66 | bus_LV_5583-11_0_6_node_82 | 0.4 | n |  | TRUE
67 | bus_LV_5583-11_0_6_node_109 | 0.4 | n |  | TRUE
68 | bus_LV_5583-11_0_6_node_31 | 0.4 | n |  | TRUE
69 | bus_LV_5583-11_0_6_node_32 | 0.4 | n |  | TRUE
70 | bus_LV_5583-11_0_6_node_33 | 0.4 | n |  | TRUE
71 | bus_LV_5583-11_0_6_node_34 | 0.4 | n |  | TRUE
72 | bus_LV_5583-11_0_6_node_36 | 0.4 | n |  | TRUE
73 | bus_LV_5583-11_0_6_node_105 | 0.4 | n |  | TRUE
74 | bus_LV_5583-11_0_6_node_69 | 0.4 | n |  | TRUE
75 | bus_LV_5583-11_0_6_node_159 | 0.4 | n |  | TRUE
76 | bus_LV_5583-11_0_6_node_162 | 0.4 | n |  | TRUE
77 | bus_LV_5583-11_0_6_node_79 | 0.4 | n |  | TRUE
78 | bus_LV_5583-11_0_6_node_158 | 0.4 | n |  | TRUE
79 | bus_LV_5583-11_0_6_node_160 | 0.4 | n |  | TRUE
80 | bus_LV_5583-11_0_6_node_37 | 0.4 | n |  | TRUE
81 | bus_LV_5583-11_0_6_node_39 | 0.4 | n |  | TRUE
82 | bus_LV_5583-11_0_6_node_38 | 0.4 | n |  | TRUE
83 | bus_LV_5583-11_0_6_node_40 | 0.4 | n |  | TRUE
84 | bus_LV_5583-11_0_6_node_41 | 0.4 | n |  | TRUE
85 | bus_LV_5583-11_0_6_node_78 | 0.4 | n |  | TRUE
86 | bus_LV_5583-11_0_6_node_70 | 0.4 | n |  | TRUE
87 | bus_LV_5583-11_0_6_node_87 | 0.4 | n |  | TRUE
88 | bus_LV_5583-11_0_6_node_77 | 0.4 | n |  | TRUE
89 | bus_LV_5583-11_0_6_node_98 | 0.4 | n |  | TRUE
90 | bus_LV_5583-11_0_6_node_86 | 0.4 | n |  | TRUE
91 | bus_LV_5583-11_0_6_node_42 | 0.4 | n |  | TRUE
92 | bus_LV_5583-11_0_6_node_43 | 0.4 | n |  | TRUE
93 | bus_LV_5583-11_0_6_node_44 | 0.4 | n |  | TRUE
94 | bus_LV_5583-11_0_6_node_45 | 0.4 | n |  | TRUE
95 | bus_LV_5583-11_0_6_node_46 | 0.4 | n |  | TRUE
96 | bus_LV_5583-11_0_6_node_89 | 0.4 | n |  | TRUE
97 | bus_LV_5583-11_0_6_node_129 | 0.4 | n |  | TRUE
98 | bus_LV_5583-11_0_6_node_57 | 0.4 | n |  | TRUE
99 | bus_LV_5583-11_0_6_node_88 | 0.4 | n |  | TRUE
100 | bus_LV_5583-11_0_6_node_146 | 0.4 | n |  | TRUE
101 | bus_LV_5583-11_0_6_node_127 | 0.4 | n |  | TRUE
102 | bus_LV_5583-11_0_6_node_55 | 0.4 | n |  | TRUE
103 | bus_LV_5583-11_0_6_node_56 | 0.4 | n |  | TRUE
104 | bus_LV_5583-11_0_6_node_47 | 0.4 | n |  | TRUE
105 | bus_LV_5583-11_0_6_node_48 | 0.4 | n |  | TRUE
106 | bus_LV_5583-11_0_6_node_49 | 0.4 | n |  | TRUE
107 | bus_LV_5583-11_0_6_node_50 | 0.4 | n |  | TRUE
108 | bus_LV_5583-11_0_6_node_51 | 0.4 | n |  | TRUE
109 | bus_LV_5583-11_0_6_node_52 | 0.4 | n |  | TRUE
110 | bus_LV_5583-11_0_6_node_65 | 0.4 | n |  | TRUE
111 | bus_LV_5583-11_0_6_node_92 | 0.4 | n |  | TRUE
112 | bus_LV_5583-11_0_6_node_66 | 0.4 | n |  | TRUE
113 | bus_LV_5583-11_0_6_node_91 | 0.4 | n |  | TRUE
114 | bus_LV_5583-11_0_6_node_53 | 0.4 | n |  | TRUE
115 | bus_LV_5583-11_0_6_node_54 | 0.4 | n |  | TRUE
116 | bus_LV_5583-11_0_6_node_58 | 0.4 | n |  | TRUE
117 | bus_LV_5583-11_0_6_node_59 | 0.4 | n |  | TRUE
118 | bus_LV_5583-11_0_6_node_60 | 0.4 | n |  | TRUE
119 | bus_LV_5583-11_0_6_node_61 | 0.4 | n |  | TRUE
120 | bus_LV_5583-11_0_6_node_62 | 0.4 | n |  | TRUE
121 | bus_LV_5583-11_0_6_node_106 | 0.4 | n |  | TRUE
122 | bus_LV_5583-11_0_6_node_76 | 0.4 | n |  | TRUE
123 | bus_LV_5583-11_0_6_node_124 | 0.4 | n |  | TRUE
124 | bus_LV_5583-11_0_6_node_123 | 0.4 | n |  | TRUE
125 | bus_LV_5583-11_0_6_node_84 | 0.4 | n |  | TRUE
126 | bus_LV_5583-11_0_6_node_72 | 0.4 | n |  | TRUE
127 | bus_LV_5583-11_0_6_node_74 | 0.4 | n |  | TRUE
128 | bus_LV_5583-11_0_6_node_155 | 0.4 | n |  | TRUE
129 | bus_LV_5583-11_0_6_node_130 | 0.4 | n |  | TRUE
130 | bus_LV_5583-11_0_6_node_131 | 0.4 | n |  | TRUE
131 | bus_LV_5583-11_0_6_node_93 | 0.4 | n |  | TRUE
132 | bus_LV_5583-11_0_6_node_83 | 0.4 | n |  | TRUE
133 | bus_LV_5583-11_0_6_node_85 | 0.4 | n |  | TRUE
134 | bus_LV_5583-11_0_6_node_90 | 0.4 | n |  | TRUE
135 | bus_LV_5583-11_0_6_node_99 | 0.4 | n |  | TRUE
136 | bus_LV_5583-11_0_6_node_101 | 0.4 | n |  | TRUE
137 | bus_LV_5583-11_0_6_node_103 | 0.4 | n |  | TRUE
138 | bus_LV_5583-11_0_6_node_104 | 0.4 | n |  | TRUE
139 | bus_LV_5583-11_0_6_node_125 | 0.4 | n |  | TRUE
140 | bus_LV_5583-11_0_6_node_107 | 0.4 | n |  | TRUE
141 | bus_LV_5583-11_0_6_node_108 | 0.4 | n |  | TRUE
142 | bus_LV_5583-11_0_6_node_110 | 0.4 | n |  | TRUE
143 | bus_LV_5583-11_0_6_node_133 | 0.4 | n |  | TRUE
144 | bus_LV_5583-11_0_6_node_145 | 0.4 | n |  | TRUE
145 | bus_LV_5583-11_0_6_node_118 | 0.4 | n |  | TRUE
146 | bus_LV_5583-11_0_6_node_119 | 0.4 | n |  | TRUE
147 | bus_LV_5583-11_0_6_node_171 | 0.4 | n |  | TRUE
148 | bus_LV_5583-11_0_6_node_121 | 0.4 | n |  | TRUE
149 | bus_LV_5583-11_0_6_node_122 | 0.4 | n |  | TRUE
150 | bus_LV_5583-11_0_6_node_126 | 0.4 | n |  | TRUE
151 | bus_LV_5583-11_0_6_node_128 | 0.4 | n |  | TRUE
152 | bus_LV_5583-11_0_6_node_149 | 0.4 | n |  | TRUE
153 | bus_LV_5583-11_0_6_node_168 | 0.4 | n |  | TRUE
154 | bus_LV_5583-11_0_6_node_132 | 0.4 | n |  | TRUE
155 | bus_LV_5583-11_0_6_node_147 | 0.4 | n |  | TRUE
156 | bus_LV_5583-11_0_6_node_150 | 0.4 | n |  | TRUE
157 | bus_LV_5583-11_0_6_node_143 | 0.4 | n |  | TRUE
158 | bus_LV_5583-11_0_6_node_152 | 0.4 | n |  | TRUE
159 | bus_LV_5583-11_0_6_node_151 | 0.4 | n |  | TRUE
160 | bus_LV_5583-11_0_6_node_169 | 0.4 | n |  | TRUE
161 | bus_LV_5583-11_0_6_node_156 | 0.4 | n |  | TRUE
162 | bus_LV_5583-11_0_6_node_157 | 0.4 | n |  | TRUE
163 | bus_LV_5583-11_0_6_node_161 | 0.4 | n |  | TRUE
164 | bus_LV_5583-11_0_6_node_163 | 0.4 | n |  | TRUE
165 | bus_LV_5583-11_0_6_node_164 | 0.4 | n |  | TRUE
166 | bus_LV_5583-11_0_6_node_165 | 0.4 | n |  | TRUE
167 | bus_LV_5583-11_0_6_node_166 | 0.4 | n |  | TRUE
168 | bus_LV_5583-11_0_6_node_170 | 0.4 | n |  | TRUE
169 | bus_MV_622_0_node_0 | 20 | n |  | TRUE

## load
| name | bus | p_mw | q_mvar | const_z_percent | const_i_percent | sn_mva | scaling | in_service | type
0 | LV_5583-11_0_6_load_0 | 0 | 0.00099032 | 0.0002482 | 0 | 0 |  | 1 | TRUE | wye
1 | LV_5583-11_0_6_load_3 | 3 | 0.0067725 | 0.0016973 | 0 | 0 |  | 1 | TRUE | wye
2 | LV_5583-11_0_6_load_11 | 5 | 0.0019131 | 0.00047946 | 0 | 0 |  | 1 | TRUE | wye
3 | LV_5583-11_0_6_load_22 | 10 | 0.0032252 | 0.00080832 | 0 | 0 |  | 1 | TRUE | wye
4 | LV_5583-11_0_6_load_120 | 12 | 0.0017276 | 0.00043297 | 0 | 0 |  | 1 | TRUE | wye
5 | LV_5583-11_0_6_load_116 | 14 | 0.001003 | 0.00025136 | 0 | 0 |  | 1 | TRUE | wye
6 | LV_5583-11_0_6_load_144 | 15 | 0.0016097 | 0.00040343 | 0 | 0 |  | 1 | TRUE | wye
7 | LV_5583-11_0_6_load_135 | 17 | 0.002056 | 0.00051528 | 0 | 0 |  | 1 | TRUE | wye
8 | LV_5583-11_0_6_load_137 | 18 | 0.0046373 | 0.0011622 | 0 | 0 |  | 1 | TRUE | wye
9 | LV_5583-11_0_6_load_23 | 19 | 0.00042398 | 0.00010626 | 0 | 0 |  | 1 | TRUE | wye
10 | LV_5583-11_0_6_load_63 | 22 | 0.038741 | 0.0097095 | 0 | 0 |  | 1 | TRUE | wye
11 | LV_5583-11_0_6_load_20 | 23 | 0.0027146 | 0.00068035 | 0 | 0 |  | 1 | TRUE | wye
12 | LV_5583-11_0_6_load_153 | 24 | 0.0074687 | 0.0018718 | 0 | 0 |  | 1 | TRUE | wye
13 | LV_5583-11_0_6_load_141 | 25 | 0.0029216 | 0.00073223 | 0 | 0 |  | 1 | TRUE | wye
14 | LV_5583-11_0_6_load_139 | 26 | 0.0063987 | 0.0016037 | 0 | 0 |  | 1 | TRUE | wye
15 | LV_5583-11_0_6_load_140 | 27 | 0.0061144 | 0.0015324 | 0 | 0 |  | 1 | TRUE | wye
16 | LV_5583-11_0_6_load_148 | 29 | 0.0011787 | 0.00029541 | 0 | 0 |  | 1 | TRUE | wye
17 | LV_5583-11_0_6_load_167 | 30 | 0.0017684 | 0.0004432 | 0 | 0 |  | 1 | TRUE | wye
18 | LV_5583-11_0_6_load_68 | 32 | 0.0039706 | 0.00099512 | 0 | 0 |  | 1 | TRUE | wye
19 | LV_5583-11_0_6_load_134 | 34 | 0.0015093 | 0.00037826 | 0 | 0 |  | 1 | TRUE | wye
20 | LV_5583-11_0_6_load_64 | 35 | 0.0012587 | 0.00031547 | 0 | 0 |  | 1 | TRUE | wye
21 | LV_5583-11_0_6_load_21 | 36 | 0.0029509 | 0.00073957 | 0 | 0 |  | 1 | TRUE | wye
22 | LV_5583-11_0_6_load_142 | 37 | 0.0047262 | 0.0011845 | 0 | 0 |  | 1 | TRUE | wye
23 | LV_5583-11_0_6_load_14 | 38 | 0.0015986 | 0.00040064 | 0 | 0 |  | 1 | TRUE | wye
24 | LV_5583-11_0_6_load_15 | 40 | 0.0018365 | 0.00046028 | 0 | 0 |  | 1 | TRUE | wye
25 | LV_5583-11_0_6_load_17 | 41 | 0.0048189 | 0.0012077 | 0 | 0 |  | 1 | TRUE | wye
26 | LV_5583-11_0_6_load_113 | 44 | 0.0018339 | 0.00045961 | 0 | 0 |  | 1 | TRUE | wye
27 | LV_5583-11_0_6_load_172 | 45 | 0.0016393 | 0.00041085 | 0 | 0 |  | 1 | TRUE | wye
28 | LV_5583-11_0_6_load_115 | 47 | 0.0025535 | 0.00063997 | 0 | 0 |  | 1 | TRUE | wye
29 | LV_5583-11_0_6_load_114 | 48 | 0.0021689 | 0.00054358 | 0 | 0 |  | 1 | TRUE | wye
30 | LV_5583-11_0_6_load_94 | 49 | 0.0016551 | 0.0004148 | 0 | 0 |  | 1 | TRUE | wye
31 | LV_5583-11_0_6_load_75 | 52 | 0.0014704 | 0.00036853 | 0 | 0 |  | 1 | TRUE | wye
32 | LV_5583-11_0_6_load_71 | 53 | 0.0044568 | 0.001117 | 0 | 0 |  | 1 | TRUE | wye
33 | LV_5583-11_0_6_load_112 | 56 | 0.002688 | 0.00067368 | 0 | 0 |  | 1 | TRUE | wye
34 | LV_5583-11_0_6_load_67 | 57 | 0.004163 | 0.0010433 | 0 | 0 |  | 1 | TRUE | wye
35 | LV_5583-11_0_6_load_102 | 58 | 0.0020719 | 0.00051927 | 0 | 0 |  | 1 | TRUE | wye
36 | LV_5583-11_0_6_load_26 | 59 | 0.0014157 | 0.00035482 | 0 | 0 |  | 1 | TRUE | wye
37 | LV_5583-11_0_6_load_27 | 60 | 0.00092889 | 0.0002328 | 0 | 0 |  | 1 | TRUE | wye
38 | LV_5583-11_0_6_load_28 | 61 | 0.0022074 | 0.00055322 | 0 | 0 |  | 1 | TRUE | wye
39 | LV_5583-11_0_6_load_29 | 62 | 0.00056396 | 0.00014134 | 0 | 0 |  | 1 | TRUE | wye
40 | LV_5583-11_0_6_load_30 | 63 | 0.0025758 | 0.00064556 | 0 | 0 |  | 1 | TRUE | wye
41 | LV_5583-11_0_6_load_136 | 64 | 0.0025744 | 0.00064521 | 0 | 0 |  | 1 | TRUE | wye
42 | LV_5583-11_0_6_load_82 | 66 | 0.0020862 | 0.00052285 | 0 | 0 |  | 1 | TRUE | wye
43 | LV_5583-11_0_6_load_109 | 67 | 0.0020892 | 0.00052361 | 0 | 0 |  | 1 | TRUE | wye
44 | LV_5583-11_0_6_load_31 | 68 | 0.013116 | 0.0032873 | 0 | 0 |  | 1 | TRUE | wye
45 | LV_5583-11_0_6_load_105 | 73 | 0.015407 | 0.0038613 | 0 | 0 |  | 1 | TRUE | wye
46 | LV_5583-11_0_6_load_69 | 74 | 0.0045767 | 0.001147 | 0 | 0 |  | 1 | TRUE | wye
47 | LV_5583-11_0_6_load_159 | 75 | 0.0053861 | 0.0013499 | 0 | 0 |  | 1 | TRUE | wye
48 | LV_5583-11_0_6_load_162 | 76 | 0.0049928 | 0.0012513 | 0 | 0 |  | 1 | TRUE | wye
49 | LV_5583-11_0_6_load_79 | 77 | 0.0016176 | 0.00040541 | 0 | 0 |  | 1 | TRUE | wye
50 | LV_5583-11_0_6_load_158 | 78 | 0.0059326 | 0.0014869 | 0 | 0 |  | 1 | TRUE | wye
51 | LV_5583-11_0_6_load_160 | 79 | 0.0075449 | 0.0018909 | 0 | 0 |  | 1 | TRUE | wye
52 | LV_5583-11_0_6_load_37 | 80 | 0.001601 | 0.00040125 | 0 | 0 |  | 1 | TRUE | wye
53 | LV_5583-11_0_6_load_39 | 81 | 0.0017851 | 0.00044739 | 0 | 0 |  | 1 | TRUE | wye
54 | LV_5583-11_0_6_load_38 | 82 | 0.002546 | 0.0006381 | 0 | 0 |  | 1 | TRUE | wye
55 | LV_5583-11_0_6_load_40 | 83 | 0.0016236 | 0.0004069 | 0 | 0 |  | 1 | TRUE | wye
56 | LV_5583-11_0_6_load_41 | 84 | 0.0062193 | 0.0015587 | 0 | 0 |  | 1 | TRUE | wye
57 | LV_5583-11_0_6_load_87 | 87 | 0.0026642 | 0.0006677 | 0 | 0 |  | 1 | TRUE | wye
58 | LV_5583-11_0_6_load_77 | 88 | 0.0018722 | 0.00046923 | 0 | 0 |  | 1 | TRUE | wye
59 | LV_5583-11_0_6_load_98 | 89 | 0.0022283 | 0.00055846 | 0 | 0 |  | 1 | TRUE | wye
60 | LV_5583-11_0_6_load_86 | 90 | 0.0043479 | 0.0010897 | 0 | 0 |  | 1 | TRUE | wye
61 | LV_5583-11_0_6_load_42 | 91 | 0.0024389 | 0.00061124 | 0 | 0 |  | 1 | TRUE | wye
62 | LV_5583-11_0_6_load_43 | 92 | 0.0025646 | 0.00064275 | 0 | 0 |  | 1 | TRUE | wye
63 | LV_5583-11_0_6_load_44 | 93 | 0.0035292 | 0.0008845 | 0 | 0 |  | 1 | TRUE | wye
64 | LV_5583-11_0_6_load_45 | 94 | 0.0049949 | 0.0012518 | 0 | 0 |  | 1 | TRUE | wye
65 | LV_5583-11_0_6_load_89 | 96 | 0.0024185 | 0.00060613 | 0 | 0 |  | 1 | TRUE | wye
66 | LV_5583-11_0_6_load_88 | 99 | 0.0048539 | 0.0012165 | 0 | 0 |  | 1 | TRUE | wye
67 | LV_5583-11_0_6_load_146 | 100 | 0.0030154 | 0.00075573 | 0 | 0 |  | 1 | TRUE | wye
68 | LV_5583-11_0_6_load_56 | 103 | 0.002585 | 0.00064787 | 0 | 0 |  | 1 | TRUE | wye
69 | LV_5583-11_0_6_load_47 | 104 | 0.0049256 | 0.0012345 | 0 | 0 |  | 1 | TRUE | wye
70 | LV_5583-11_0_6_load_48 | 105 | 0.0019139 | 0.00047967 | 0 | 0 |  | 1 | TRUE | wye
71 | LV_5583-11_0_6_load_50 | 107 | 0.0019777 | 0.00049565 | 0 | 0 |  | 1 | TRUE | wye
72 | LV_5583-11_0_6_load_51 | 108 | 0.0049324 | 0.0012362 | 0 | 0 |  | 1 | TRUE | wye
73 | LV_5583-11_0_6_load_52 | 109 | 0.0051143 | 0.0012818 | 0 | 0 |  | 1 | TRUE | wye
74 | LV_5583-11_0_6_load_65 | 110 | 0.0053013 | 0.0013286 | 0 | 0 |  | 1 | TRUE | wye
75 | LV_5583-11_0_6_load_92 | 111 | 0.004957 | 0.0012423 | 0 | 0 |  | 1 | TRUE | wye
76 | LV_5583-11_0_6_load_91 | 113 | 0.0053369 | 0.0013376 | 0 | 0 |  | 1 | TRUE | wye
77 | LV_5583-11_0_6_load_53 | 114 | 0.015868 | 0.0039769 | 0 | 0 |  | 1 | TRUE | wye
78 | LV_5583-11_0_6_load_54 | 115 | 0.01537 | 0.003852 | 0 | 0 |  | 1 | TRUE | wye
79 | LV_5583-11_0_6_load_58 | 116 | 0.0021859 | 0.00054783 | 0 | 0 |  | 1 | TRUE | wye
80 | LV_5583-11_0_6_load_59 | 117 | 0.0023856 | 0.00059788 | 0 | 0 |  | 1 | TRUE | wye
81 | LV_5583-11_0_6_load_60 | 118 | 0.0019702 | 0.00049377 | 0 | 0 |  | 1 | TRUE | wye
82 | LV_5583-11_0_6_load_61 | 119 | 0.0015446 | 0.00038712 | 0 | 0 |  | 1 | TRUE | wye
83 | LV_5583-11_0_6_load_62 | 120 | 0.0020343 | 0.00050985 | 0 | 0 |  | 1 | TRUE | wye
84 | LV_5583-11_0_6_load_106 | 121 | 0.0043192 | 0.0010825 | 0 | 0 |  | 1 | TRUE | wye
85 | LV_5583-11_0_6_load_76 | 122 | 0.0020104 | 0.00050385 | 0 | 0 |  | 1 | TRUE | wye
86 | LV_5583-11_0_6_load_123 | 124 | 0.0020851 | 0.00052258 | 0 | 0 |  | 1 | TRUE | wye
87 | LV_5583-11_0_6_load_84 | 125 | 0.0050906 | 0.0012758 | 0 | 0 |  | 1 | TRUE | wye
88 | LV_5583-11_0_6_load_72 | 126 | 0.002225 | 0.00055763 | 0 | 0 |  | 1 | TRUE | wye
89 | LV_5583-11_0_6_load_155 | 128 | 0.0054916 | 0.0013763 | 0 | 0 |  | 1 | TRUE | wye
90 | LV_5583-11_0_6_load_130 | 129 | 0.0057855 | 0.00145 | 0 | 0 |  | 1 | TRUE | wye
91 | LV_5583-11_0_6_load_131 | 130 | 0.0025185 | 0.00063119 | 0 | 0 |  | 1 | TRUE | wye
92 | LV_5583-11_0_6_load_93 | 131 | 0.0015814 | 0.00039633 | 0 | 0 |  | 1 | TRUE | wye
93 | LV_5583-11_0_6_load_83 | 132 | 0.0061175 | 0.0015332 | 0 | 0 |  | 1 | TRUE | wye
94 | LV_5583-11_0_6_load_85 | 133 | 0.0085938 | 0.0021538 | 0 | 0 |  | 1 | TRUE | wye
95 | LV_5583-11_0_6_load_90 | 134 | 0.0047206 | 0.0011831 | 0 | 0 |  | 1 | TRUE | wye
96 | LV_5583-11_0_6_load_99 | 135 | 0.003377 | 0.00084636 | 0 | 0 |  | 1 | TRUE | wye
97 | LV_5583-11_0_6_load_103 | 137 | 0.0023032 | 0.00057724 | 0 | 0 |  | 1 | TRUE | wye
98 | LV_5583-11_0_6_load_104 | 138 | 0.0045622 | 0.0011434 | 0 | 0 |  | 1 | TRUE | wye
99 | LV_5583-11_0_6_load_125 | 139 | 0.0026279 | 0.00065862 | 0 | 0 |  | 1 | TRUE | wye
100 | LV_5583-11_0_6_load_107 | 140 | 0.0024387 | 0.00061119 | 0 | 0 |  | 1 | TRUE | wye
101 | LV_5583-11_0_6_load_108 | 141 | 0.0019482 | 0.00048827 | 0 | 0 |  | 1 | TRUE | wye
102 | LV_5583-11_0_6_load_110 | 142 | 0.0021056 | 0.0005277 | 0 | 0 |  | 1 | TRUE | wye
103 | LV_5583-11_0_6_load_145 | 144 | 0.0035719 | 0.00089521 | 0 | 0 |  | 1 | TRUE | wye
104 | LV_5583-11_0_6_load_118 | 145 | 0.0012137 | 0.00030417 | 0 | 0 |  | 1 | TRUE | wye
105 | LV_5583-11_0_6_load_171 | 147 | 0.005744 | 0.0014396 | 0 | 0 |  | 1 | TRUE | wye
106 | LV_5583-11_0_6_load_121 | 148 | 0.0027439 | 0.0006877 | 0 | 0 |  | 1 | TRUE | wye
107 | LV_5583-11_0_6_load_122 | 149 | 0.0019663 | 0.00049281 | 0 | 0 |  | 1 | TRUE | wye
108 | LV_5583-11_0_6_load_126 | 150 | 0.0017122 | 0.00042912 | 0 | 0 |  | 1 | TRUE | wye
109 | LV_5583-11_0_6_load_128 | 151 | 0.0041739 | 0.0010461 | 0 | 0 |  | 1 | TRUE | wye
110 | LV_5583-11_0_6_load_149 | 152 | 0.0022268 | 0.00055809 | 0 | 0 |  | 1 | TRUE | wye
111 | LV_5583-11_0_6_load_168 | 153 | 0.0013426 | 0.00033649 | 0 | 0 |  | 1 | TRUE | wye
112 | LV_5583-11_0_6_load_132 | 154 | 0.0017726 | 0.00044426 | 0 | 0 |  | 1 | TRUE | wye
113 | LV_5583-11_0_6_load_147 | 155 | 0.0052456 | 0.0013147 | 0 | 0 |  | 1 | TRUE | wye
114 | LV_5583-11_0_6_load_150 | 156 | 0.0021021 | 0.00052683 | 0 | 0 |  | 1 | TRUE | wye
115 | LV_5583-11_0_6_load_152 | 158 | 0.0070281 | 0.0017614 | 0 | 0 |  | 1 | TRUE | wye
116 | LV_5583-11_0_6_load_151 | 159 | 0.0038207 | 0.00095756 | 0 | 0 |  | 1 | TRUE | wye
117 | LV_5583-11_0_6_load_169 | 160 | 0.0024703 | 0.00061912 | 0 | 0 |  | 1 | TRUE | wye
118 | LV_5583-11_0_6_load_156 | 161 | 0.0061771 | 0.0015481 | 0 | 0 |  | 1 | TRUE | wye
119 | LV_5583-11_0_6_load_157 | 162 | 0.004795 | 0.0012017 | 0 | 0 |  | 1 | TRUE | wye
120 | LV_5583-11_0_6_load_161 | 163 | 0.0046598 | 0.0011679 | 0 | 0 |  | 1 | TRUE | wye
121 | LV_5583-11_0_6_load_163 | 164 | 0.0072954 | 0.0018284 | 0 | 0 |  | 1 | TRUE | wye
122 | LV_5583-11_0_6_load_164 | 165 | 0.0070705 | 0.001772 | 0 | 0 |  | 1 | TRUE | wye
123 | LV_5583-11_0_6_load_165 | 166 | 0.0049677 | 0.001245 | 0 | 0 |  | 1 | TRUE | wye
124 | LV_5583-11_0_6_load_166 | 167 | 0.010296 | 0.0025805 | 0 | 0 |  | 1 | TRUE | wye
125 | LV_5583-11_0_6_load_170 | 168 | 0.0032965 | 0.00082617 | 0 | 0 |  | 1 | TRUE | wye

## ext_grid
| name | bus | vm_pu | va_degree | slack_weight | in_service
0 |  | 30 | 1 | 0 | 1 | TRUE

## line
| name | std_type | from_bus | to_bus | length_km | r_ohm_per_km | x_ohm_per_km | c_nf_per_km | g_us_per_km | max_i_ka | df | parallel | type | in_service
0 | LV_5583-11_0_6_line_0 |  | 0 | 1 | 0.02457 | 0.125 | 0.08 | 261 | 0 | 0.364 | 1 | 1 | cs | TRUE
1 | LV_5583-11_0_6_line_1 |  | 0 | 2 | 0.013699 | 0.125 | 0.08 | 261 | 0 | 0.364 | 1 | 1 | cs | TRUE
2 | LV_5583-11_0_6_line_2 |  | 1 | 3 | 0.046211 | 0.125 | 0.08 | 261 | 0 | 0.364 | 1 | 1 | cs | TRUE
3 | LV_5583-11_0_6_line_3 |  | 1 | 4 | 0.049201 | 0.125 | 0.08 | 261 | 0 | 0.364 | 1 | 1 | cs | TRUE
4 | LV_5583-11_0_6_line_4 |  | 2 | 5 | 0.020059 | 0.125 | 0.08 | 261 | 0 | 0.364 | 1 | 1 | cs | TRUE
5 | LV_5583-11_0_6_line_5 |  | 3 | 6 | 0.00077181 | 0.125 | 0.08 | 261 | 0 | 0.364 | 1 | 1 | cs | TRUE
6 | LV_5583-11_0_6_line_6 |  | 4 | 7 | 0.023273 | 0.125 | 0.08 | 261 | 0 | 0.364 | 1 | 1 | cs | TRUE
7 | LV_5583-11_0_6_line_7 |  | 5 | 23 | 0.0030377 | 0.125 | 0.08 | 261 | 0 | 0.364 | 1 | 1 | cs | TRUE
8 | LV_5583-11_0_6_line_8 |  | 6 | 26 | 0.020557 | 0.125 | 0.08 | 261 | 0 | 0.364 | 1 | 1 | cs | TRUE
9 | LV_5583-11_0_6_line_9 |  | 6 | 27 | 0.019509 | 0.125 | 0.08 | 261 | 0 | 0.364 | 1 | 1 | cs | TRUE
10 | LV_5583-11_0_6_line_10 |  | 7 | 19 | 0.042193 | 0.125 | 0.08 | 261 | 0 | 0.364 | 1 | 1 | cs | TRUE
11 | LV_5583-11_0_6_line_11 |  | 7 | 10 | 0.0202 | 0.125 | 0.08 | 261 | 0 | 0.364 | 1 | 1 | cs | TRUE
12 | LV_5583-11_0_6_line_12 |  | 7 | 16 | 0.02156 | 0.125 | 0.08 | 261 | 0 | 0.364 | 1 | 1 | cs | TRUE
13 | LV_5583-11_0_6_line_13 |  | 8 | 9 | 0.0526 | 0.125 | 0.08 | 261 | 0 | 0.364 | 1 | 1 | cs | TRUE
14 | LV_5583-11_0_6_line_14 |  | 8 | 10 | 0.013766 | 0.125 | 0.08 | 261 | 0 | 0.364 | 1 | 1 | cs | TRUE
15 | LV_5583-11_0_6_line_15 |  | 9 | 20 | 0.047125 | 0.125 | 0.08 | 261 | 0 | 0.364 | 1 | 1 | cs | TRUE
16 | LV_5583-11_0_6_line_16 |  | 9 | 21 | 0.097392 | 0.125 | 0.08 | 261 | 0 | 0.364 | 1 | 1 | cs | TRUE
17 | LV_5583-11_0_6_line_17 |  | 9 | 22 | 0.013037 | 0.125 | 0.08 | 261 | 0 | 0.364 | 1 | 1 | cs | TRUE
18 | LV_5583-11_0_6_line_18 |  | 11 | 12 | 0.013991 | 0.125 | 0.08 | 261 | 0 | 0.364 | 1 | 1 | cs | TRUE
19 | LV_5583-11_0_6_line_19 |  | 11 | 13 | 0.013941 | 0.125 | 0.08 | 261 | 0 | 0.364 | 1 | 1 | cs | TRUE
20 | LV_5583-11_0_6_line_20 |  | 11 | 14 | 0.030402 | 0.125 | 0.08 | 261 | 0 | 0.364 | 1 | 1 | cs | TRUE
21 | LV_5583-11_0_6_line_21 |  | 13 | 15 | 0.045815 | 0.125 | 0.08 | 261 | 0 | 0.364 | 1 | 2 | cs | TRUE
22 | LV_5583-11_0_6_line_22 |  | 13 | 16 | 0.053861 | 0.125 | 0.08 | 261 | 0 | 0.364 | 1 | 1 | cs | TRUE
23 | LV_5583-11_0_6_line_23 |  | 13 | 17 | 0.020758 | 0.125 | 0.08 | 261 | 0 | 0.364 | 1 | 1 | cs | TRUE
24 | LV_5583-11_0_6_line_24 |  | 14 | 33 | 0.0069935 | 0.125 | 0.08 | 261 | 0 | 0.364 | 1 | 1 | cs | TRUE
25 | LV_5583-11_0_6_line_25 |  | 15 | 29 | 0.022774 | 0.125 | 0.08 | 261 | 0 | 0.364 | 1 | 3 | cs | TRUE
26 | LV_5583-11_0_6_line_26 |  | 16 | 18 | 0.039992 | 0.125 | 0.08 | 261 | 0 | 0.364 | 1 | 1 | cs | TRUE
27 | LV_5583-11_0_6_line_27 |  | 17 | 34 | 0.017074 | 0.125 | 0.08 | 261 | 0 | 0.364 | 1 | 1 | cs | TRUE
28 | LV_5583-11_0_6_line_28 |  | 20 | 25 | 0.025164 | 0.125 | 0.08 | 261 | 0 | 0.364 | 1 | 1 | cs | TRUE
29 | LV_5583-11_0_6_line_29 |  | 21 | 24 | 0.015228 | 0.125 | 0.08 | 261 | 0 | 0.364 | 1 | 1 | cs | TRUE
30 | LV_5583-11_0_6_line_30 |  | 22 | 35 | 0.047162 | 0.125 | 0.08 | 261 | 0 | 0.364 | 1 | 1 | cs | TRUE
31 | LV_5583-11_0_6_line_31 |  | 23 | 36 | 0.011642 | 0.125 | 0.08 | 261 | 0 | 0.364 | 1 | 1 | cs | TRUE
32 | LV_5583-11_0_6_line_32 |  | 25 | 37 | 0.016737 | 0.125 | 0.08 | 261 | 0 | 0.364 | 1 | 1 | cs | TRUE
33 | LV_5583-11_0_6_line_33 |  | 28 | 29 | 0.036311 | 0.125 | 0.08 | 261 | 0 | 0.364 | 1 | 3 | cs | TRUE
34 | LV_5583-11_0_6_line_34 |  | 28 | 30 | 0.021787 | 0.125 | 0.08 | 261 | 0 | 0.364 | 1 | 3 | cs | TRUE
35 | LV_5583-11_0_6_line_35 |  | 28 | 31 | 0.018516 | 0.125 | 0.08 | 261 | 0 | 0.364 | 1 | 3 | cs | TRUE
36 | LV_5583-11_0_6_line_36 |  | 30 | 58 | 0.023476 | 0.125 | 0.08 | 261 | 0 | 0.364 | 1 | 3 | cs | TRUE
37 | LV_5583-11_0_6_line_37 |  | 31 | 32 | 0.11604 | 0.125 | 0.08 | 261 | 0 | 0.364 | 1 | 2 | cs | TRUE
38 | LV_5583-11_0_6_line_38 |  | 32 | 57 | 0.0092931 | 0.125 | 0.08 | 261 | 0 | 0.364 | 1 | 1 | cs | TRUE
39 | LV_5583-11_0_6_line_39 |  | 33 | 145 | 0.023393 | 0.125 | 0.08 | 261 | 0 | 0.364 | 1 | 1 | cs | TRUE
40 | LV_5583-11_0_6_line_40 |  | 33 | 146 | 0.012462 | 0.125 | 0.08 | 261 | 0 | 0.364 | 1 | 1 | cs | TRUE
41 | LV_5583-11_0_6_line_41 |  | 34 | 123 | 0.016781 | 0.125 | 0.08 | 261 | 0 | 0.364 | 1 | 1 | cs | TRUE
42 | LV_5583-11_0_6_line_42 |  | 36 | 51 | 0.01518 | 0.125 | 0.08 | 261 | 0 | 0.364 | 1 | 1 | cs | TRUE
43 | LV_5583-11_0_6_line_43 |  | 37 | 157 | 0.01106 | 0.125 | 0.08 | 261 | 0 | 0.364 | 1 | 1 | cs | TRUE
44 | LV_5583-11_0_6_line_44 |  | 38 | 39 | 0.014398 | 0.125 | 0.08 | 261 | 0 | 0.364 | 1 | 1 | cs | TRUE
45 | LV_5583-11_0_6_line_45 |  | 39 | 42 | 0.040411 | 0.125 | 0.08 | 261 | 0 | 0.364 | 1 | 1 | cs | TRUE
46 | LV_5583-11_0_6_line_46 |  | 39 | 43 | 0.042344 | 0.125 | 0.08 | 261 | 0 | 0.364 | 1 | 1 | cs | TRUE
47 | LV_5583-11_0_6_line_47 |  | 40 | 41 | 0.038521 | 0.125 | 0.08 | 261 | 0 | 0.364 | 1 | 1 | cs | TRUE
48 | LV_5583-11_0_6_line_48 |  | 41 | 44 | 0.015711 | 0.125 | 0.08 | 261 | 0 | 0.364 | 1 | 1 | cs | TRUE
49 | LV_5583-11_0_6_line_49 |  | 42 | 45 | 0.029877 | 0.125 | 0.08 | 261 | 0 | 0.364 | 1 | 1 | cs | TRUE
50 | LV_5583-11_0_6_line_50 |  | 43 | 46 | 0.026637 | 0.125 | 0.08 | 261 | 0 | 0.364 | 1 | 1 | cs | TRUE
51 | LV_5583-11_0_6_line_51 |  | 43 | 47 | 0.022693 | 0.125 | 0.08 | 261 | 0 | 0.364 | 1 | 1 | cs | TRUE
52 | LV_5583-11_0_6_line_52 |  | 44 | 48 | 0.024023 | 0.125 | 0.08 | 261 | 0 | 0.364 | 1 | 1 | cs | TRUE
53 | LV_5583-11_0_6_line_53 |  | 46 | 49 | 0.026324 | 0.125 | 0.08 | 261 | 0 | 0.364 | 1 | 1 | cs | TRUE
54 | LV_5583-11_0_6_line_54 |  | 46 | 50 | 0.010819 | 0.125 | 0.08 | 261 | 0 | 0.364 | 1 | 1 | cs | TRUE
55 | LV_5583-11_0_6_line_55 |  | 47 | 48 | 0.026514 | 0.125 | 0.08 | 261 | 0 | 0.364 | 1 | 1 | cs | TRUE
56 | LV_5583-11_0_6_line_56 |  | 49 | 131 | 0.034466 | 0.125 | 0.08 | 261 | 0 | 0.364 | 1 | 1 | cs | TRUE
57 | LV_5583-11_0_6_line_57 |  | 50 | 66 | 0.043458 | 0.125 | 0.08 | 261 | 0 | 0.364 | 1 | 1 | cs | TRUE
58 | LV_5583-11_0_6_line_58 |  | 50 | 77 | 0.080069 | 0.125 | 0.08 | 261 | 0 | 0.364 | 1 | 1 | cs | TRUE
59 | LV_5583-11_0_6_line_59 |  | 51 | 52 | 0.012011 | 0.125 | 0.08 | 261 | 0 | 0.364 | 1 | 1 | cs | TRUE
60 | LV_5583-11_0_6_line_60 |  | 51 | 53 | 0.0094567 | 0.125 | 0.08 | 261 | 0 | 0.364 | 1 | 1 | cs | TRUE
61 | LV_5583-11_0_6_line_61 |  | 52 | 129 | 0.0010716 | 0.125 | 0.08 | 261 | 0 | 0.364 | 1 | 1 | cs | TRUE
62 | LV_5583-11_0_6_line_62 |  | 53 | 126 | 0.048437 | 0.125 | 0.08 | 261 | 0 | 0.364 | 1 | 1 | cs | TRUE
63 | LV_5583-11_0_6_line_63 |  | 54 | 55 | 0.003937 | 0.125 | 0.08 | 261 | 0 | 0.364 | 1 | 1 | cs | TRUE
64 | LV_5583-11_0_6_line_64 |  | 54 | 56 | 0.027727 | 0.125 | 0.08 | 261 | 0 | 0.364 | 1 | 1 | cs | TRUE
65 | LV_5583-11_0_6_line_65 |  | 55 | 58 | 0.029765 | 0.125 | 0.08 | 261 | 0 | 0.364 | 1 | 3 | cs | TRUE
66 | LV_5583-11_0_6_line_66 |  | 55 | 135 | 0.013877 | 0.125 | 0.08 | 261 | 0 | 0.364 | 1 | 3 | cs | TRUE
67 | LV_5583-11_0_6_line_67 |  | 57 | 74 | 0.024199 | 0.125 | 0.08 | 261 | 0 | 0.364 | 1 | 1 | cs | TRUE
68 | LV_5583-11_0_6_line_68 |  | 59 | 60 | 0.005769 | 0.125 | 0.08 | 261 | 0 | 0.364 | 1 | 1 | cs | TRUE
69 | LV_5583-11_0_6_line_69 |  | 59 | 61 | 0.031907 | 0.125 | 0.08 | 261 | 0 | 0.364 | 1 | 1 | cs | TRUE
70 | LV_5583-11_0_6_line_70 |  | 60 | 62 | 0.010539 | 0.125 | 0.08 | 261 | 0 | 0.364 | 1 | 1 | cs | TRUE
71 | LV_5583-11_0_6_line_71 |  | 61 | 63 | 0.027117 | 0.125 | 0.08 | 261 | 0 | 0.364 | 1 | 1 | cs | TRUE
72 | LV_5583-11_0_6_line_72 |  | 62 | 64 | 0.016341 | 0.125 | 0.08 | 261 | 0 | 0.364 | 1 | 1 | cs | TRUE
73 | LV_5583-11_0_6_line_73 |  | 63 | 65 | 0.02247 | 0.125 | 0.08 | 261 | 0 | 0.364 | 1 | 1 | cs | TRUE
74 | LV_5583-11_0_6_line_74 |  | 64 | 66 | 0.0027323 | 0.125 | 0.08 | 261 | 0 | 0.364 | 1 | 1 | cs | TRUE
75 | LV_5583-11_0_6_line_75 |  | 65 | 67 | 0.019466 | 0.125 | 0.08 | 261 | 0 | 0.364 | 1 | 1 | cs | TRUE
76 | LV_5583-11_0_6_line_76 |  | 67 | 140 | 0.02097 | 0.125 | 0.08 | 261 | 0 | 0.364 | 1 | 1 | cs | TRUE
77 | LV_5583-11_0_6_line_77 |  | 68 | 69 | 0.022529 | 0.125 | 0.08 | 261 | 0 | 0.364 | 1 | 1 | cs | TRUE
78 | LV_5583-11_0_6_line_78 |  | 68 | 70 | 0.044238 | 0.125 | 0.08 | 261 | 0 | 0.364 | 1 | 1 | cs | TRUE
79 | LV_5583-11_0_6_line_79 |  | 69 | 71 | 0.031496 | 0.125 | 0.08 | 261 | 0 | 0.364 | 1 | 1 | cs | TRUE
80 | LV_5583-11_0_6_line_80 |  | 70 | 72 | 0.003462 | 0.125 | 0.08 | 261 | 0 | 0.364 | 1 | 1 | cs | TRUE
81 | LV_5583-11_0_6_line_81 |  | 71 | 73 | 0.024806 | 0.125 | 0.08 | 261 | 0 | 0.364 | 1 | 1 | cs | TRUE
82 | LV_5583-11_0_6_line_82 |  | 71 | 74 | 0.013525 | 0.125 | 0.08 | 261 | 0 | 0.364 | 1 | 1 | cs | TRUE
83 | LV_5583-11_0_6_line_83 |  | 72 | 75 | 0.03224 | 0.125 | 0.08 | 261 | 0 | 0.364 | 1 | 1 | cs | TRUE
84 | LV_5583-11_0_6_line_84 |  | 72 | 76 | 0.038004 | 0.125 | 0.08 | 261 | 0 | 0.364 | 1 | 1 | cs | TRUE
85 | LV_5583-11_0_6_line_85 |  | 75 | 78 | 0.016042 | 0.125 | 0.08 | 261 | 0 | 0.364 | 1 | 1 | cs | TRUE
86 | LV_5583-11_0_6_line_86 |  | 76 | 79 | 0.02844 | 0.125 | 0.08 | 261 | 0 | 0.364 | 1 | 1 | cs | TRUE
87 | LV_5583-11_0_6_line_87 |  | 78 | 161 | 0.0049911 | 0.125 | 0.08 | 261 | 0 | 0.364 | 1 | 1 | cs | TRUE
88 | LV_5583-11_0_6_line_88 |  | 79 | 163 | 0.0066736 | 0.125 | 0.08 | 261 | 0 | 0.364 | 1 | 1 | cs | TRUE
89 | LV_5583-11_0_6_line_89 |  | 80 | 81 | 0.0020674 | 0.125 | 0.08 | 261 | 0 | 0.364 | 1 | 1 | cs | TRUE
90 | LV_5583-11_0_6_line_90 |  | 81 | 84 | 0.014879 | 0.125 | 0.08 | 261 | 0 | 0.364 | 1 | 1 | cs | TRUE
91 | LV_5583-11_0_6_line_91 |  | 82 | 83 | 0.00057607 | 0.125 | 0.08 | 261 | 0 | 0.364 | 1 | 1 | cs | TRUE
92 | LV_5583-11_0_6_line_92 |  | 83 | 85 | 0.024391 | 0.125 | 0.08 | 261 | 0 | 0.364 | 1 | 1 | cs | TRUE
93 | LV_5583-11_0_6_line_93 |  | 84 | 86 | 0.024155 | 0.125 | 0.08 | 261 | 0 | 0.364 | 1 | 1 | cs | TRUE
94 | LV_5583-11_0_6_line_94 |  | 85 | 87 | 0.0071593 | 0.125 | 0.08 | 261 | 0 | 0.364 | 1 | 1 | cs | TRUE
95 | LV_5583-11_0_6_line_95 |  | 85 | 88 | 0.018137 | 0.125 | 0.08 | 261 | 0 | 0.364 | 1 | 1 | cs | TRUE
96 | LV_5583-11_0_6_line_96 |  | 86 | 89 | 0.024164 | 0.125 | 0.08 | 261 | 0 | 0.364 | 1 | 1 | cs | TRUE
97 | LV_5583-11_0_6_line_97 |  | 86 | 90 | 0.018971 | 0.125 | 0.08 | 261 | 0 | 0.364 | 1 | 1 | cs | TRUE
98 | LV_5583-11_0_6_line_98 |  | 87 | 99 | 0.030201 | 0.125 | 0.08 | 261 | 0 | 0.364 | 1 | 1 | cs | TRUE
99 | LV_5583-11_0_6_line_99 |  | 88 | 122 | 0.030938 | 0.125 | 0.08 | 261 | 0 | 0.364 | 1 | 1 | cs | TRUE
100 | LV_5583-11_0_6_line_100 |  | 89 | 121 | 0.013398 | 0.125 | 0.08 | 261 | 0 | 0.364 | 1 | 1 | cs | TRUE
101 | LV_5583-11_0_6_line_101 |  | 90 | 125 | 0.011518 | 0.125 | 0.08 | 261 | 0 | 0.364 | 1 | 1 | cs | TRUE
102 | LV_5583-11_0_6_line_102 |  | 91 | 92 | 0.023102 | 0.125 | 0.08 | 261 | 0 | 0.364 | 1 | 1 | cs | TRUE
103 | LV_5583-11_0_6_line_103 |  | 91 | 93 | 0.011979 | 0.125 | 0.08 | 261 | 0 | 0.364 | 1 | 1 | cs | TRUE
104 | LV_5583-11_0_6_line_104 |  | 92 | 94 | 0.012059 | 0.125 | 0.08 | 261 | 0 | 0.364 | 1 | 1 | cs | TRUE
105 | LV_5583-11_0_6_line_105 |  | 93 | 95 | 0.043625 | 0.125 | 0.08 | 261 | 0 | 0.364 | 1 | 1 | cs | TRUE
106 | LV_5583-11_0_6_line_106 |  | 94 | 96 | 0.021372 | 0.125 | 0.08 | 261 | 0 | 0.364 | 1 | 1 | cs | TRUE
107 | LV_5583-11_0_6_line_107 |  | 95 | 97 | 0.033921 | 0.125 | 0.08 | 261 | 0 | 0.364 | 1 | 1 | cs | TRUE
108 | LV_5583-11_0_6_line_108 |  | 95 | 98 | 0.005813 | 0.125 | 0.08 | 261 | 0 | 0.364 | 1 | 1 | cs | TRUE
109 | LV_5583-11_0_6_line_109 |  | 96 | 99 | 0.0085764 | 0.125 | 0.08 | 261 | 0 | 0.364 | 1 | 1 | cs | TRUE
110 | LV_5583-11_0_6_line_110 |  | 97 | 100 | 0.055801 | 0.125 | 0.08 | 261 | 0 | 0.364 | 1 | 1 | cs | TRUE
111 | LV_5583-11_0_6_line_111 |  | 97 | 101 | 0.005989 | 0.125 | 0.08 | 261 | 0 | 0.364 | 1 | 2 | cs | TRUE
112 | LV_5583-11_0_6_line_112 |  | 98 | 102 | 0.019371 | 0.125 | 0.08 | 261 | 0 | 0.364 | 1 | 1 | cs | TRUE
113 | LV_5583-11_0_6_line_113 |  | 98 | 103 | 0.024392 | 0.125 | 0.08 | 261 | 0 | 0.364 | 1 | 1 | cs | TRUE
114 | LV_5583-11_0_6_line_114 |  | 100 | 143 | 0.028725 | 0.125 | 0.08 | 261 | 0 | 0.364 | 1 | 1 | cs | TRUE
115 | LV_5583-11_0_6_line_115 |  | 101 | 139 | 0.014519 | 0.125 | 0.08 | 261 | 0 | 0.364 | 1 | 1 | cs | TRUE
116 | LV_5583-11_0_6_line_116 |  | 101 | 137 | 0.019153 | 0.125 | 0.08 | 261 | 0 | 0.364 | 1 | 3 | cs | TRUE
117 | LV_5583-11_0_6_line_117 |  | 102 | 114 | 0.016941 | 0.125 | 0.08 | 261 | 0 | 0.364 | 1 | 1 | cs | TRUE
118 | LV_5583-11_0_6_line_118 |  | 103 | 115 | 0.024753 | 0.125 | 0.08 | 261 | 0 | 0.364 | 1 | 1 | cs | TRUE
119 | LV_5583-11_0_6_line_119 |  | 104 | 105 | 0.028355 | 0.125 | 0.08 | 261 | 0 | 0.364 | 1 | 1 | cs | TRUE
120 | LV_5583-11_0_6_line_120 |  | 104 | 106 | 0.0045286 | 0.125 | 0.08 | 261 | 0 | 0.364 | 1 | 1 | cs | TRUE
121 | LV_5583-11_0_6_line_121 |  | 105 | 107 | 0.0016333 | 0.125 | 0.08 | 261 | 0 | 0.364 | 1 | 1 | cs | TRUE
122 | LV_5583-11_0_6_line_122 |  | 106 | 108 | 0.01418 | 0.125 | 0.08 | 261 | 0 | 0.364 | 1 | 1 | cs | TRUE
123 | LV_5583-11_0_6_line_123 |  | 106 | 109 | 0.028126 | 0.125 | 0.08 | 261 | 0 | 0.364 | 1 | 1 | cs | TRUE
124 | LV_5583-11_0_6_line_124 |  | 108 | 110 | 0.01448 | 0.125 | 0.08 | 261 | 0 | 0.364 | 1 | 1 | cs | TRUE
125 | LV_5583-11_0_6_line_125 |  | 109 | 111 | 0.0040854 | 0.125 | 0.08 | 261 | 0 | 0.364 | 1 | 1 | cs | TRUE
126 | LV_5583-11_0_6_line_126 |  | 110 | 112 | 0.052177 | 0.125 | 0.08 | 261 | 0 | 0.364 | 1 | 1 | cs | TRUE
127 | LV_5583-11_0_6_line_127 |  | 111 | 113 | 0.019655 | 0.125 | 0.08 | 261 | 0 | 0.364 | 1 | 1 | cs | TRUE
128 | LV_5583-11_0_6_line_128 |  | 112 | 123 | 0.007293 | 0.125 | 0.08 | 261 | 0 | 0.364 | 1 | 1 | cs | TRUE
129 | LV_5583-11_0_6_line_129 |  | 113 | 134 | 0.0061269 | 0.125 | 0.08 | 261 | 0 | 0.364 | 1 | 1 | cs | TRUE
130 | LV_5583-11_0_6_line_130 |  | 116 | 117 | 0.020342 | 0.125 | 0.08 | 261 | 0 | 0.364 | 1 | 1 | cs | TRUE
131 | LV_5583-11_0_6_line_131 |  | 116 | 118 | 0.013297 | 0.125 | 0.08 | 261 | 0 | 0.364 | 1 | 1 | cs | TRUE
132 | LV_5583-11_0_6_line_132 |  | 117 | 119 | 0.0037635 | 0.125 | 0.08 | 261 | 0 | 0.364 | 1 | 1 | cs | TRUE
133 | LV_5583-11_0_6_line_133 |  | 118 | 120 | 0.0016834 | 0.125 | 0.08 | 261 | 0 | 0.364 | 1 | 1 | cs | TRUE
134 | LV_5583-11_0_6_line_134 |  | 119 | 121 | 0.013148 | 0.125 | 0.08 | 261 | 0 | 0.364 | 1 | 1 | cs | TRUE
135 | LV_5583-11_0_6_line_135 |  | 120 | 122 | 0.017024 | 0.125 | 0.08 | 261 | 0 | 0.364 | 1 | 1 | cs | TRUE
136 | LV_5583-11_0_6_line_136 |  | 123 | 124 | 0.040909 | 0.125 | 0.08 | 261 | 0 | 0.364 | 1 | 1 | cs | TRUE
137 | LV_5583-11_0_6_line_137 |  | 124 | 148 | 0.015735 | 0.125 | 0.08 | 261 | 0 | 0.364 | 1 | 1 | cs | TRUE
138 | LV_5583-11_0_6_line_138 |  | 125 | 132 | 0.036948 | 0.125 | 0.08 | 261 | 0 | 0.364 | 1 | 1 | cs | TRUE
139 | LV_5583-11_0_6_line_139 |  | 126 | 127 | 0.030192 | 0.125 | 0.08 | 261 | 0 | 0.364 | 1 | 1 | cs | TRUE
140 | LV_5583-11_0_6_line_140 |  | 127 | 128 | 0.018854 | 0.125 | 0.08 | 261 | 0 | 0.364 | 1 | 1 | cs | TRUE
141 | LV_5583-11_0_6_line_141 |  | 129 | 130 | 0.011111 | 0.125 | 0.08 | 261 | 0 | 0.364 | 1 | 1 | cs | TRUE
142 | LV_5583-11_0_6_line_142 |  | 130 | 154 | 0.018862 | 0.125 | 0.08 | 261 | 0 | 0.364 | 1 | 1 | cs | TRUE
143 | LV_5583-11_0_6_line_143 |  | 132 | 133 | 0.0017809 | 0.125 | 0.08 | 261 | 0 | 0.364 | 1 | 1 | cs | TRUE
144 | LV_5583-11_0_6_line_144 |  | 135 | 136 | 0.027466 | 0.125 | 0.08 | 261 | 0 | 0.364 | 1 | 3 | cs | TRUE
145 | LV_5583-11_0_6_line_145 |  | 136 | 137 | 0.0018536 | 0.125 | 0.08 | 261 | 0 | 0.364 | 1 | 3 | cs | TRUE
146 | LV_5583-11_0_6_line_146 |  | 136 | 138 | 0.027744 | 0.125 | 0.08 | 261 | 0 | 0.364 | 1 | 1 | cs | TRUE
147 | LV_5583-11_0_6_line_147 |  | 139 | 150 | 0.036025 | 0.125 | 0.08 | 261 | 0 | 0.364 | 1 | 1 | cs | TRUE
148 | LV_5583-11_0_6_line_148 |  | 140 | 141 | 0.0046008 | 0.125 | 0.08 | 261 | 0 | 0.364 | 1 | 1 | cs | TRUE
149 | LV_5583-11_0_6_line_149 |  | 141 | 142 | 0.021417 | 0.125 | 0.08 | 261 | 0 | 0.364 | 1 | 1 | cs | TRUE
150 | LV_5583-11_0_6_line_150 |  | 142 | 143 | 0.013794 | 0.125 | 0.08 | 261 | 0 | 0.364 | 1 | 1 | cs | TRUE
151 | LV_5583-11_0_6_line_151 |  | 143 | 144 | 0.0084531 | 0.125 | 0.08 | 261 | 0 | 0.364 | 1 | 1 | cs | TRUE
152 | LV_5583-11_0_6_line_152 |  | 144 | 156 | 0.013282 | 0.125 | 0.08 | 261 | 0 | 0.364 | 1 | 1 | cs | TRUE
153 | LV_5583-11_0_6_line_153 |  | 146 | 147 | 0.026637 | 0.125 | 0.08 | 261 | 0 | 0.364 | 1 | 1 | cs | TRUE
154 | LV_5583-11_0_6_line_154 |  | 148 | 149 | 0.025109 | 0.125 | 0.08 | 261 | 0 | 0.364 | 1 | 1 | cs | TRUE
155 | LV_5583-11_0_6_line_155 |  | 150 | 151 | 0.0010859 | 0.125 | 0.08 | 261 | 0 | 0.364 | 1 | 1 | cs | TRUE
156 | LV_5583-11_0_6_line_156 |  | 151 | 152 | 0.021419 | 0.125 | 0.08 | 261 | 0 | 0.364 | 1 | 1 | cs | TRUE
157 | LV_5583-11_0_6_line_157 |  | 152 | 153 | 0.015203 | 0.125 | 0.08 | 261 | 0 | 0.364 | 1 | 1 | cs | TRUE
158 | LV_5583-11_0_6_line_158 |  | 153 | 160 | 0.0093522 | 0.125 | 0.08 | 261 | 0 | 0.364 | 1 | 1 | cs | TRUE
159 | LV_5583-11_0_6_line_159 |  | 154 | 155 | 0.0051135 | 0.125 | 0.08 | 261 | 0 | 0.364 | 1 | 1 | cs | TRUE
160 | LV_5583-11_0_6_line_160 |  | 157 | 158 | 0.022675 | 0.125 | 0.08 | 261 | 0 | 0.364 | 1 | 1 | cs | TRUE
161 | LV_5583-11_0_6_line_161 |  | 157 | 159 | 0.058954 | 0.125 | 0.08 | 261 | 0 | 0.364 | 1 | 1 | cs | TRUE
162 | LV_5583-11_0_6_line_162 |  | 160 | 168 | 0.0043632 | 0.125 | 0.08 | 261 | 0 | 0.364 | 1 | 1 | cs | TRUE
163 | LV_5583-11_0_6_line_163 |  | 161 | 162 | 0.027541 | 0.125 | 0.08 | 261 | 0 | 0.364 | 1 | 1 | cs | TRUE
164 | LV_5583-11_0_6_line_164 |  | 163 | 164 | 0.014457 | 0.125 | 0.08 | 261 | 0 | 0.364 | 1 | 1 | cs | TRUE
165 | LV_5583-11_0_6_line_165 |  | 164 | 165 | 0.020548 | 0.125 | 0.08 | 261 | 0 | 0.364 | 1 | 1 | cs | TRUE
166 | LV_5583-11_0_6_line_166 |  | 165 | 166 | 0.00041477 | 0.125 | 0.08 | 261 | 0 | 0.364 | 1 | 1 | cs | TRUE
167 | LV_5583-11_0_6_line_167 |  | 166 | 167 | 0.0097124 | 0.125 | 0.08 | 261 | 0 | 0.364 | 1 | 1 | cs | TRUE

## trafo
| name | std_type | hv_bus | lv_bus | sn_mva | vn_hv_kv | vn_lv_kv | vk_percent | vkr_percent | pfe_kw | i0_percent | shift_degree | tap_side | tap_neutral | tap_min | tap_max | tap_step_percent | tap_step_degree | tap_pos | tap_phase_shifter | parallel | df | in_service
0 | LV_5583-11_0_6_trafo_167 | 0.63 MVA 20/0.4 kV | 169 | 30 | 0.63 | 20 | 0.4 | 6 | 1.206 | 1.65 | 0.2619 | 150 | hv | 0 | -2 | 2 | 2.5 | 0 | 0 | FALSE | 1 | 1 | TRUE

## line_geodata
| x0 | y0 | x1 | y1 | x2 | y2 | x3 | y3 | x4 | y4 | x5 | y5 | x6 | y6 | x7 | y7
0 | 2534059.8595 | 1155995.9442 | 2534040.9315 | 1155980.2777
1 | 2534030.3778 | 1155971.5433 | 2534034.5807 | 1155975.0213 | 2534040.9315 | 1155980.2777
2 | 2534059.8595 | 1155995.9442 | 2534079.3582 | 1156016.4305 | 2534080.3418 | 1156019.3991 | 2534078.6091 | 1156022.253 | 2534070.5282 | 1156030.3828
3 | 2534059.8595 | 1155995.9442 | 2534059.272 | 1155992.0263 | 2534069.1975 | 1155968.3599 | 2534076.7764 | 1155950.3113
4 | 2534030.3778 | 1155971.5433 | 2534021.9281 | 1155989.7358
5 | 2534069.984 | 1156030.9302 | 2534070.5282 | 1156030.3828
6 | 2534076.7764 | 1155950.3113 | 2534078.6673 | 1155945.7992 | 2534087.564 | 1155952.0717 | 2534090.5274 | 1155954.4294 | 2534091.8007 | 1155950.9468
7 | 2534021.9281 | 1155989.7358 | 2534021.1396 | 1155991.4334 | 2534020.6548 | 1155992.4937
8 | 2534069.984 | 1156030.9302 | 2534081.1489 | 1156048.2061
9 | 2534063.557 | 1156048.3992 | 2534065.3187 | 1156035.6173 | 2534069.984 | 1156030.9302
10 | 2534091.8007 | 1155950.9468 | 2534104.4903 | 1155916.3553 | 2534099.4902 | 1155914.4592
11 | 2534091.8007 | 1155950.9468 | 2534075.6967 | 1155938.7522
12 | 2534091.8007 | 1155950.9468 | 2534109.0165 | 1155963.9874
13 | 2534065.3454 | 1155929.7587 | 2534063.0014 | 1155922.347 | 2534063.4291 | 1155914.4935 | 2534059.9386 | 1155913.031 | 2534063.3596 | 1155902.5766 | 2534069.1069 | 1155881.1573
14 | 2534065.3454 | 1155929.7587 | 2534068.7766 | 1155933.512 | 2534075.6967 | 1155938.7522
15 | 2534081.1931 | 1155835.6108 | 2534069.1069 | 1155881.1573
16 | 2533986.2078 | 1155912.896 | 2533998.5708 | 1155903.7663 | 2534033.6145 | 1155877.278 | 2534043.2864 | 1155877.3052 | 2534050.4846 | 1155879.7609 | 2534056.4287 | 1155883.9535 | 2534063.7758 | 1155880.4043 | 2534069.1069 | 1155881.1573
17 | 2534069.1069 | 1155881.1573 | 2534081.2247 | 1155885.9654
18 | 2534136.9567 | 1156016.3989 | 2534130.0071 | 1156004.2565
19 | 2534136.9567 | 1156016.3989 | 2534141.4224 | 1156013.7818 | 2534138.9071 | 1156008.9178 | 2534141.3371 | 1156006.7011
20 | 2534136.9567 | 1156016.3989 | 2534117.829 | 1156027.6147 | 2534110.6 | 1156031.5463
21 | 2534141.3371 | 1156006.7011 | 2534150.4542 | 1156023.2992 | 2534163.4959 | 1156046.8003
22 | 2534141.3371 | 1156006.7011 | 2534127.4972 | 1155983.9736 | 2534115.2029 | 1155969.3003 | 2534109.0165 | 1155963.9874
23 | 2534141.3371 | 1156006.7011 | 2534156.6838 | 1155992.7237
24 | 2534104.4563 | 1156034.8876 | 2534110.6 | 1156031.5463
25 | 2534174.5636 | 1156066.7037 | 2534171.1256 | 1156060.5488 | 2534163.4959 | 1156046.8003
26 | 2534109.0165 | 1155963.9874 | 2534111.898 | 1155961.6768 | 2534134.6295 | 1155949.6543 | 2534143.2384 | 1155943.4987
27 | 2534169.3069 | 1155981.227 | 2534156.6838 | 1155992.7237
28 | 2534081.1931 | 1155835.6108 | 2534105.6762 | 1155841.4268
29 | 2533986.2078 | 1155912.896 | 2533972.9623 | 1155920.4102
30 | 2534081.2247 | 1155885.9654 | 2534108.2321 | 1155896.6812 | 2534113.131 | 1155883.9093 | 2534108.9972 | 1155882.3247
31 | 2534015.8135 | 1156003.0811 | 2534020.6548 | 1155992.4937
32 | 2534105.6762 | 1155841.4268 | 2534121.96 | 1155845.2951
33 | 2534192.2712 | 1156098.4047 | 2534174.5636 | 1156066.7037
34 | 2534192.2712 | 1156098.4047 | 2534194.6658 | 1156101.3579 | 2534197.7719 | 1156102.7579 | 2534201.9887 | 1156103.3232 | 2534206.0882 | 1156101.5885 | 2534210.9981 | 1156098.3686
35 | 2534198.0518 | 1156111.5041 | 2534188.7866 | 1156100.2661 | 2534192.2712 | 1156098.4047
36 | 2534210.9981 | 1156098.3686 | 2534230.6295 | 1156085.4949
37 | 2534198.0518 | 1156111.5041 | 2534191.2786 | 1156120.5055 | 2534153.3063 | 1156158.22 | 2534137.9891 | 1156181.8787 | 2534128.1026 | 1156194.4051 | 2534123.4347 | 1156199.7726
38 | 2534117.3365 | 1156206.7849 | 2534123.4347 | 1156199.7726
39 | 2534104.4563 | 1156034.8876 | 2534115.6874 | 1156055.4202
40 | 2534104.4563 | 1156034.8876 | 2534093.4852 | 1156040.8556
41 | 2534181.7135 | 1155969.9273 | 2534169.3069 | 1155981.227
42 | 2534009.5007 | 1156016.8864 | 2534015.8135 | 1156003.0811
43 | 2534131.9753 | 1155849.6061 | 2534127.1786 | 1155846.5347 | 2534121.96 | 1155845.2951
44 | 2534351.0684 | 1156378.344 | 2534364.3072 | 1156372.6846
45 | 2534351.0684 | 1156378.344 | 2534353.5459 | 1156383.2863 | 2534369.1257 | 1156414.5111
46 | 2534351.0684 | 1156378.344 | 2534334.9873 | 1156339.1648
47 | 2534409.0278 | 1156353.5669 | 2534420.3502 | 1156348.7267 | 2534414.3763 | 1156329.1034 | 2534411.2597 | 1156324.3371
48 | 2534402.6615 | 1156311.188 | 2534411.2597 | 1156324.3371
49 | 2534396.3843 | 1156402.1066 | 2534369.1257 | 1156414.5111
50 | 2534334.9873 | 1156339.1648 | 2534329.4811 | 1156323.0606 | 2534324.361 | 1156314.9121
51 | 2534334.9873 | 1156339.1648 | 2534355.9586 | 1156330.4952
52 | 2534402.6615 | 1156311.188 | 2534402.6615 | 1156311.188 | 2534380.4612 | 1156320.3657
53 | 2534324.361 | 1156314.9121 | 2534322.3779 | 1156337.6462 | 2534321.6864 | 1156341.0804
54 | 2534317.9005 | 1156306.2223 | 2534324.361 | 1156314.9121
55 | 2534355.9586 | 1156330.4952 | 2534380.4612 | 1156320.3657
56 | 2534305.6374 | 1156370.8491 | 2534315.1556 | 1156359.5817 | 2534320.3993 | 1156347.4733 | 2534321.6864 | 1156341.0804
57 | 2534317.9005 | 1156306.2223 | 2534321.8662 | 1156298.5748 | 2534331.1747 | 1156275.9495 | 2534332.4806 | 1156265.6539
58 | 2534317.9005 | 1156306.2223 | 2534308.6961 | 1156309.6137 | 2534274.6412 | 1156317.7017 | 2534249.2123 | 1156323.5164 | 2534240.6316 | 1156326.7561
59 | 2534009.5007 | 1156016.8864 | 2534020.5433 | 1156021.6103
60 | 2534009.5007 | 1156016.8864 | 2534005.5675 | 1156025.4863
61 | 2534020.5433 | 1156021.6103 | 2534021.5285 | 1156022.0318
62 | 2533986.0917 | 1156069.8296 | 2533990.9768 | 1156057.9013 | 2534002.5203 | 1156032.1492 | 2534005.5675 | 1156025.4863
63 | 2534250.5261 | 1156077.8446 | 2534254.0735 | 1156076.1159
64 | 2534250.5261 | 1156077.8446 | 2534252.7817 | 1156081.4107 | 2534261.7493 | 1156095.5982 | 2534264.8874 | 1156101.5444
65 | 2534254.0735 | 1156076.1159 | 2534251.328 | 1156071.9214 | 2534230.6295 | 1156085.4949
66 | 2534254.0735 | 1156076.1159 | 2534265.6595 | 1156068.4774
67 | 2534117.3365 | 1156206.7849 | 2534101.4565 | 1156225.045
68 | 2534325.8781 | 1156231.0871 | 2534327.7528 | 1156236.543
69 | 2534325.8781 | 1156231.0871 | 2534320.2749 | 1156214.7794 | 2534314.0578 | 1156201.4992
70 | 2534327.7528 | 1156236.543 | 2534327.7528 | 1156236.543 | 2534330.3187 | 1156246.765
71 | 2534302.5604 | 1156176.9402 | 2534314.0578 | 1156201.4992
72 | 2534330.3187 | 1156246.765 | 2534330.3187 | 1156246.765 | 2534332.169 | 1156256.7614 | 2534332.4665 | 1156262.9293
73 | 2534293.0332 | 1156156.5896 | 2534302.5604 | 1156176.9402
74 | 2534332.4665 | 1156262.9293 | 2534332.5656 | 1156264.9838 | 2534332.4806 | 1156265.6539
75 | 2534293.0332 | 1156156.5896 | 2534309.2474 | 1156145.8185
76 | 2534326.7148 | 1156134.2149 | 2534309.2474 | 1156145.8185
77 | 2534069.4913 | 1156256.4153 | 2534054.428 | 1156239.663
78 | 2534025.5178 | 1156206.3593 | 2534026.2837 | 1156208.3631 | 2534054.428 | 1156239.663
79 | 2534069.4913 | 1156256.4153 | 2534073.5633 | 1156254.2806 | 2534085.5681 | 1156243.3095 | 2534092.5814 | 1156235.2504
80 | 2534024.2782 | 1156203.1267 | 2534025.5178 | 1156206.3593
81 | 2534092.5814 | 1156235.2504 | 2534077.0788 | 1156215.8853
82 | 2534092.5814 | 1156235.2504 | 2534101.4565 | 1156225.045
83 | 2534024.2782 | 1156203.1267 | 2534044.2109 | 1156187.0657 | 2534049.0532 | 1156182.5204
84 | 2534024.2782 | 1156203.1267 | 2534024.9993 | 1156198.2605 | 2534028.0019 | 1156186.7434 | 2534026.756 | 1156180.1424 | 2534020.69 | 1156173.2052 | 2534017.9727 | 1156168.7132
85 | 2534049.0532 | 1156182.5204 | 2534060.7497 | 1156171.5412
86 | 2534025.6596 | 1156145.76 | 2534023.1482 | 1156148.4423 | 2534019.6541 | 1156155.7069 | 2534013.6754 | 1156161.6091 | 2534017.9727 | 1156168.7132
87 | 2534060.7497 | 1156171.5412 | 2534061.2758 | 1156171.0474 | 2534064.1799 | 1156167.9175
88 | 2534025.6596 | 1156145.76 | 2534029.3112 | 1156141.8599 | 2534030.3484 | 1156141.0259
89 | 2534470.183 | 1156191.301 | 2534469.7312 | 1156189.2835
90 | 2534470.183 | 1156191.301 | 2534472.3374 | 1156200.9227 | 2534472.1711 | 1156203.248 | 2534470.5764 | 1156205.411
91 | 2534453.4567 | 1156144.5776 | 2534453.1309 | 1156144.1025
92 | 2534439.3399 | 1156123.9848 | 2534453.1309 | 1156144.1025
93 | 2534448.5745 | 1156215.3787 | 2534470.5764 | 1156205.411
94 | 2534439.3399 | 1156123.9848 | 2534435.4273 | 1156117.9892
95 | 2534439.3399 | 1156123.9848 | 2534424.2336 | 1156134.0229
96 | 2534448.5745 | 1156215.3787 | 2534431.4249 | 1156223.0256 | 2534428.7422 | 1156223.1661 | 2534426.6528 | 1156221.4546
97 | 2534448.5745 | 1156215.3787 | 2534454.5583 | 1156230.2994 | 2534455.9066 | 1156232.8613
98 | 2534435.4273 | 1156117.9892 | 2534418.9224 | 1156092.6975
99 | 2534398.4659 | 1156151.1457 | 2534424.2336 | 1156134.0229
100 | 2534421.0501 | 1156209.2842 | 2534426.6528 | 1156221.4546
101 | 2534461.271 | 1156243.0543 | 2534455.9066 | 1156232.8613
102 | 2534383.3393 | 1156038.1709 | 2534395.9649 | 1156057.518
103 | 2534383.3393 | 1156038.1709 | 2534376.7927 | 1156028.1391
104 | 2534402.5552 | 1156067.6169 | 2534395.9649 | 1156057.518
105 | 2534339.7049 | 1156020.0821 | 2534349.82 | 1156015.7692 | 2534359.0735 | 1156014.0227 | 2534368.2387 | 1156018.2361 | 2534375.0048 | 1156025.3994 | 2534376.7927 | 1156028.1391
106 | 2534414.2353 | 1156085.5152 | 2534402.5552 | 1156067.6169
107 | 2534311.278 | 1156038.7142 | 2534339.7049 | 1156020.0821
108 | 2534339.7049 | 1156020.0821 | 2534336.7586 | 1156015.0671
109 | 2534418.9224 | 1156092.6975 | 2534414.2353 | 1156085.5152
110 | 2534311.278 | 1156038.7142 | 2534341.9188 | 1156085.35
111 | 2534306.1271 | 1156041.7944 | 2534311.278 | 1156038.7142
112 | 2534354.1353 | 1156006.4058 | 2534336.7586 | 1156015.0671
113 | 2534336.7586 | 1156015.0671 | 2534324.6947 | 1155993.8679
114 | 2534357.6918 | 1156109.357 | 2534341.9188 | 1156085.35
115 | 2534306.1271 | 1156041.7944 | 2534298.0039 | 1156029.7609
116 | 2534306.1271 | 1156041.7944 | 2534290.138 | 1156052.3387
117 | 2534354.1353 | 1156006.4058 | 2534346.087 | 1155991.4985
118 | 2534324.3805 | 1155975.661 | 2534316.771 | 1155979.944 | 2534324.6947 | 1155993.8679
119 | 2534221.5013 | 1155890.2939 | 2534228.3402 | 1155899.4447 | 2534241.6405 | 1155909.9209
120 | 2534245.198 | 1155912.7231 | 2534241.6405 | 1155909.9209
121 | 2534221.5013 | 1155890.2939 | 2534220.5235 | 1155888.9857
122 | 2534245.198 | 1155912.7231 | 2534237.1161 | 1155924.3743
123 | 2534245.198 | 1155912.7231 | 2534265.0461 | 1155923.1228 | 2534270.7364 | 1155923.6922
124 | 2534237.1161 | 1155924.3743 | 2534234.5291 | 1155928.1039 | 2534230.5694 | 1155930.0149 | 2534225.0534 | 1155930.573
125 | 2534270.7364 | 1155923.6922 | 2534274.8016 | 1155924.099
126 | 2534186.5778 | 1155964.4822 | 2534204.1332 | 1155944.8347 | 2534216.185 | 1155933.8745 | 2534223.1763 | 1155930.7629 | 2534225.0534 | 1155930.573
127 | 2534274.8016 | 1155924.099 | 2534283.8729 | 1155925.0068 | 2534294.1983 | 1155922.9004
128 | 2534186.5778 | 1155964.4822 | 2534181.7135 | 1155969.9273
129 | 2534300.2016 | 1155921.6757 | 2534294.1983 | 1155922.9004
130 | 2534403.6195 | 1156176.4914 | 2534410.8313 | 1156187.0861 | 2534413.9784 | 1156193.9223
131 | 2534403.6195 | 1156176.4914 | 2534396.137 | 1156165.4991
132 | 2534413.9784 | 1156193.9223 | 2534415.5521 | 1156197.3409
133 | 2534395.1898 | 1156164.1075 | 2534396.137 | 1156165.4991
134 | 2534415.5521 | 1156197.3409 | 2534421.0501 | 1156209.2842
135 | 2534398.4659 | 1156151.1457 | 2534393.8222 | 1156154.2315 | 2534392.1577 | 1156156.3175 | 2534391.9921 | 1156159.4099 | 2534395.1898 | 1156164.1075
136 | 2534181.7135 | 1155969.9273 | 2534205.14 | 1156003.4642
137 | 2534215.611 | 1156015.057 | 2534213.2976 | 1156011.9713 | 2534207.8163 | 1156007.2954 | 2534205.14 | 1156003.4642
138 | 2534482.1306 | 1156273.4767 | 2534464.6456 | 1156249.4666 | 2534461.271 | 1156243.0543
139 | 2533974.6494 | 1156097.7693 | 2533986.0917 | 1156069.8296
140 | 2533974.6494 | 1156097.7693 | 2533990.5578 | 1156107.8893
141 | 2534021.5285 | 1156022.0318 | 2534026.8311 | 1156024.3001 | 2534029.9165 | 1156028.6627
142 | 2534033.237 | 1156043.3409 | 2534037.4419 | 1156039.303 | 2534029.9165 | 1156028.6627
143 | 2534482.1306 | 1156273.4767 | 2534483.1789 | 1156274.9163
144 | 2534288.5906 | 1156053.3592 | 2534265.6595 | 1156068.4774
145 | 2534288.5906 | 1156053.3592 | 2534290.138 | 1156052.3387
146 | 2534303.7317 | 1156076.6286 | 2534288.5906 | 1156053.3592
147 | 2534298.0039 | 1156029.7609 | 2534281.8115 | 1156005.7738 | 2534277.3816 | 1156000.2453
148 | 2534326.7148 | 1156134.2149 | 2534330.5471 | 1156131.6691
149 | 2534330.5471 | 1156131.6691 | 2534338.9236 | 1156126.1046 | 2534347.3998 | 1156118.5409
150 | 2534357.6918 | 1156109.357 | 2534347.3998 | 1156118.5409
151 | 2534357.6918 | 1156109.357 | 2534362.3978 | 1156116.379
152 | 2534369.7922 | 1156127.4125 | 2534362.3978 | 1156116.379
153 | 2534093.4852 | 1156040.8556 | 2534106.4721 | 1156064.126
154 | 2534215.611 | 1156015.057 | 2534230.6727 | 1156035.1468
155 | 2534276.7026 | 1155999.3978 | 2534277.3816 | 1156000.2453
156 | 2534263.3091 | 1155982.683 | 2534276.7026 | 1155999.3978
157 | 2534263.3091 | 1155982.683 | 2534253.8024 | 1155970.8187
158 | 2534253.8024 | 1155970.8187 | 2534247.9544 | 1155963.5204
159 | 2534029.5487 | 1156046.8827 | 2534033.237 | 1156043.3409
160 | 2534146.2006 | 1155831.9182 | 2534131.9753 | 1155849.6061
161 | 2534131.9753 | 1155849.6061 | 2534157.5262 | 1155865.9462 | 2534153.7641 | 1155883.775 | 2534160.8028 | 1155891.4356
162 | 2534245.226 | 1155960.1155 | 2534247.9544 | 1155963.5204
163 | 2534077.5834 | 1156144.9523 | 2534077.7116 | 1156148.0099 | 2534076.1437 | 1156153.2967 | 2534072.8122 | 1156158.6139 | 2534064.1799 | 1156167.9175
164 | 2534041.6151 | 1156131.9674 | 2534030.3484 | 1156141.0259
165 | 2534057.6287 | 1156119.0921 | 2534041.6151 | 1156131.9674
166 | 2534057.952 | 1156118.8322 | 2534057.6287 | 1156119.0921
167 | 2534065.5212 | 1156112.7464 | 2534057.952 | 1156118.8322

## bus_geodata
| x | y | coords
0 | 2534040.9315 | 1155980.2777
1 | 2534059.8595 | 1155995.9442
2 | 2534030.3778 | 1155971.5433
3 | 2534070.5282 | 1156030.3828
4 | 2534076.7764 | 1155950.3113
5 | 2534021.9281 | 1155989.7358
6 | 2534069.984 | 1156030.9302
7 | 2534091.8007 | 1155950.9468
8 | 2534065.3454 | 1155929.7587
9 | 2534069.1069 | 1155881.1573
10 | 2534075.6967 | 1155938.7522
11 | 2534136.9567 | 1156016.3989
12 | 2534130.0071 | 1156004.2565
13 | 2534141.3371 | 1156006.7011
14 | 2534110.6 | 1156031.5463
15 | 2534163.4959 | 1156046.8003
16 | 2534109.0165 | 1155963.9874
17 | 2534156.6838 | 1155992.7237
18 | 2534143.2384 | 1155943.4987
19 | 2534099.4902 | 1155914.4592
20 | 2534081.1931 | 1155835.6108
21 | 2533986.2078 | 1155912.896
22 | 2534081.2247 | 1155885.9654
23 | 2534020.6548 | 1155992.4937
24 | 2533972.9623 | 1155920.4102
25 | 2534105.6762 | 1155841.4268
26 | 2534081.1489 | 1156048.2061
27 | 2534063.557 | 1156048.3992
28 | 2534192.2712 | 1156098.4047
29 | 2534174.5636 | 1156066.7037
30 | 2534210.9981 | 1156098.3686
31 | 2534198.0518 | 1156111.5041
32 | 2534123.4347 | 1156199.7726
33 | 2534104.4563 | 1156034.8876
34 | 2534169.3069 | 1155981.227
35 | 2534108.9972 | 1155882.3247
36 | 2534015.8135 | 1156003.0811
37 | 2534121.96 | 1155845.2951
38 | 2534364.3072 | 1156372.6846
39 | 2534351.0684 | 1156378.344
40 | 2534409.0278 | 1156353.5669
41 | 2534411.2597 | 1156324.3371
42 | 2534369.1257 | 1156414.5111
43 | 2534334.9873 | 1156339.1648
44 | 2534402.6615 | 1156311.188
45 | 2534396.3843 | 1156402.1066
46 | 2534324.361 | 1156314.9121
47 | 2534355.9586 | 1156330.4952
48 | 2534380.4612 | 1156320.3657
49 | 2534321.6864 | 1156341.0804
50 | 2534317.9005 | 1156306.2223
51 | 2534009.5007 | 1156016.8864
52 | 2534020.5433 | 1156021.6103
53 | 2534005.5675 | 1156025.4863
54 | 2534250.5261 | 1156077.8446
55 | 2534254.0735 | 1156076.1159
56 | 2534264.8874 | 1156101.5444
57 | 2534117.3365 | 1156206.7849
58 | 2534230.6295 | 1156085.4949
59 | 2534325.8781 | 1156231.0871
60 | 2534327.7528 | 1156236.543
61 | 2534314.0578 | 1156201.4992
62 | 2534330.3187 | 1156246.765
63 | 2534302.5604 | 1156176.9403
64 | 2534332.4665 | 1156262.9293
65 | 2534293.0332 | 1156156.5896
66 | 2534332.4806 | 1156265.6539
67 | 2534309.2474 | 1156145.8185
68 | 2534054.428 | 1156239.663
69 | 2534069.4913 | 1156256.4153
70 | 2534025.5178 | 1156206.3593
71 | 2534092.5814 | 1156235.2504
72 | 2534024.2782 | 1156203.1267
73 | 2534077.0788 | 1156215.8853
74 | 2534101.4565 | 1156225.045
75 | 2534049.0532 | 1156182.5204
76 | 2534017.9727 | 1156168.7132
77 | 2534240.6316 | 1156326.7561
78 | 2534060.7497 | 1156171.5412
79 | 2534025.6596 | 1156145.76
80 | 2534469.7312 | 1156189.2835
81 | 2534470.183 | 1156191.301
82 | 2534453.4567 | 1156144.5776
83 | 2534453.1309 | 1156144.1025
84 | 2534470.5764 | 1156205.411
85 | 2534439.3399 | 1156123.9848
86 | 2534448.5745 | 1156215.3787
87 | 2534435.4273 | 1156117.9892
88 | 2534424.2336 | 1156134.0229
89 | 2534426.6528 | 1156221.4546
90 | 2534455.9066 | 1156232.8613
91 | 2534383.3393 | 1156038.1709
92 | 2534395.9649 | 1156057.518
93 | 2534376.7927 | 1156028.1391
94 | 2534402.5552 | 1156067.6169
95 | 2534339.7049 | 1156020.0821
96 | 2534414.2353 | 1156085.5152
97 | 2534311.278 | 1156038.7142
98 | 2534336.7586 | 1156015.0671
99 | 2534418.9224 | 1156092.6975
100 | 2534341.9188 | 1156085.35
101 | 2534306.1271 | 1156041.7944
102 | 2534354.1353 | 1156006.4058
103 | 2534324.6947 | 1155993.8679
104 | 2534241.6405 | 1155909.9209
105 | 2534221.5013 | 1155890.2939
106 | 2534245.198 | 1155912.7231
107 | 2534220.5235 | 1155888.9857
108 | 2534237.1161 | 1155924.3743
109 | 2534270.7364 | 1155923.6922
110 | 2534225.0534 | 1155930.573
111 | 2534274.8016 | 1155924.099
112 | 2534186.5778 | 1155964.4822
113 | 2534294.1983 | 1155922.9004
114 | 2534346.087 | 1155991.4985
115 | 2534324.3805 | 1155975.661
116 | 2534403.6195 | 1156176.4914
117 | 2534413.9784 | 1156193.9223
118 | 2534396.137 | 1156165.4991
119 | 2534415.5521 | 1156197.3409
120 | 2534395.1898 | 1156164.1075
121 | 2534421.0501 | 1156209.2842
122 | 2534398.4659 | 1156151.1457
123 | 2534181.7135 | 1155969.9273
124 | 2534205.14 | 1156003.4642
125 | 2534461.271 | 1156243.0543
126 | 2533986.0917 | 1156069.8296
127 | 2533974.6494 | 1156097.7693
128 | 2533990.5578 | 1156107.8892
129 | 2534021.5285 | 1156022.0318
130 | 2534029.9165 | 1156028.6627
131 | 2534305.6374 | 1156370.8491
132 | 2534482.1306 | 1156273.4767
133 | 2534483.1789 | 1156274.9163
134 | 2534300.2016 | 1155921.6757
135 | 2534265.6595 | 1156068.4774
136 | 2534288.5906 | 1156053.3592
137 | 2534290.138 | 1156052.3387
138 | 2534303.7317 | 1156076.6286
139 | 2534298.0039 | 1156029.7609
140 | 2534326.7148 | 1156134.2149
141 | 2534330.5471 | 1156131.6691
142 | 2534347.3998 | 1156118.5409
143 | 2534357.6918 | 1156109.357
144 | 2534362.3978 | 1156116.379
145 | 2534115.6874 | 1156055.4202
146 | 2534093.4852 | 1156040.8556
147 | 2534106.4721 | 1156064.126
148 | 2534215.611 | 1156015.057
149 | 2534230.6727 | 1156035.1468
150 | 2534277.3816 | 1156000.2453
151 | 2534276.7026 | 1155999.3978
152 | 2534263.3091 | 1155982.683
153 | 2534253.8024 | 1155970.8187
154 | 2534033.237 | 1156043.3409
155 | 2534029.5487 | 1156046.8827
156 | 2534369.7922 | 1156127.4125
157 | 2534131.9753 | 1155849.6061
158 | 2534146.2006 | 1155831.9182
159 | 2534160.8028 | 1155891.4356
160 | 2534247.9544 | 1155963.5204
161 | 2534064.1799 | 1156167.9175
162 | 2534077.5834 | 1156144.9523
163 | 2534030.3484 | 1156141.0259
164 | 2534041.6151 | 1156131.9674
165 | 2534057.6287 | 1156119.0921
166 | 2534057.952 | 1156118.8322
167 | 2534065.5212 | 1156112.7464
168 | 2534245.226 | 1155960.1155
169 | 2534192.2712 | 1156098.4047

## line_std_types
| c_nf_per_km | r_ohm_per_km | x_ohm_per_km | max_i_ka | type | q_mm2 | alpha | voltage_rating
NAYY 4x50 SE | 210 | 0.642 | 0.083 | 0.142 | cs | 50 | 0.00403 | LV
NAYY 4x120 SE | 264 | 0.225 | 0.08 | 0.242 | cs | 120 | 0.00403 | LV
NAYY 4x150 SE | 261 | 0.208 | 0.08 | 0.27 | cs | 150 | 0.00403 | LV
NA2XS2Y 1x95 RM/25 12/20 kV | 216 | 0.313 | 0.132 | 0.252 | cs | 95 | 0.00403 | MV
NA2XS2Y 1x185 RM/25 12/20 kV | 273 | 0.161 | 0.117 | 0.362 | cs | 185 | 0.00403 | MV
NA2XS2Y 1x240 RM/25 12/20 kV | 304 | 0.122 | 0.112 | 0.421 | cs | 240 | 0.00403 | MV
NA2XS2Y 1x95 RM/25 6/10 kV | 315 | 0.313 | 0.123 | 0.249 | cs | 95 | 0.00403 | MV
NA2XS2Y 1x185 RM/25 6/10 kV | 406 | 0.161 | 0.11 | 0.358 | cs | 185 | 0.00403 | MV
NA2XS2Y 1x240 RM/25 6/10 kV | 456 | 0.122 | 0.105 | 0.416 | cs | 240 | 0.00403 | MV
NA2XS2Y 1x150 RM/25 12/20 kV | 250 | 0.206 | 0.116 | 0.319 | cs | 150 | 0.00403 | MV
NA2XS2Y 1x120 RM/25 12/20 kV | 230 | 0.253 | 0.119 | 0.283 | cs | 120 | 0.00403 | MV
NA2XS2Y 1x70 RM/25 12/20 kV | 190 | 0.443 | 0.132 | 0.22 | cs | 70 | 0.00403 | MV
NA2XS2Y 1x150 RM/25 6/10 kV | 360 | 0.206 | 0.11 | 0.315 | cs | 150 | 0.00403 | MV
NA2XS2Y 1x120 RM/25 6/10 kV | 340 | 0.253 | 0.113 | 0.28 | cs | 120 | 0.00403 | MV
NA2XS2Y 1x70 RM/25 6/10 kV | 280 | 0.443 | 0.123 | 0.217 | cs | 70 | 0.00403 | MV
N2XS(FL)2Y 1x120 RM/35 64/110 kV | 112 | 0.153 | 0.166 | 0.366 | cs | 120 | 0.00393 | HV
N2XS(FL)2Y 1x185 RM/35 64/110 kV | 125 | 0.099 | 0.156 | 0.457 | cs | 185 | 0.00393 | HV
N2XS(FL)2Y 1x240 RM/35 64/110 kV | 135 | 0.075 | 0.149 | 0.526 | cs | 240 | 0.00393 | HV
N2XS(FL)2Y 1x300 RM/35 64/110 kV | 144 | 0.06 | 0.144 | 0.588 | cs | 300 | 0.00393 | HV
15-AL1/3-ST1A 0.4 | 11 | 1.8769 | 0.35 | 0.105 | ol | 16 | 0.00403 | LV
24-AL1/4-ST1A 0.4 | 11.25 | 1.2012 | 0.335 | 0.14 | ol | 24 | 0.00403 | LV
48-AL1/8-ST1A 0.4 | 12.2 | 0.5939 | 0.3 | 0.21 | ol | 48 | 0.00403 | LV
94-AL1/15-ST1A 0.4 | 13.2 | 0.306 | 0.29 | 0.35 | ol | 94 | 0.00403 | LV
34-AL1/6-ST1A 10.0 | 9.7 | 0.8342 | 0.36 | 0.17 | ol | 34 | 0.00403 | MV
48-AL1/8-ST1A 10.0 | 10.1 | 0.5939 | 0.35 | 0.21 | ol | 48 | 0.00403 | MV
70-AL1/11-ST1A 10.0 | 10.4 | 0.4132 | 0.339 | 0.29 | ol | 70 | 0.00403 | MV
94-AL1/15-ST1A 10.0 | 10.75 | 0.306 | 0.33 | 0.35 | ol | 94 | 0.00403 | MV
122-AL1/20-ST1A 10.0 | 11.1 | 0.2376 | 0.323 | 0.41 | ol | 122 | 0.00403 | MV
149-AL1/24-ST1A 10.0 | 11.25 | 0.194 | 0.315 | 0.47 | ol | 149 | 0.00403 | MV
34-AL1/6-ST1A 20.0 | 9.15 | 0.8342 | 0.382 | 0.17 | ol | 34 | 0.00403 | MV
48-AL1/8-ST1A 20.0 | 9.5 | 0.5939 | 0.372 | 0.21 | ol | 48 | 0.00403 | MV
70-AL1/11-ST1A 20.0 | 9.7 | 0.4132 | 0.36 | 0.29 | ol | 70 | 0.00403 | MV
94-AL1/15-ST1A 20.0 | 10 | 0.306 | 0.35 | 0.35 | ol | 94 | 0.00403 | MV
122-AL1/20-ST1A 20.0 | 10.3 | 0.2376 | 0.344 | 0.41 | ol | 122 | 0.00403 | MV
149-AL1/24-ST1A 20.0 | 10.5 | 0.194 | 0.337 | 0.47 | ol | 149 | 0.00403 | MV
184-AL1/30-ST1A 20.0 | 10.75 | 0.1571 | 0.33 | 0.535 | ol | 184 | 0.00403 | MV
243-AL1/39-ST1A 20.0 | 11 | 0.1188 | 0.32 | 0.645 | ol | 243 | 0.00403 | MV
48-AL1/8-ST1A 110.0 | 8 | 0.5939 | 0.46 | 0.21 | ol | 48 | 0.00403 | HV
70-AL1/11-ST1A 110.0 | 8.4 | 0.4132 | 0.45 | 0.29 | ol | 70 | 0.00403 | HV
94-AL1/15-ST1A 110.0 | 8.65 | 0.306 | 0.44 | 0.35 | ol | 94 | 0.00403 | HV
122-AL1/20-ST1A 110.0 | 8.5 | 0.2376 | 0.43 | 0.41 | ol | 122 | 0.00403 | HV
149-AL1/24-ST1A 110.0 | 8.75 | 0.194 | 0.41 | 0.47 | ol | 149 | 0.00403 | HV
184-AL1/30-ST1A 110.0 | 8.8 | 0.1571 | 0.4 | 0.535 | ol | 184 | 0.00403 | HV
243-AL1/39-ST1A 110.0 | 9 | 0.1188 | 0.39 | 0.645 | ol | 243 | 0.00403 | HV
305-AL1/39-ST1A 110.0 | 9.2 | 0.0949 | 0.38 | 0.74 | ol | 305 | 0.00403 | HV
490-AL1/64-ST1A 110.0 | 9.75 | 0.059 | 0.37 | 0.96 | ol | 490 | 0.00403 | HV
679-AL1/86-ST1A 110.0 | 9.95 | 0.042 | 0.36 | 1.15 | ol | 679 | 0.00403 | HV
490-AL1/64-ST1A 220.0 | 10 | 0.059 | 0.285 | 0.96 | ol | 490 | 0.00403 | HV
679-AL1/86-ST1A 220.0 | 11.7 | 0.042 | 0.275 | 1.15 | ol | 679 | 0.00403 | HV
490-AL1/64-ST1A 380.0 | 11 | 0.059 | 0.253 | 0.96 | ol | 490 | 0.00403 | HV
679-AL1/86-ST1A 380.0 | 14.6 | 0.042 | 0.25 | 1.15 | ol | 679 | 0.00403 | HV

## trafo_std_types
| i0_percent | pfe_kw | vkr_percent | sn_mva | vn_lv_kv | vn_hv_kv | vk_percent | shift_degree | vector_group | tap_side | tap_neutral | tap_min | tap_max | tap_step_degree | tap_step_percent | tap_phase_shifter
160 MVA 380/110 kV | 0.06 | 60 | 0.25 | 160 | 110 | 380 | 12.2 | 0 | Yy0 | hv | 0 | -9 | 9 | 0 | 1.5 | FALSE
100 MVA 220/110 kV | 0.06 | 55 | 0.26 | 100 | 110 | 220 | 12 | 0 | Yy0 | hv | 0 | -9 | 9 | 0 | 1.5 | FALSE
63 MVA 110/20 kV | 0.04 | 22 | 0.32 | 63 | 20 | 110 | 18 | 150 | YNd5 | hv | 0 | -9 | 9 | 0 | 1.5 | FALSE
40 MVA 110/20 kV | 0.05 | 18 | 0.34 | 40 | 20 | 110 | 16.2 | 150 | YNd5 | hv | 0 | -9 | 9 | 0 | 1.5 | FALSE
25 MVA 110/20 kV | 0.07 | 14 | 0.41 | 25 | 20 | 110 | 12 | 150 | YNd5 | hv | 0 | -9 | 9 | 0 | 1.5 | FALSE
63 MVA 110/10 kV | 0.04 | 22 | 0.32 | 63 | 10 | 110 | 18 | 150 | YNd5 | hv | 0 | -9 | 9 | 0 | 1.5 | FALSE
40 MVA 110/10 kV | 0.05 | 18 | 0.34 | 40 | 10 | 110 | 16.2 | 150 | YNd5 | hv | 0 | -9 | 9 | 0 | 1.5 | FALSE
25 MVA 110/10 kV | 0.07 | 14 | 0.41 | 25 | 10 | 110 | 12 | 150 | YNd5 | hv | 0 | -9 | 9 | 0 | 1.5 | FALSE
0.25 MVA 20/0.4 kV | 0.32 | 0.8 | 1.44 | 0.25 | 0.4 | 20 | 6 | 150 | Yzn5 | hv | 0 | -2 | 2 | 0 | 2.5 | FALSE
0.4 MVA 20/0.4 kV | 0.3375 | 1.35 | 1.425 | 0.4 | 0.4 | 20 | 6 | 150 | Dyn5 | hv | 0 | -2 | 2 | 0 | 2.5 | FALSE
0.63 MVA 20/0.4 kV | 0.2619 | 1.65 | 1.206 | 0.63 | 0.4 | 20 | 6 | 150 | Dyn5 | hv | 0 | -2 | 2 | 0 | 2.5 | FALSE
0.25 MVA 10/0.4 kV | 0.24 | 0.6 | 1.2 | 0.25 | 0.4 | 10 | 4 | 150 | Dyn5 | hv | 0 | -2 | 2 | 0 | 2.5 | FALSE
0.4 MVA 10/0.4 kV | 0.2375 | 0.95 | 1.325 | 0.4 | 0.4 | 10 | 4 | 150 | Dyn5 | hv | 0 | -2 | 2 | 0 | 2.5 | FALSE
0.63 MVA 10/0.4 kV | 0.1873 | 1.18 | 1.0794 | 0.63 | 0.4 | 10 | 4 | 150 | Dyn5 | hv | 0 | -2 | 2 | 0 | 2.5 | FALSE

## trafo3w_std_types
| sn_hv_mva | sn_mv_mva | sn_lv_mva | vn_hv_kv | vn_mv_kv | vn_lv_kv | vk_hv_percent | vk_mv_percent | vk_lv_percent | vkr_hv_percent | vkr_mv_percent | vkr_lv_percent | pfe_kw | i0_percent | shift_mv_degree | shift_lv_degree | vector_group | tap_side | tap_neutral | tap_min | tap_max | tap_step_percent
63/25/38 MVA 110/20/10 kV | 63 | 25 | 38 | 110 | 20 | 10 | 10.4 | 10.4 | 10.4 | 0.28 | 0.32 | 0.35 | 35 | 0.89 | 0 | 0 | YN0yn0yn0 | hv | 0 | -10 | 10 | 1.2
63/25/38 MVA 110/10/10 kV | 63 | 25 | 38 | 110 | 10 | 10 | 10.4 | 10.4 | 10.4 | 0.28 | 0.32 | 0.35 | 35 | 0.89 | 0 | 0 | YN0yn0yn0 | hv | 0 | -10 | 10 | 1.2

## fuse_std_types
| fuse_type | i_rated_a | t_avg | t_min | t_total | x_avg | x_min | x_total
HV 100A | HV 100A | 100 | 0 | [10.0, 3.64, 0.854, 0.281, 0.1, 0.0531, 0.022, 0.01] | [10.0, 4.267, 1.21, 0.403, 0.1, 0.058, 0.022, 0.01] | 0 | [300.0, 350.0, 450.0, 550.0, 700.0, 850.0, 1200.0, 1752.0] | [600.0, 700.0, 900.0, 1150.0, 1665.0, 2000.0, 3000.0, 4313.0]
HV 10A | HV 10A | 10 | 0 | [10.0, 1675.0, 0.344, 0.156, 0.1, 0.0417, 0.0171, 0.01] | [10.0, 1.3, 0.3, 0.155, 0.1, 0.0555, 0.023, 0.01] | 0 | [30.0, 32.0, 35.0, 37.0, 39.0, 50.0, 70.0, 88.0] | [60.0, 70.0, 80.0, 87.0, 94.0, 110.0, 150.0, 216.0]
HV 125A | HV 125A | 125 | 0 | [10.0, 1.82, 0.344, 0.1, 0.0467, 0.0269, 0.01] | [10.0, 2.478, 0.426, 0.1, 0.0427, 0.0211, 0.01] | 0 | [375.0, 500.0, 700.0, 925.0, 1200.0, 1500.0, 2341.0] | [750.0, 1000.0, 1500.0, 2200.0, 3000.0, 4000.0, 5765.0]
HV 160A | HV 160A | 160 | 0 | [10.0, 4.15, 1.03, 0.198, 0.1, 0.051, 0.0172, 0.01] | [10.0, 2.3, 0.734, 0.274, 0.1, 0.046, 0.0177, 0.01] | 0 | [480.0, 550.0, 700.0, 1000.0, 1260.0, 1600.0, 2500.0, 3227.0] | [960.0, 1300.0, 1700.0, 2200.0, 2996.0, 4000.0, 6000.0, 7946.0]
HV 16A | HV 16A | 16 | 0 | [10.0, 0.352, 0.164, 0.1, 0.0649, 0.0342, 0.01] | [10.0, 2.34, 0.722, 0.181, 0.1, 0.055, 0.0296, 0.01] | 0 | [48.0, 60.0, 65.0, 71.0, 80.0, 100.0, 162.0] | [96.0, 110.0, 125.0, 150.0, 168.0, 200.0, 250.0, 398.0]
HV 200A | HV 200A | 200 | 0 | [10.0, 4.267, 1.21, 0.403, 0.1, 0.058, 0.022, 0.01] | [10.0, 3.73, 1.654, 0.328, 0.1, 0.0531, 0.019, 0.01] | 0 | [600.0, 700.0, 900.0, 1150.0, 1665.0, 2000.0, 3000.0, 4313.0] | [1200.0, 1500.0, 1800.0, 2700.0, 3960.0, 5000.0, 7500.0, 10620.0]
HV 20A | HV 20A | 20 | 0 | [10.0, 1.3, 0.3, 0.155, 0.1, 0.0555, 0.023, 0.01] | [10.0, 1.3, 0.161, 0.1, 0.0611, 0.0399, 0.0141, 0.01] | 0 | [60.0, 70.0, 80.0, 87.0, 94.0, 110.0, 150.0, 216.0] | [120.0, 150.0, 200.0, 223.0, 260.0, 300.0, 450.0, 532.0]
HV 25A | HV 25A | 25 | 0 | [10.0, 2.512, 0.833, 0.299, 0.1, 0.0372, 0.0223, 0.01] | [10.0, 3.125, 0.597, 0.198, 0.1, 0.0378, 0.022, 0.01] | 0 | [75.0, 82.0, 90.0, 100.0, 124.0, 170.0, 200.0, 289.0] | [150.0, 170.0, 210.0, 250.0, 294.0, 400.0, 500.0, 711.0]
HV 31.5A | HV 31.5A | 31.5 | 0 | [10.0, 2.34, 0.722, 0.181, 0.1, 0.055, 0.0296, 0.01] | [10.0, 2.84, 0.368, 0.164, 0.1, 0.0621, 0.0378, 0.0195, 0.01] | 0 | [95.0, 110.0, 125.0, 150.0, 165.0, 200.0, 250.0, 390.0] | [189.0, 220.0, 300.0, 350.0, 393.0, 450.0, 530.0, 700.0, 960.0]
HV 40A | HV 40A | 40 | 0 | [10.0, 1.3, 0.161, 0.1, 0.0611, 0.0399, 0.0141, 0.01] | [10.0, 2.05, 0.369, 0.198, 0.1, 0.051, 0.0298, 0.01] | 0 | [120.0, 150.0, 200.0, 223.0, 260.0, 300.0, 450.0, 532.0] | [240.0, 300.0, 400.0, 450.0, 530.0, 650.0, 800.0, 1311.0]
HV 50A | HV 50A | 50 | 0 | [10.0, 3.215, 0.597, 0.198, 0.1, 0.0378, 0.022, 0.01] | [10.0, 3.64, 0.854, 0.281, 0.1, 0.0531, 0.022, 0.01] | 0 | [150.0, 170.0, 210.0, 250.0, 294.0, 400.0, 500.0, 711.0] | [300.0, 350.0, 450.0, 550.0, 700.0, 850.0, 1200.0, 1752.0]
HV 6.3A | HV 6.3A | 6.3 | 0 | [10.0, 1.39, 0.344, 0.168, 0.1, 0.056, 0.0263, 0.01] | [10.0, 1.711, 0.516, 0.198, 0.1, 0.0634, 0.0303, 0.01] | 0 | [19.0, 19.5, 20.4, 20.8, 22.0, 25.0, 32.0, 48.0] | [38.0, 40.0, 43.0, 48.0, 53.0, 60.0, 75.0, 118.0]
HV 63A | HV 63A | 63 | 0 | [10.0, 2.84, 0.368, 0.164, 0.1, 0.0621, 0.0378, 0.0195, 0.01] | [10.0, 1.82, 0.344, 0.1, 0.0467, 0.0269, 0.01] | 0 | [189.0, 220.0, 300.0, 350.0, 393.0, 450.0, 530.0, 700.0, 961.0] | [378.0, 500.0, 700.0, 934.0, 1200.0, 1500.0, 2366.0]
HV 80A | HV 80A | 80 | 0 | [10.0, 2.05, 0.369, 0.198, 0.1, 0.051, 0.0298, 0.01] | [10.0, 4.15, 1.03, 0.198, 0.1, 0.051, 0.0172, 0.01] | 0 | [240.0, 300.0, 400.0, 450.0, 530.0, 650.0, 800.0, 1311.0] | [480.0, 550.0, 700.0, 1000.0, 1260.0, 1600.0, 2500.0, 3227.0]
Siemens NH-1-100 | Siemens NH-1-100 | 100 | [5400.0, 2000.0, 400.0, 20.0, 1.0, 0.2, 0.012, 0.004] | 0 | 0 | [150.0, 190.0, 250.0, 430.0, 900.0, 1250.0, 2700.0, 3600.0] | 0 | 0
Siemens NH-1-125 | Siemens NH-1-125 | 125 | [4800.0, 120.0, 7.0, 0.1, 0.004] | 0 | 0 | [180.0, 400.0, 740.0, 2000.0, 4250.0] | 0 | 0
Siemens NH-1-16 | Siemens NH-1-16 | 16 | [4000.0, 400.0, 2.0, 0.1, 0.04, 0.01] | 0 | 0 | [26.0, 35.0, 75.0, 150.0, 200.0, 300.0] | 0 | 0
Siemens NH-1-160 | Siemens NH-1-160 | 160 | [4800.0, 120.0, 7.0, 0.1, 0.004] | 0 | 0 | [210.0, 500.0, 900.0, 2300.0, 5000.0] | 0 | 0
Siemens NH-1-25 | Siemens NH-1-25 | 25 | [4000.0, 1000.0, 10.0, 0.2, 0.02, 0.01] | 0 | 0 | [40.0, 50.0, 100.0, 210.0, 400.0, 500.0] | 0 | 0
Siemens NH-1-50 | Siemens NH-1-50 | 50 | [4000.0, 40.0, 4.0, 1.0, 0.02, 0.01] | 0 | 0 | [86.0, 200.0, 300.0, 400.0, 1000.0, 1280.0] | 0 | 0
Siemens NH-1-63 | Siemens NH-1-63 | 63 | [4000.0, 100.0, 10.0, 2.0, 0.04, 0.01] | 0 | 0 | [100.0, 200.0, 300.0, 400.0, 1000.0, 1500.0] | 0 | 0
Siemens NH-1-80 | Siemens NH-1-80 | 80 | [4800.0, 120.0, 7.0, 0.1, 0.01] | 0 | 0 | [150.58, 250.0, 450.0, 1150.0, 2470.0] | 0 | 0
Siemens NH-2-1000 | Siemens NH-2-1000 | 1000 | [4800.0, 120.0, 7.0, 0.1, 0.004] | 0 | 0 | [1900.0, 3500.0, 8400.0, 24000.0, 52000.0] | 0 | 0
Siemens NH-2-200 | Siemens NH-2-200 | 200 | [4800.0, 120.0, 7.0, 0.1, 0.004] | 0 | 0 | [280.0, 650.0, 1200.0, 3000.0, 7000.0] | 0 | 0
Siemens NH-2-224 | Siemens NH-2-224 | 224 | [4800.0, 120.0, 7.0, 0.2, 0.04, 0.004] | 0 | 0 | [400.0, 750.0, 1453.0, 3025.0, 4315.0, 7600.0] | 0 | 0
Siemens NH-2-250 | Siemens NH-2-250 | 250 | [4800.0, 120.0, 7.0, 0.1, 0.004] | 0 | 0 | [450.0, 800.0, 1650.0, 4000.0, 8500.0] | 0 | 0
Siemens NH-2-315 | Siemens NH-2-315 | 315 | [4800.0, 120.0, 7.0, 0.1, 0.004] | 0 | 0 | [550.0, 920.0, 1900.0, 5000.0, 11000.0] | 0 | 0
Siemens NH-2-355 | Siemens NH-2-355 | 355 | [4800.0, 120.0, 6.0, 0.1, 0.004] | 0 | 0 | [650.0, 1116.27, 2350.0, 5840.0, 12790.0] | 0 | 0
Siemens NH-2-400 | Siemens NH-2-400 | 400 | [4800.0, 120.0, 7.0, 0.1, 0.004] | 0 | 0 | [720.0, 1350.0, 2800.0, 6500.0, 15000.0] | 0 | 0
Siemens NH-2-425 | Siemens NH-2-425 | 425 | [4800.0, 120.0, 7.0, 0.1, 0.004] | 0 | 0 | [850.0, 1500.0, 3050.0, 7500.0, 16500.0] | 0 | 0
Siemens NH-2-630 | Siemens NH-2-630 | 630 | [4800.0, 120.0, 7.0, 0.1, 0.004] | 0 | 0 | [1200.0, 2000.0, 4800.0, 12000.0, 26000.0] | 0 | 0

## dtypes
| element | column | dtype
0 | bus | name | object
1 | bus | vn_kv | float64
2 | bus | type | object
3 | bus | zone | object
4 | bus | in_service | bool
5 | load | name | object
6 | load | bus | uint32
7 | load | p_mw | float64
8 | load | q_mvar | float64
9 | load | const_z_percent | float64
10 | load | const_i_percent | float64
11 | load | sn_mva | float64
12 | load | scaling | float64
13 | load | in_service | bool
14 | load | type | object
15 | ext_grid | name | object
16 | ext_grid | bus | uint32
17 | ext_grid | vm_pu | float64
18 | ext_grid | va_degree | float64
19 | ext_grid | slack_weight | float64
20 | ext_grid | in_service | bool
21 | line | name | object
22 | line | std_type | object
23 | line | from_bus | uint32
24 | line | to_bus | uint32
25 | line | length_km | float64
26 | line | r_ohm_per_km | float64
27 | line | x_ohm_per_km | float64
28 | line | c_nf_per_km | float64
29 | line | g_us_per_km | float64
30 | line | max_i_ka | float64
31 | line | df | float64
32 | line | parallel | uint32
33 | line | type | object
34 | line | in_service | bool
35 | trafo | name | object
36 | trafo | std_type | object
37 | trafo | hv_bus | uint32
38 | trafo | lv_bus | uint32
39 | trafo | sn_mva | float64
40 | trafo | vn_hv_kv | float64
41 | trafo | vn_lv_kv | float64
42 | trafo | vk_percent | float64
43 | trafo | vkr_percent | float64
44 | trafo | pfe_kw | float64
45 | trafo | i0_percent | float64
46 | trafo | shift_degree | float64
47 | trafo | tap_side | object
48 | trafo | tap_neutral | int32
49 | trafo | tap_min | int32
50 | trafo | tap_max | int32
51 | trafo | tap_step_percent | float64
52 | trafo | tap_step_degree | float64
53 | trafo | tap_pos | int32
54 | trafo | tap_phase_shifter | bool
55 | trafo | parallel | uint32
56 | trafo | df | float64
57 | trafo | in_service | bool
58 | line_geodata | coords | object
59 | bus_geodata | x | float64
60 | bus_geodata | y | float64
61 | bus_geodata | coords | object

## parameters
| version | format_version | converged | OPF_converged | name | f_hz | sn_mva
0 | 2.14.6 | 2.14.0 | FALSE | FALSE |  | 50 | 1