## bus
| name | vn_kv | type | zone | in_service
0 | bus_LV_5586-305_0_9_node_0 | 0.4 | n |  | TRUE
1 | bus_LV_5586-305_0_9_node_1 | 0.4 | n |  | TRUE
2 | bus_LV_5586-305_0_9_node_2 | 0.4 | n |  | TRUE
3 | bus_LV_5586-305_0_9_node_3 | 0.4 | n |  | TRUE
4 | bus_LV_5586-305_0_9_node_4 | 0.4 | n |  | TRUE
5 | bus_LV_5586-305_0_9_node_5 | 0.4 | n |  | TRUE
6 | bus_LV_5586-305_0_9_node_107 | 0.4 | n |  | TRUE
7 | bus_LV_5586-305_0_9_node_105 | 0.4 | n |  | TRUE
8 | bus_LV_5586-305_0_9_node_119 | 0.4 | n |  | TRUE
9 | bus_LV_5586-305_0_9_node_129 | 0.4 | n |  | TRUE
10 | bus_LV_5586-305_0_9_node_104 | 0.4 | n |  | TRUE
11 | bus_LV_5586-305_0_9_node_6 | 0.4 | n |  | TRUE
12 | bus_LV_5586-305_0_9_node_7 | 0.4 | n |  | TRUE
13 | bus_LV_5586-305_0_9_node_8 | 0.4 | n |  | TRUE
14 | bus_LV_5586-305_0_9_node_9 | 0.4 | n |  | TRUE
15 | bus_LV_5586-305_0_9_node_10 | 0.4 | n |  | TRUE
16 | bus_LV_5586-305_0_9_node_12 | 0.4 | n |  | TRUE
17 | bus_LV_5586-305_0_9_node_183 | 0.4 | n |  | TRUE
18 | bus_LV_5586-305_0_9_node_192 | 0.4 | n |  | TRUE
19 | bus_LV_5586-305_0_9_node_122 | 0.4 | n |  | TRUE
20 | bus_LV_5586-305_0_9_node_14 | 0.4 | n |  | TRUE
21 | bus_LV_5586-305_0_9_node_11 | 0.4 | n |  | TRUE
22 | bus_LV_5586-305_0_9_node_120 | 0.4 | n |  | TRUE
23 | bus_LV_5586-305_0_9_node_16 | 0.4 | n |  | TRUE
24 | bus_LV_5586-305_0_9_node_15 | 0.4 | n |  | TRUE
25 | bus_LV_5586-305_0_9_node_19 | 0.4 | n |  | TRUE
26 | bus_LV_5586-305_0_9_node_17 | 0.4 | n |  | TRUE
27 | bus_LV_5586-305_0_9_node_191 | 0.4 | n |  | TRUE
28 | bus_LV_5586-305_0_9_node_25 | 0.4 | n |  | TRUE
29 | bus_LV_5586-305_0_9_node_18 | 0.4 | n |  | TRUE
30 | bus_LV_5586-305_0_9_node_145 | 0.4 | n |  | TRUE
31 | bus_LV_5586-305_0_9_node_22 | 0.4 | n |  | TRUE
32 | bus_LV_5586-305_0_9_node_20 | 0.4 | n |  | TRUE
33 | bus_LV_5586-305_0_9_node_21 | 0.4 | n |  | TRUE
34 | bus_LV_5586-305_0_9_node_23 | 0.4 | n |  | TRUE
35 | bus_LV_5586-305_0_9_node_24 | 0.4 | n |  | TRUE
36 | bus_LV_5586-305_0_9_node_27 | 0.4 | n |  | TRUE
37 | bus_LV_5586-305_0_9_node_71 | 0.4 | n |  | TRUE
38 | bus_LV_5586-305_0_9_node_28 | 0.4 | n |  | TRUE
39 | bus_LV_5586-305_0_9_node_26 | 0.4 | n |  | TRUE
40 | bus_LV_5586-305_0_9_node_72 | 0.4 | n |  | TRUE
41 | bus_LV_5586-305_0_9_node_38 | 0.4 | n |  | TRUE
42 | bus_LV_5586-305_0_9_node_29 | 0.4 | n |  | TRUE
43 | bus_LV_5586-305_0_9_node_30 | 0.4 | n |  | TRUE
44 | bus_LV_5586-305_0_9_node_31 | 0.4 | n |  | TRUE
45 | bus_LV_5586-305_0_9_node_32 | 0.4 | n |  | TRUE
46 | bus_LV_5586-305_0_9_node_51 | 0.4 | n |  | TRUE
47 | bus_LV_5586-305_0_9_node_53 | 0.4 | n |  | TRUE
48 | bus_LV_5586-305_0_9_node_182 | 0.4 | n |  | TRUE
49 | bus_LV_5586-305_0_9_node_181 | 0.4 | n |  | TRUE
50 | bus_LV_5586-305_0_9_node_54 | 0.4 | n |  | TRUE
51 | bus_LV_5586-305_0_9_node_163 | 0.4 | n |  | TRUE
52 | bus_LV_5586-305_0_9_node_159 | 0.4 | n |  | TRUE
53 | bus_LV_5586-305_0_9_node_37 | 0.4 | n |  | TRUE
54 | bus_LV_5586-305_0_9_node_33 | 0.4 | n |  | TRUE
55 | bus_LV_5586-305_0_9_node_34 | 0.4 | n |  | TRUE
56 | bus_LV_5586-305_0_9_node_35 | 0.4 | n |  | TRUE
57 | bus_LV_5586-305_0_9_node_36 | 0.4 | n |  | TRUE
58 | bus_LV_5586-305_0_9_node_39 | 0.4 | n |  | TRUE
59 | bus_LV_5586-305_0_9_node_40 | 0.4 | n |  | TRUE
60 | bus_LV_5586-305_0_9_node_47 | 0.4 | n |  | TRUE
61 | bus_LV_5586-305_0_9_node_44 | 0.4 | n |  | TRUE
62 | bus_LV_5586-305_0_9_node_55 | 0.4 | n |  | TRUE
63 | bus_LV_5586-305_0_9_node_42 | 0.4 | n |  | TRUE
64 | bus_LV_5586-305_0_9_node_41 | 0.4 | n |  | TRUE
65 | bus_LV_5586-305_0_9_node_43 | 0.4 | n |  | TRUE
66 | bus_LV_5586-305_0_9_node_45 | 0.4 | n |  | TRUE
67 | bus_LV_5586-305_0_9_node_46 | 0.4 | n |  | TRUE
68 | bus_LV_5586-305_0_9_node_62 | 0.4 | n |  | TRUE
69 | bus_LV_5586-305_0_9_node_56 | 0.4 | n |  | TRUE
70 | bus_LV_5586-305_0_9_node_48 | 0.4 | n |  | TRUE
71 | bus_LV_5586-305_0_9_node_49 | 0.4 | n |  | TRUE
72 | bus_LV_5586-305_0_9_node_50 | 0.4 | n |  | TRUE
73 | bus_LV_5586-305_0_9_node_59 | 0.4 | n |  | TRUE
74 | bus_LV_5586-305_0_9_node_58 | 0.4 | n |  | TRUE
75 | bus_LV_5586-305_0_9_node_52 | 0.4 | n |  | TRUE
76 | bus_LV_5586-305_0_9_node_65 | 0.4 | n |  | TRUE
77 | bus_LV_5586-305_0_9_node_64 | 0.4 | n |  | TRUE
78 | bus_LV_5586-305_0_9_node_174 | 0.4 | n |  | TRUE
79 | bus_LV_5586-305_0_9_node_68 | 0.4 | n |  | TRUE
80 | bus_LV_5586-305_0_9_node_66 | 0.4 | n |  | TRUE
81 | bus_LV_5586-305_0_9_node_175 | 0.4 | n |  | TRUE
82 | bus_LV_5586-305_0_9_node_63 | 0.4 | n |  | TRUE
83 | bus_LV_5586-305_0_9_node_146 | 0.4 | n |  | TRUE
84 | bus_LV_5586-305_0_9_node_164 | 0.4 | n |  | TRUE
85 | bus_LV_5586-305_0_9_node_157 | 0.4 | n |  | TRUE
86 | bus_LV_5586-305_0_9_node_57 | 0.4 | n |  | TRUE
87 | bus_LV_5586-305_0_9_node_60 | 0.4 | n |  | TRUE
88 | bus_LV_5586-305_0_9_node_61 | 0.4 | n |  | TRUE
89 | bus_LV_5586-305_0_9_node_67 | 0.4 | n |  | TRUE
90 | bus_LV_5586-305_0_9_node_193 | 0.4 | n |  | TRUE
91 | bus_LV_5586-305_0_9_node_176 | 0.4 | n |  | TRUE
92 | bus_LV_5586-305_0_9_node_70 | 0.4 | n |  | TRUE
93 | bus_LV_5586-305_0_9_node_69 | 0.4 | n |  | TRUE
94 | bus_LV_5586-305_0_9_node_141 | 0.4 | n |  | TRUE
95 | bus_LV_5586-305_0_9_node_73 | 0.4 | n |  | TRUE
96 | bus_LV_5586-305_0_9_node_74 | 0.4 | n |  | TRUE
97 | bus_LV_5586-305_0_9_node_75 | 0.4 | n |  | TRUE
98 | bus_LV_5586-305_0_9_node_76 | 0.4 | n |  | TRUE
99 | bus_LV_5586-305_0_9_node_77 | 0.4 | n |  | TRUE
100 | bus_LV_5586-305_0_9_node_82 | 0.4 | n |  | TRUE
101 | bus_LV_5586-305_0_9_node_188 | 0.4 | n |  | TRUE
102 | bus_LV_5586-305_0_9_node_80 | 0.4 | n |  | TRUE
103 | bus_LV_5586-305_0_9_node_78 | 0.4 | n |  | TRUE
104 | bus_LV_5586-305_0_9_node_189 | 0.4 | n |  | TRUE
105 | bus_LV_5586-305_0_9_node_95 | 0.4 | n |  | TRUE
106 | bus_LV_5586-305_0_9_node_100 | 0.4 | n |  | TRUE
107 | bus_LV_5586-305_0_9_node_101 | 0.4 | n |  | TRUE
108 | bus_LV_5586-305_0_9_node_96 | 0.4 | n |  | TRUE
109 | bus_LV_5586-305_0_9_node_79 | 0.4 | n |  | TRUE
110 | bus_LV_5586-305_0_9_node_81 | 0.4 | n |  | TRUE
111 | bus_LV_5586-305_0_9_node_83 | 0.4 | n |  | TRUE
112 | bus_LV_5586-305_0_9_node_84 | 0.4 | n |  | TRUE
113 | bus_LV_5586-305_0_9_node_88 | 0.4 | n |  | TRUE
114 | bus_LV_5586-305_0_9_node_85 | 0.4 | n |  | TRUE
115 | bus_LV_5586-305_0_9_node_86 | 0.4 | n |  | TRUE
116 | bus_LV_5586-305_0_9_node_87 | 0.4 | n |  | TRUE
117 | bus_LV_5586-305_0_9_node_98 | 0.4 | n |  | TRUE
118 | bus_LV_5586-305_0_9_node_89 | 0.4 | n |  | TRUE
119 | bus_LV_5586-305_0_9_node_90 | 0.4 | n |  | TRUE
120 | bus_LV_5586-305_0_9_node_91 | 0.4 | n |  | TRUE
121 | bus_LV_5586-305_0_9_node_92 | 0.4 | n |  | TRUE
122 | bus_LV_5586-305_0_9_node_93 | 0.4 | n |  | TRUE
123 | bus_LV_5586-305_0_9_node_94 | 0.4 | n |  | TRUE
124 | bus_LV_5586-305_0_9_node_114 | 0.4 | n |  | TRUE
125 | bus_LV_5586-305_0_9_node_113 | 0.4 | n |  | TRUE
126 | bus_LV_5586-305_0_9_node_130 | 0.4 | n |  | TRUE
127 | bus_LV_5586-305_0_9_node_112 | 0.4 | n |  | TRUE
128 | bus_LV_5586-305_0_9_node_99 | 0.4 | n |  | TRUE
129 | bus_LV_5586-305_0_9_node_117 | 0.4 | n |  | TRUE
130 | bus_LV_5586-305_0_9_node_108 | 0.4 | n |  | TRUE
131 | bus_LV_5586-305_0_9_node_109 | 0.4 | n |  | TRUE
132 | bus_LV_5586-305_0_9_node_110 | 0.4 | n |  | TRUE
133 | bus_LV_5586-305_0_9_node_111 | 0.4 | n |  | TRUE
134 | bus_LV_5586-305_0_9_node_127 | 0.4 | n |  | TRUE
135 | bus_LV_5586-305_0_9_node_131 | 0.4 | n |  | TRUE
136 | bus_LV_5586-305_0_9_node_115 | 0.4 | n |  | TRUE
137 | bus_LV_5586-305_0_9_node_116 | 0.4 | n |  | TRUE
138 | bus_LV_5586-305_0_9_node_118 | 0.4 | n |  | TRUE
139 | bus_LV_5586-305_0_9_node_126 | 0.4 | n |  | TRUE
140 | bus_LV_5586-305_0_9_node_121 | 0.4 | n |  | TRUE
141 | bus_LV_5586-305_0_9_node_123 | 0.4 | n |  | TRUE
142 | bus_LV_5586-305_0_9_node_124 | 0.4 | n |  | TRUE
143 | bus_LV_5586-305_0_9_node_125 | 0.4 | n |  | TRUE
144 | bus_LV_5586-305_0_9_node_128 | 0.4 | n |  | TRUE
145 | bus_LV_5586-305_0_9_node_133 | 0.4 | n |  | TRUE
146 | bus_LV_5586-305_0_9_node_134 | 0.4 | n |  | TRUE
147 | bus_LV_5586-305_0_9_node_132 | 0.4 | n |  | TRUE
148 | bus_LV_5586-305_0_9_node_137 | 0.4 | n |  | TRUE
149 | bus_LV_5586-305_0_9_node_138 | 0.4 | n |  | TRUE
150 | bus_LV_5586-305_0_9_node_136 | 0.4 | n |  | TRUE
151 | bus_LV_5586-305_0_9_node_140 | 0.4 | n |  | TRUE
152 | bus_LV_5586-305_0_9_node_139 | 0.4 | n |  | TRUE
153 | bus_LV_5586-305_0_9_node_148 | 0.4 | n |  | TRUE
154 | bus_LV_5586-305_0_9_node_135 | 0.4 | n |  | TRUE
155 | bus_LV_5586-305_0_9_node_190 | 0.4 | n |  | TRUE
156 | bus_LV_5586-305_0_9_node_143 | 0.4 | n |  | TRUE
157 | bus_LV_5586-305_0_9_node_187 | 0.4 | n |  | TRUE
158 | bus_LV_5586-305_0_9_node_147 | 0.4 | n |  | TRUE
159 | bus_LV_5586-305_0_9_node_142 | 0.4 | n |  | TRUE
160 | bus_LV_5586-305_0_9_node_186 | 0.4 | n |  | TRUE
161 | bus_LV_5586-305_0_9_node_144 | 0.4 | n |  | TRUE
162 | bus_LV_5586-305_0_9_node_149 | 0.4 | n |  | TRUE
163 | bus_LV_5586-305_0_9_node_150 | 0.4 | n |  | TRUE
164 | bus_LV_5586-305_0_9_node_151 | 0.4 | n |  | TRUE
165 | bus_LV_5586-305_0_9_node_156 | 0.4 | n |  | TRUE
166 | bus_LV_5586-305_0_9_node_160 | 0.4 | n |  | TRUE
167 | bus_LV_5586-305_0_9_node_194 | 0.4 | n |  | TRUE
168 | bus_LV_5586-305_0_9_node_185 | 0.4 | n |  | TRUE
169 | bus_LV_5586-305_0_9_node_153 | 0.4 | n |  | TRUE
170 | bus_LV_5586-305_0_9_node_152 | 0.4 | n |  | TRUE
171 | bus_LV_5586-305_0_9_node_161 | 0.4 | n |  | TRUE
172 | bus_LV_5586-305_0_9_node_154 | 0.4 | n |  | TRUE
173 | bus_LV_5586-305_0_9_node_155 | 0.4 | n |  | TRUE
174 | bus_LV_5586-305_0_9_node_162 | 0.4 | n |  | TRUE
175 | bus_LV_5586-305_0_9_node_184 | 0.4 | n |  | TRUE
176 | bus_LV_5586-305_0_9_node_158 | 0.4 | n |  | TRUE
177 | bus_LV_5586-305_0_9_node_165 | 0.4 | n |  | TRUE
178 | bus_LV_5586-305_0_9_node_166 | 0.4 | n |  | TRUE
179 | bus_LV_5586-305_0_9_node_167 | 0.4 | n |  | TRUE
180 | bus_LV_5586-305_0_9_node_168 | 0.4 | n |  | TRUE
181 | bus_LV_5586-305_0_9_node_169 | 0.4 | n |  | TRUE
182 | bus_LV_5586-305_0_9_node_173 | 0.4 | n |  | TRUE
183 | bus_LV_5586-305_0_9_node_171 | 0.4 | n |  | TRUE
184 | bus_LV_5586-305_0_9_node_195 | 0.4 | n |  | TRUE
185 | bus_LV_5586-305_0_9_node_179 | 0.4 | n |  | TRUE
186 | bus_LV_5586-305_0_9_node_172 | 0.4 | n |  | TRUE
187 | bus_LV_5586-305_0_9_node_180 | 0.4 | n |  | TRUE
188 | bus_LV_5586-305_0_9_node_177 | 0.4 | n |  | TRUE
189 | bus_LV_5586-305_0_9_node_178 | 0.4 | n |  | TRUE
190 | bus_MV_625_0_node_176 | 20 | n |  | TRUE

## load
| name | bus | p_mw | q_mvar | const_z_percent | const_i_percent | sn_mva | scaling | in_service | type
0 | LV_5586-305_0_9_load_0 | 0 | 0.0029057 | 0.00072825 | 0 | 0 |  | 1 | TRUE | wye
1 | LV_5586-305_0_9_load_1 | 1 | 0.0061799 | 0.0015488 | 0 | 0 |  | 1 | TRUE | wye
2 | LV_5586-305_0_9_load_3 | 3 | 0.0038954 | 0.00097628 | 0 | 0 |  | 1 | TRUE | wye
3 | LV_5586-305_0_9_load_5 | 5 | 0.0070318 | 0.0017623 | 0 | 0 |  | 1 | TRUE | wye
4 | LV_5586-305_0_9_load_105 | 7 | 0.010231 | 0.0025642 | 0 | 0 |  | 1 | TRUE | wye
5 | LV_5586-305_0_9_load_129 | 9 | 0.0095598 | 0.0023959 | 0 | 0 |  | 1 | TRUE | wye
6 | LV_5586-305_0_9_load_104 | 10 | 0.0061623 | 0.0015444 | 0 | 0 |  | 1 | TRUE | wye
7 | LV_5586-305_0_9_load_6 | 11 | 0.0052529 | 0.0013165 | 0 | 0 |  | 1 | TRUE | wye
8 | LV_5586-305_0_9_load_7 | 12 | 0.0026159 | 0.00065561 | 0 | 0 |  | 1 | TRUE | wye
9 | LV_5586-305_0_9_load_183 | 17 | 0.007003 | 0.0017551 | 0 | 0 |  | 1 | TRUE | wye
10 | LV_5586-305_0_9_load_192 | 18 | 0.0051395 | 0.0012881 | 0 | 0 |  | 1 | TRUE | wye
11 | LV_5586-305_0_9_load_14 | 20 | 0.0070025 | 0.001755 | 0 | 0 |  | 1 | TRUE | wye
12 | LV_5586-305_0_9_load_11 | 21 | 0.0096422 | 0.0024166 | 0 | 0 |  | 1 | TRUE | wye
13 | LV_5586-305_0_9_load_120 | 22 | 0.0029505 | 0.00073945 | 0 | 0 |  | 1 | TRUE | wye
14 | LV_5586-305_0_9_load_15 | 24 | 0.0021898 | 0.00054881 | 0 | 0 |  | 1 | TRUE | wye
15 | LV_5586-305_0_9_load_17 | 26 | 0.0018976 | 0.00047559 | 0 | 0 |  | 1 | TRUE | wye
16 | LV_5586-305_0_9_load_191 | 27 | 0.0042417 | 0.0010631 | 0 | 0 |  | 1 | TRUE | wye
17 | LV_5586-305_0_9_load_18 | 29 | 0.0030596 | 0.00076681 | 0 | 0 |  | 1 | TRUE | wye
18 | LV_5586-305_0_9_load_145 | 30 | 0.0025146 | 0.00063021 | 0 | 0 |  | 1 | TRUE | wye
19 | LV_5586-305_0_9_load_20 | 32 | 0.0046231 | 0.0011587 | 0 | 0 |  | 1 | TRUE | wye
20 | LV_5586-305_0_9_load_21 | 33 | 0.0031708 | 0.00079467 | 0 | 0 |  | 1 | TRUE | wye
21 | LV_5586-305_0_9_load_23 | 34 | 0.003553 | 0.00089047 | 0 | 0 |  | 1 | TRUE | wye
22 | LV_5586-305_0_9_load_24 | 35 | 0.0019951 | 0.00050001 | 0 | 0 |  | 1 | TRUE | wye
23 | LV_5586-305_0_9_load_71 | 37 | 0.0020803 | 0.00052137 | 0 | 0 |  | 1 | TRUE | wye
24 | LV_5586-305_0_9_load_28 | 38 | 0.0035015 | 0.00087756 | 0 | 0 |  | 1 | TRUE | wye
25 | LV_5586-305_0_9_load_26 | 39 | 0.0034263 | 0.00085872 | 0 | 0 |  | 1 | TRUE | wye
26 | LV_5586-305_0_9_load_38 | 41 | 0.0035577 | 0.00089165 | 0 | 0 |  | 1 | TRUE | wye
27 | LV_5586-305_0_9_load_29 | 42 | 0.0027584 | 0.00069131 | 0 | 0 |  | 1 | TRUE | wye
28 | LV_5586-305_0_9_load_30 | 43 | 0.0031537 | 0.0007904 | 0 | 0 |  | 1 | TRUE | wye
29 | LV_5586-305_0_9_load_31 | 44 | 0.0017061 | 0.00042759 | 0 | 0 |  | 1 | TRUE | wye
30 | LV_5586-305_0_9_load_182 | 48 | 0.0012199 | 0.00030573 | 0 | 0 |  | 1 | TRUE | wye
31 | LV_5586-305_0_9_load_181 | 49 | 0.002574 | 0.00064511 | 0 | 0 |  | 1 | TRUE | wye
32 | LV_5586-305_0_9_load_163 | 51 | 0.0035193 | 0.00088202 | 0 | 0 |  | 1 | TRUE | wye
33 | LV_5586-305_0_9_load_159 | 52 | 0.0032606 | 0.00081718 | 0 | 0 |  | 1 | TRUE | wye
34 | LV_5586-305_0_9_load_37 | 53 | 0.0019611 | 0.00049151 | 0 | 0 |  | 1 | TRUE | wye
35 | LV_5586-305_0_9_load_33 | 54 | 0.0031322 | 0.000785 | 0 | 0 |  | 1 | TRUE | wye
36 | LV_5586-305_0_9_load_34 | 55 | 0.0035982 | 0.00090179 | 0 | 0 |  | 1 | TRUE | wye
37 | LV_5586-305_0_9_load_35 | 56 | 0.002242 | 0.0005619 | 0 | 0 |  | 1 | TRUE | wye
38 | LV_5586-305_0_9_load_40 | 59 | 0.0032364 | 0.00081112 | 0 | 0 |  | 1 | TRUE | wye
39 | LV_5586-305_0_9_load_47 | 60 | 0.0072645 | 0.0018207 | 0 | 0 |  | 1 | TRUE | wye
40 | LV_5586-305_0_9_load_44 | 61 | 0.0052228 | 0.0013089 | 0 | 0 |  | 1 | TRUE | wye
41 | LV_5586-305_0_9_load_55 | 62 | 0.0075055 | 0.0018811 | 0 | 0 |  | 1 | TRUE | wye
42 | LV_5586-305_0_9_load_41 | 64 | 0.0025405 | 0.00063671 | 0 | 0 |  | 1 | TRUE | wye
43 | LV_5586-305_0_9_load_45 | 66 | 0.0046621 | 0.0011684 | 0 | 0 |  | 1 | TRUE | wye
44 | LV_5586-305_0_9_load_46 | 67 | 0.003569 | 0.00089448 | 0 | 0 |  | 1 | TRUE | wye
45 | LV_5586-305_0_9_load_62 | 68 | 0.0056106 | 0.0014061 | 0 | 0 |  | 1 | TRUE | wye
46 | LV_5586-305_0_9_load_56 | 69 | 0.0075019 | 0.0018802 | 0 | 0 |  | 1 | TRUE | wye
47 | LV_5586-305_0_9_load_48 | 70 | 0.0045375 | 0.0011372 | 0 | 0 |  | 1 | TRUE | wye
48 | LV_5586-305_0_9_load_50 | 72 | 0.0028964 | 0.00072592 | 0 | 0 |  | 1 | TRUE | wye
49 | LV_5586-305_0_9_load_59 | 73 | 0.0040598 | 0.0010175 | 0 | 0 |  | 1 | TRUE | wye
50 | LV_5586-305_0_9_load_58 | 74 | 0.0030621 | 0.00076743 | 0 | 0 |  | 1 | TRUE | wye
51 | LV_5586-305_0_9_load_174 | 78 | 0.0053904 | 0.001351 | 0 | 0 |  | 1 | TRUE | wye
52 | LV_5586-305_0_9_load_175 | 81 | 0.0016259 | 0.00040748 | 0 | 0 |  | 1 | TRUE | wye
53 | LV_5586-305_0_9_load_63 | 82 | 0.0056777 | 0.001423 | 0 | 0 |  | 1 | TRUE | wye
54 | LV_5586-305_0_9_load_164 | 84 | 0.0022387 | 0.00056108 | 0 | 0 |  | 1 | TRUE | wye
55 | LV_5586-305_0_9_load_157 | 85 | 0.0052225 | 0.0013089 | 0 | 0 |  | 1 | TRUE | wye
56 | LV_5586-305_0_9_load_57 | 86 | 0.005681 | 0.0014238 | 0 | 0 |  | 1 | TRUE | wye
57 | LV_5586-305_0_9_load_60 | 87 | 0.0030264 | 0.0007585 | 0 | 0 |  | 1 | TRUE | wye
58 | LV_5586-305_0_9_load_61 | 88 | 0.0033416 | 0.00083747 | 0 | 0 |  | 1 | TRUE | wye
59 | LV_5586-305_0_9_load_67 | 89 | 0.0091615 | 0.0022961 | 0 | 0 |  | 1 | TRUE | wye
60 | LV_5586-305_0_9_load_193 | 90 | 0.0063262 | 0.0015855 | 0 | 0 |  | 1 | TRUE | wye
61 | LV_5586-305_0_9_load_176 | 91 | 0.0040814 | 0.0010229 | 0 | 0 |  | 1 | TRUE | wye
62 | LV_5586-305_0_9_load_69 | 93 | 0.0082516 | 0.002068 | 0 | 0 |  | 1 | TRUE | wye
63 | LV_5586-305_0_9_load_73 | 95 | 0.0014948 | 0.00037463 | 0 | 0 |  | 1 | TRUE | wye
64 | LV_5586-305_0_9_load_74 | 96 | 0.0016095 | 0.00040337 | 0 | 0 |  | 1 | TRUE | wye
65 | LV_5586-305_0_9_load_75 | 97 | 0.0015353 | 0.00038479 | 0 | 0 |  | 1 | TRUE | wye
66 | LV_5586-305_0_9_load_76 | 98 | 0.0014559 | 0.00036489 | 0 | 0 |  | 1 | TRUE | wye
67 | LV_5586-305_0_9_load_82 | 100 | 0.0027351 | 0.00068548 | 0 | 0 |  | 1 | TRUE | wye
68 | LV_5586-305_0_9_load_188 | 101 | 0.0073297 | 0.001837 | 0 | 0 |  | 1 | TRUE | wye
69 | LV_5586-305_0_9_load_80 | 102 | 0.019622 | 0.0049177 | 0 | 0 |  | 1 | TRUE | wye
70 | LV_5586-305_0_9_load_189 | 104 | 0.00349 | 0.00087469 | 0 | 0 |  | 1 | TRUE | wye
71 | LV_5586-305_0_9_load_95 | 105 | 0.0083171 | 0.0020845 | 0 | 0 |  | 1 | TRUE | wye
72 | LV_5586-305_0_9_load_100 | 106 | 0.0044596 | 0.0011177 | 0 | 0 |  | 1 | TRUE | wye
73 | LV_5586-305_0_9_load_101 | 107 | 0.004827 | 0.0012098 | 0 | 0 |  | 1 | TRUE | wye
74 | LV_5586-305_0_9_load_79 | 109 | 0.0078368 | 0.0019641 | 0 | 0 |  | 1 | TRUE | wye
75 | LV_5586-305_0_9_load_83 | 111 | 0.0083431 | 0.002091 | 0 | 0 |  | 1 | TRUE | wye
76 | LV_5586-305_0_9_load_84 | 112 | 0.0056064 | 0.0014051 | 0 | 0 |  | 1 | TRUE | wye
77 | LV_5586-305_0_9_load_88 | 113 | 0.0059068 | 0.0014804 | 0 | 0 |  | 1 | TRUE | wye
78 | LV_5586-305_0_9_load_85 | 114 | 0.010625 | 0.002663 | 0 | 0 |  | 1 | TRUE | wye
79 | LV_5586-305_0_9_load_86 | 115 | 0.0061127 | 0.001532 | 0 | 0 |  | 1 | TRUE | wye
80 | LV_5586-305_0_9_load_87 | 116 | 0.0020857 | 0.00052273 | 0 | 0 |  | 1 | TRUE | wye
81 | LV_5586-305_0_9_load_98 | 117 | 0.0043088 | 0.0010799 | 0 | 0 |  | 1 | TRUE | wye
82 | LV_5586-305_0_9_load_89 | 118 | 0.004685 | 0.0011742 | 0 | 0 |  | 1 | TRUE | wye
83 | LV_5586-305_0_9_load_90 | 119 | 0.0020452 | 0.00051256 | 0 | 0 |  | 1 | TRUE | wye
84 | LV_5586-305_0_9_load_91 | 120 | 0.0033001 | 0.00082708 | 0 | 0 |  | 1 | TRUE | wye
85 | LV_5586-305_0_9_load_92 | 121 | 0.0025643 | 0.00064266 | 0 | 0 |  | 1 | TRUE | wye
86 | LV_5586-305_0_9_load_114 | 124 | 0.0017359 | 0.00043507 | 0 | 0 |  | 1 | TRUE | wye
87 | LV_5586-305_0_9_load_113 | 125 | 0.0033272 | 0.00083388 | 0 | 0 |  | 1 | TRUE | wye
88 | LV_5586-305_0_9_load_130 | 126 | 0.0020817 | 0.00052172 | 0 | 0 |  | 1 | TRUE | wye
89 | LV_5586-305_0_9_load_112 | 127 | 0.0033623 | 0.00084266 | 0 | 0 |  | 1 | TRUE | wye
90 | LV_5586-305_0_9_load_99 | 128 | 0.0062623 | 0.0015695 | 0 | 0 |  | 1 | TRUE | wye
91 | LV_5586-305_0_9_load_117 | 129 | 0.0030471 | 0.00076367 | 0 | 0 |  | 1 | TRUE | wye
92 | LV_5586-305_0_9_load_108 | 130 | 0.0025919 | 0.00064959 | 0 | 0 |  | 1 | TRUE | wye
93 | LV_5586-305_0_9_load_109 | 131 | 0.0019402 | 0.00048626 | 0 | 0 |  | 1 | TRUE | wye
94 | LV_5586-305_0_9_load_110 | 132 | 0.0022837 | 0.00057235 | 0 | 0 |  | 1 | TRUE | wye
95 | LV_5586-305_0_9_load_111 | 133 | 0.003735 | 0.00093609 | 0 | 0 |  | 1 | TRUE | wye
96 | LV_5586-305_0_9_load_127 | 134 | 0.0076508 | 0.0019175 | 0 | 0 |  | 1 | TRUE | wye
97 | LV_5586-305_0_9_load_131 | 135 | 0.0057688 | 0.0014458 | 0 | 0 |  | 1 | TRUE | wye
98 | LV_5586-305_0_9_load_115 | 136 | 0.0023726 | 0.00059462 | 0 | 0 |  | 1 | TRUE | wye
99 | LV_5586-305_0_9_load_116 | 137 | 0.0025221 | 0.0006321 | 0 | 0 |  | 1 | TRUE | wye
100 | LV_5586-305_0_9_load_118 | 138 | 0.0029858 | 0.00074832 | 0 | 0 |  | 1 | TRUE | wye
101 | LV_5586-305_0_9_load_126 | 139 | 0.0013887 | 0.00034804 | 0 | 0 |  | 1 | TRUE | wye
102 | LV_5586-305_0_9_load_121 | 140 | 0.001797 | 0.00045037 | 0 | 0 |  | 1 | TRUE | wye
103 | LV_5586-305_0_9_load_123 | 141 | 0.0031523 | 0.00079004 | 0 | 0 |  | 1 | TRUE | wye
104 | LV_5586-305_0_9_load_124 | 142 | 0.0018694 | 0.00046851 | 0 | 0 |  | 1 | TRUE | wye
105 | LV_5586-305_0_9_load_125 | 143 | 0.0011896 | 0.00029815 | 0 | 0 |  | 1 | TRUE | wye
106 | LV_5586-305_0_9_load_128 | 144 | 0.0028457 | 0.00071321 | 0 | 0 |  | 1 | TRUE | wye
107 | LV_5586-305_0_9_load_133 | 145 | 0.0026306 | 0.00065929 | 0 | 0 |  | 1 | TRUE | wye
108 | LV_5586-305_0_9_load_134 | 146 | 0.0014023 | 0.00035145 | 0 | 0 |  | 1 | TRUE | wye
109 | LV_5586-305_0_9_load_138 | 149 | 0.0047548 | 0.0011917 | 0 | 0 |  | 1 | TRUE | wye
110 | LV_5586-305_0_9_load_136 | 150 | 0.0032103 | 0.00080459 | 0 | 0 |  | 1 | TRUE | wye
111 | LV_5586-305_0_9_load_139 | 152 | 0.0013465 | 0.00033747 | 0 | 0 |  | 1 | TRUE | wye
112 | LV_5586-305_0_9_load_148 | 153 | 0.001359 | 0.0003406 | 0 | 0 |  | 1 | TRUE | wye
113 | LV_5586-305_0_9_load_135 | 154 | 0.0026637 | 0.0006676 | 0 | 0 |  | 1 | TRUE | wye
114 | LV_5586-305_0_9_load_190 | 155 | 0.0027651 | 0.000693 | 0 | 0 |  | 1 | TRUE | wye
115 | LV_5586-305_0_9_load_143 | 156 | 0.0013032 | 0.00032661 | 0 | 0 |  | 1 | TRUE | wye
116 | LV_5586-305_0_9_load_187 | 157 | 0.0036695 | 0.00091966 | 0 | 0 |  | 1 | TRUE | wye
117 | LV_5586-305_0_9_load_147 | 158 | 0.0043533 | 0.001091 | 0 | 0 |  | 1 | TRUE | wye
118 | LV_5586-305_0_9_load_142 | 159 | 0.0012474 | 0.00031263 | 0 | 0 |  | 1 | TRUE | wye
119 | LV_5586-305_0_9_load_186 | 160 | 0.00367 | 0.00091979 | 0 | 0 |  | 1 | TRUE | wye
120 | LV_5586-305_0_9_load_144 | 161 | 0.0048536 | 0.0012164 | 0 | 0 |  | 1 | TRUE | wye
121 | LV_5586-305_0_9_load_151 | 164 | 0.0016766 | 0.0004202 | 0 | 0 |  | 1 | TRUE | wye
122 | LV_5586-305_0_9_load_160 | 166 | 0.0017068 | 0.00042775 | 0 | 0 |  | 1 | TRUE | wye
123 | LV_5586-305_0_9_load_194 | 167 | 0.0037072 | 0.00092911 | 0 | 0 |  | 1 | TRUE | wye
124 | LV_5586-305_0_9_load_153 | 169 | 0.0042124 | 0.0010557 | 0 | 0 |  | 1 | TRUE | wye
125 | LV_5586-305_0_9_load_152 | 170 | 0.0017027 | 0.00042674 | 0 | 0 |  | 1 | TRUE | wye
126 | LV_5586-305_0_9_load_161 | 171 | 0.001723 | 0.00043183 | 0 | 0 |  | 1 | TRUE | wye
127 | LV_5586-305_0_9_load_154 | 172 | 0.0016332 | 0.00040931 | 0 | 0 |  | 1 | TRUE | wye
128 | LV_5586-305_0_9_load_155 | 173 | 0.0016501 | 0.00041356 | 0 | 0 |  | 1 | TRUE | wye
129 | LV_5586-305_0_9_load_162 | 174 | 0.0015004 | 0.00037604 | 0 | 0 |  | 1 | TRUE | wye
130 | LV_5586-305_0_9_load_184 | 175 | 0.0031812 | 0.00079728 | 0 | 0 |  | 1 | TRUE | wye
131 | LV_5586-305_0_9_load_158 | 176 | 0.0042945 | 0.0010763 | 0 | 0 |  | 1 | TRUE | wye
132 | LV_5586-305_0_9_load_165 | 177 | 0.0017418 | 0.00043655 | 0 | 0 |  | 1 | TRUE | wye
133 | LV_5586-305_0_9_load_166 | 178 | 0.0017314 | 0.00043393 | 0 | 0 |  | 1 | TRUE | wye
134 | LV_5586-305_0_9_load_167 | 179 | 0.0078387 | 0.0019646 | 0 | 0 |  | 1 | TRUE | wye
135 | LV_5586-305_0_9_load_171 | 183 | 0.0064581 | 0.0016185 | 0 | 0 |  | 1 | TRUE | wye
136 | LV_5586-305_0_9_load_195 | 184 | 0.0034508 | 0.00086484 | 0 | 0 |  | 1 | TRUE | wye
137 | LV_5586-305_0_9_load_172 | 186 | 0.0060077 | 0.0015057 | 0 | 0 |  | 1 | TRUE | wye
138 | LV_5586-305_0_9_load_180 | 187 | 0.0016682 | 0.0004181 | 0 | 0 |  | 1 | TRUE | wye
139 | LV_5586-305_0_9_load_177 | 188 | 0.001703 | 0.00042682 | 0 | 0 |  | 1 | TRUE | wye
140 | LV_5586-305_0_9_load_178 | 189 | 0.0018937 | 0.0004746 | 0 | 0 |  | 1 | TRUE | wye

## ext_grid
| name | bus | vm_pu | va_degree | slack_weight | in_service
0 |  | 23 | 1 | 0 | 1 | TRUE

## line
| name | std_type | from_bus | to_bus | length_km | r_ohm_per_km | x_ohm_per_km | c_nf_per_km | g_us_per_km | max_i_ka | df | parallel | type | in_service
0 | LV_5586-305_0_9_line_0 |  | 0 | 1 | 0.00083887 | 0.125 | 0.08 | 261 | 0 | 0.364 | 1 | 1 | cs | TRUE
1 | LV_5586-305_0_9_line_1 |  | 0 | 2 | 0.021747 | 0.125 | 0.08 | 261 | 0 | 0.364 | 1 | 1 | cs | TRUE
2 | LV_5586-305_0_9_line_2 |  | 1 | 3 | 0.027157 | 0.125 | 0.08 | 261 | 0 | 0.364 | 1 | 1 | cs | TRUE
3 | LV_5586-305_0_9_line_3 |  | 2 | 4 | 0.007233 | 0.125 | 0.08 | 261 | 0 | 0.364 | 1 | 1 | cs | TRUE
4 | LV_5586-305_0_9_line_4 |  | 2 | 5 | 0.0082849 | 0.125 | 0.08 | 261 | 0 | 0.364 | 1 | 1 | cs | TRUE
5 | LV_5586-305_0_9_line_5 |  | 4 | 6 | 0.031288 | 0.125 | 0.08 | 261 | 0 | 0.364 | 1 | 1 | cs | TRUE
6 | LV_5586-305_0_9_line_6 |  | 4 | 7 | 0.060337 | 0.125 | 0.08 | 261 | 0 | 0.364 | 1 | 1 | cs | TRUE
7 | LV_5586-305_0_9_line_7 |  | 6 | 8 | 0.005732 | 0.125 | 0.08 | 261 | 0 | 0.364 | 1 | 1 | cs | TRUE
8 | LV_5586-305_0_9_line_8 |  | 6 | 9 | 0.0419 | 0.125 | 0.08 | 261 | 0 | 0.364 | 1 | 1 | cs | TRUE
9 | LV_5586-305_0_9_line_9 |  | 7 | 10 | 0.0019284 | 0.125 | 0.08 | 261 | 0 | 0.364 | 1 | 1 | cs | TRUE
10 | LV_5586-305_0_9_line_10 |  | 8 | 129 | 0.031549 | 0.125 | 0.08 | 261 | 0 | 0.364 | 1 | 1 | cs | TRUE
11 | LV_5586-305_0_9_line_11 |  | 8 | 19 | 0.013824 | 0.125 | 0.08 | 261 | 0 | 0.364 | 1 | 1 | cs | TRUE
12 | LV_5586-305_0_9_line_12 |  | 11 | 12 | 0.03243 | 0.125 | 0.08 | 261 | 0 | 0.364 | 1 | 1 | cs | TRUE
13 | LV_5586-305_0_9_line_13 |  | 11 | 13 | 0.0099834 | 0.125 | 0.08 | 261 | 0 | 0.364 | 1 | 1 | cs | TRUE
14 | LV_5586-305_0_9_line_14 |  | 13 | 14 | 0.007246 | 0.125 | 0.08 | 261 | 0 | 0.364 | 1 | 4 | cs | TRUE
15 | LV_5586-305_0_9_line_15 |  | 13 | 15 | 0.007163 | 0.125 | 0.08 | 261 | 0 | 0.364 | 1 | 4 | cs | TRUE
16 | LV_5586-305_0_9_line_16 |  | 14 | 16 | 0.043213 | 0.125 | 0.08 | 261 | 0 | 0.364 | 1 | 4 | cs | TRUE
17 | LV_5586-305_0_9_line_17 |  | 14 | 17 | 0.022539 | 0.125 | 0.08 | 261 | 0 | 0.364 | 1 | 1 | cs | TRUE
18 | LV_5586-305_0_9_line_18 |  | 15 | 18 | 0.021404 | 0.125 | 0.08 | 261 | 0 | 0.364 | 1 | 1 | cs | TRUE
19 | LV_5586-305_0_9_line_19 |  | 15 | 19 | 0.040574 | 0.125 | 0.08 | 261 | 0 | 0.364 | 1 | 4 | cs | TRUE
20 | LV_5586-305_0_9_line_20 |  | 16 | 20 | 0.025926 | 0.125 | 0.08 | 261 | 0 | 0.364 | 1 | 4 | cs | TRUE
21 | LV_5586-305_0_9_line_21 |  | 16 | 21 | 0.017635 | 0.125 | 0.08 | 261 | 0 | 0.364 | 1 | 1 | cs | TRUE
22 | LV_5586-305_0_9_line_22 |  | 19 | 22 | 0.014025 | 0.125 | 0.08 | 261 | 0 | 0.364 | 1 | 4 | cs | TRUE
23 | LV_5586-305_0_9_line_23 |  | 20 | 23 | 0.019129 | 0.125 | 0.08 | 261 | 0 | 0.364 | 1 | 4 | cs | TRUE
24 | LV_5586-305_0_9_line_24 |  | 20 | 24 | 0.012381 | 0.125 | 0.08 | 261 | 0 | 0.364 | 1 | 1 | cs | TRUE
25 | LV_5586-305_0_9_line_25 |  | 22 | 140 | 0.01803 | 0.125 | 0.08 | 261 | 0 | 0.364 | 1 | 4 | cs | TRUE
26 | LV_5586-305_0_9_line_26 |  | 23 | 25 | 0.026512 | 0.125 | 0.08 | 261 | 0 | 0.364 | 1 | 4 | cs | TRUE
27 | LV_5586-305_0_9_line_27 |  | 23 | 26 | 0.03742 | 0.125 | 0.08 | 261 | 0 | 0.364 | 1 | 1 | cs | TRUE
28 | LV_5586-305_0_9_line_28 |  | 25 | 27 | 0.046805 | 0.125 | 0.08 | 261 | 0 | 0.364 | 1 | 1 | cs | TRUE
29 | LV_5586-305_0_9_line_29 |  | 25 | 28 | 0.056833 | 0.125 | 0.08 | 261 | 0 | 0.364 | 1 | 4 | cs | TRUE
30 | LV_5586-305_0_9_line_30 |  | 26 | 29 | 0.0039679 | 0.125 | 0.08 | 261 | 0 | 0.364 | 1 | 1 | cs | TRUE
31 | LV_5586-305_0_9_line_31 |  | 28 | 30 | 0.0043619 | 0.125 | 0.08 | 261 | 0 | 0.364 | 1 | 4 | cs | TRUE
32 | LV_5586-305_0_9_line_32 |  | 28 | 31 | 0.013007 | 0.125 | 0.08 | 261 | 0 | 0.364 | 1 | 1 | cs | TRUE
33 | LV_5586-305_0_9_line_33 |  | 30 | 40 | 0.03079 | 0.125 | 0.08 | 261 | 0 | 0.364 | 1 | 4 | cs | TRUE
34 | LV_5586-305_0_9_line_34 |  | 31 | 35 | 0.012781 | 0.125 | 0.08 | 261 | 0 | 0.364 | 1 | 1 | cs | TRUE
35 | LV_5586-305_0_9_line_35 |  | 31 | 32 | 0.017837 | 0.125 | 0.08 | 261 | 0 | 0.364 | 1 | 1 | cs | TRUE
36 | LV_5586-305_0_9_line_36 |  | 32 | 33 | 0.023687 | 0.125 | 0.08 | 261 | 0 | 0.364 | 1 | 1 | cs | TRUE
37 | LV_5586-305_0_9_line_37 |  | 33 | 34 | 0.023571 | 0.125 | 0.08 | 261 | 0 | 0.364 | 1 | 1 | cs | TRUE
38 | LV_5586-305_0_9_line_38 |  | 34 | 36 | 0.024325 | 0.125 | 0.08 | 261 | 0 | 0.364 | 1 | 1 | cs | TRUE
39 | LV_5586-305_0_9_line_39 |  | 35 | 37 | 0.013723 | 0.125 | 0.08 | 261 | 0 | 0.364 | 1 | 1 | cs | TRUE
40 | LV_5586-305_0_9_line_40 |  | 36 | 38 | 0.018571 | 0.125 | 0.08 | 261 | 0 | 0.364 | 1 | 1 | cs | TRUE
41 | LV_5586-305_0_9_line_41 |  | 36 | 39 | 0.0024312 | 0.125 | 0.08 | 261 | 0 | 0.364 | 1 | 1 | cs | TRUE
42 | LV_5586-305_0_9_line_42 |  | 38 | 41 | 0.0034569 | 0.125 | 0.08 | 261 | 0 | 0.364 | 1 | 1 | cs | TRUE
43 | LV_5586-305_0_9_line_43 |  | 40 | 47 | 0.006629 | 0.125 | 0.08 | 261 | 0 | 0.364 | 1 | 1 | cs | TRUE
44 | LV_5586-305_0_9_line_44 |  | 40 | 45 | 0.020815 | 0.125 | 0.08 | 261 | 0 | 0.364 | 1 | 4 | cs | TRUE
45 | LV_5586-305_0_9_line_45 |  | 42 | 43 | 0.00079803 | 0.125 | 0.08 | 261 | 0 | 0.364 | 1 | 1 | cs | TRUE
46 | LV_5586-305_0_9_line_46 |  | 42 | 44 | 0.014358 | 0.125 | 0.08 | 261 | 0 | 0.364 | 1 | 1 | cs | TRUE
47 | LV_5586-305_0_9_line_47 |  | 43 | 45 | 0.011917 | 0.125 | 0.08 | 261 | 0 | 0.364 | 1 | 1 | cs | TRUE
48 | LV_5586-305_0_9_line_48 |  | 45 | 46 | 0.039461 | 0.125 | 0.08 | 261 | 0 | 0.364 | 1 | 4 | cs | TRUE
49 | LV_5586-305_0_9_line_49 |  | 46 | 53 | 0.01991 | 0.125 | 0.08 | 261 | 0 | 0.364 | 1 | 4 | cs | TRUE
50 | LV_5586-305_0_9_line_50 |  | 46 | 50 | 0.05598 | 0.125 | 0.08 | 261 | 0 | 0.364 | 1 | 1 | cs | TRUE
51 | LV_5586-305_0_9_line_51 |  | 47 | 48 | 0.046936 | 0.125 | 0.08 | 261 | 0 | 0.364 | 1 | 1 | cs | TRUE
52 | LV_5586-305_0_9_line_52 |  | 47 | 49 | 0.013722 | 0.125 | 0.08 | 261 | 0 | 0.364 | 1 | 1 | cs | TRUE
53 | LV_5586-305_0_9_line_53 |  | 48 | 83 | 0.0055694 | 0.125 | 0.08 | 261 | 0 | 0.364 | 1 | 1 | cs | TRUE
54 | LV_5586-305_0_9_line_54 |  | 50 | 51 | 0.0037803 | 0.125 | 0.08 | 261 | 0 | 0.364 | 1 | 1 | cs | TRUE
55 | LV_5586-305_0_9_line_55 |  | 50 | 52 | 0.027216 | 0.125 | 0.08 | 261 | 0 | 0.364 | 1 | 1 | cs | TRUE
56 | LV_5586-305_0_9_line_56 |  | 51 | 84 | 0.029703 | 0.125 | 0.08 | 261 | 0 | 0.364 | 1 | 1 | cs | TRUE
57 | LV_5586-305_0_9_line_57 |  | 52 | 85 | 0.025666 | 0.125 | 0.08 | 261 | 0 | 0.364 | 1 | 1 | cs | TRUE
58 | LV_5586-305_0_9_line_58 |  | 53 | 56 | 0.036087 | 0.125 | 0.08 | 261 | 0 | 0.364 | 1 | 4 | cs | TRUE
59 | LV_5586-305_0_9_line_59 |  | 54 | 55 | 0.019751 | 0.125 | 0.08 | 261 | 0 | 0.364 | 1 | 4 | cs | TRUE
60 | LV_5586-305_0_9_line_60 |  | 54 | 56 | 0.019228 | 0.125 | 0.08 | 261 | 0 | 0.364 | 1 | 4 | cs | TRUE
61 | LV_5586-305_0_9_line_61 |  | 55 | 57 | 0.035072 | 0.125 | 0.08 | 261 | 0 | 0.364 | 1 | 4 | cs | TRUE
62 | LV_5586-305_0_9_line_62 |  | 57 | 58 | 0.001419 | 0.125 | 0.08 | 261 | 0 | 0.364 | 1 | 4 | cs | TRUE
63 | LV_5586-305_0_9_line_63 |  | 57 | 59 | 0.014322 | 0.125 | 0.08 | 261 | 0 | 0.364 | 1 | 1 | cs | TRUE
64 | LV_5586-305_0_9_line_64 |  | 58 | 60 | 0.053191 | 0.125 | 0.08 | 261 | 0 | 0.364 | 1 | 4 | cs | TRUE
65 | LV_5586-305_0_9_line_65 |  | 58 | 61 | 0.016186 | 0.125 | 0.08 | 261 | 0 | 0.364 | 1 | 1 | cs | TRUE
66 | LV_5586-305_0_9_line_66 |  | 60 | 62 | 0.02652 | 0.125 | 0.08 | 261 | 0 | 0.364 | 1 | 4 | cs | TRUE
67 | LV_5586-305_0_9_line_67 |  | 61 | 63 | 0.016979 | 0.125 | 0.08 | 261 | 0 | 0.364 | 1 | 1 | cs | TRUE
68 | LV_5586-305_0_9_line_68 |  | 62 | 69 | 0.034849 | 0.125 | 0.08 | 261 | 0 | 0.364 | 1 | 3 | cs | TRUE
69 | LV_5586-305_0_9_line_69 |  | 63 | 66 | 0.040623 | 0.125 | 0.08 | 261 | 0 | 0.364 | 1 | 1 | cs | TRUE
70 | LV_5586-305_0_9_line_70 |  | 63 | 64 | 0.032167 | 0.125 | 0.08 | 261 | 0 | 0.364 | 1 | 1 | cs | TRUE
71 | LV_5586-305_0_9_line_71 |  | 64 | 65 | 0.013822 | 0.125 | 0.08 | 261 | 0 | 0.364 | 1 | 1 | cs | TRUE
72 | LV_5586-305_0_9_line_72 |  | 65 | 67 | 0.055157 | 0.125 | 0.08 | 261 | 0 | 0.364 | 1 | 1 | cs | TRUE
73 | LV_5586-305_0_9_line_73 |  | 66 | 68 | 0.0018363 | 0.125 | 0.08 | 261 | 0 | 0.364 | 1 | 1 | cs | TRUE
74 | LV_5586-305_0_9_line_74 |  | 69 | 86 | 0.026038 | 0.125 | 0.08 | 261 | 0 | 0.364 | 1 | 1 | cs | TRUE
75 | LV_5586-305_0_9_line_75 |  | 70 | 71 | 0.077128 | 0.125 | 0.08 | 261 | 0 | 0.364 | 1 | 1 | cs | TRUE
76 | LV_5586-305_0_9_line_76 |  | 71 | 72 | 0.022541 | 0.125 | 0.08 | 261 | 0 | 0.364 | 1 | 1 | cs | TRUE
77 | LV_5586-305_0_9_line_77 |  | 72 | 73 | 0.038009 | 0.125 | 0.08 | 261 | 0 | 0.364 | 1 | 1 | cs | TRUE
78 | LV_5586-305_0_9_line_78 |  | 73 | 74 | 0.011544 | 0.125 | 0.08 | 261 | 0 | 0.364 | 1 | 1 | cs | TRUE
79 | LV_5586-305_0_9_line_79 |  | 74 | 87 | 0.022979 | 0.125 | 0.08 | 261 | 0 | 0.364 | 1 | 1 | cs | TRUE
80 | LV_5586-305_0_9_line_80 |  | 75 | 76 | 0.017249 | 0.125 | 0.08 | 261 | 0 | 0.364 | 1 | 1 | cs | TRUE
81 | LV_5586-305_0_9_line_81 |  | 75 | 77 | 0.026355 | 0.125 | 0.08 | 261 | 0 | 0.364 | 1 | 1 | cs | TRUE
82 | LV_5586-305_0_9_line_82 |  | 75 | 78 | 0.027472 | 0.125 | 0.08 | 261 | 0 | 0.364 | 1 | 1 | cs | TRUE
83 | LV_5586-305_0_9_line_83 |  | 76 | 79 | 0.056589 | 0.125 | 0.08 | 261 | 0 | 0.364 | 1 | 1 | cs | TRUE
84 | LV_5586-305_0_9_line_84 |  | 76 | 80 | 0.016305 | 0.125 | 0.08 | 261 | 0 | 0.364 | 1 | 1 | cs | TRUE
85 | LV_5586-305_0_9_line_85 |  | 76 | 81 | 0.026393 | 0.125 | 0.08 | 261 | 0 | 0.364 | 1 | 1 | cs | TRUE
86 | LV_5586-305_0_9_line_86 |  | 77 | 82 | 0.0037027 | 0.125 | 0.08 | 261 | 0 | 0.364 | 1 | 1 | cs | TRUE
87 | LV_5586-305_0_9_line_87 |  | 79 | 90 | 0.016669 | 0.125 | 0.08 | 261 | 0 | 0.364 | 1 | 1 | cs | TRUE
88 | LV_5586-305_0_9_line_88 |  | 80 | 89 | 0.07734 | 0.125 | 0.08 | 261 | 0 | 0.364 | 1 | 1 | cs | TRUE
89 | LV_5586-305_0_9_line_89 |  | 80 | 88 | 0.072051 | 0.125 | 0.08 | 261 | 0 | 0.364 | 1 | 1 | cs | TRUE
90 | LV_5586-305_0_9_line_90 |  | 81 | 91 | 0.0034663 | 0.125 | 0.08 | 261 | 0 | 0.364 | 1 | 1 | cs | TRUE
91 | LV_5586-305_0_9_line_91 |  | 82 | 86 | 0.02559 | 0.125 | 0.08 | 261 | 0 | 0.364 | 1 | 1 | cs | TRUE
92 | LV_5586-305_0_9_line_92 |  | 83 | 94 | 0.024769 | 0.125 | 0.08 | 261 | 0 | 0.364 | 1 | 1 | cs | TRUE
93 | LV_5586-305_0_9_line_93 |  | 84 | 177 | 0.007253 | 0.125 | 0.08 | 261 | 0 | 0.364 | 1 | 1 | cs | TRUE
94 | LV_5586-305_0_9_line_94 |  | 85 | 176 | 0.033035 | 0.125 | 0.08 | 261 | 0 | 0.364 | 1 | 1 | cs | TRUE
95 | LV_5586-305_0_9_line_95 |  | 87 | 88 | 0.037256 | 0.125 | 0.08 | 261 | 0 | 0.364 | 1 | 1 | cs | TRUE
96 | LV_5586-305_0_9_line_96 |  | 89 | 92 | 0.030989 | 0.125 | 0.08 | 261 | 0 | 0.364 | 1 | 1 | cs | TRUE
97 | LV_5586-305_0_9_line_97 |  | 92 | 93 | 0.037271 | 0.125 | 0.08 | 261 | 0 | 0.364 | 1 | 1 | cs | TRUE
98 | LV_5586-305_0_9_line_98 |  | 94 | 157 | 0.035644 | 0.125 | 0.08 | 261 | 0 | 0.364 | 1 | 1 | cs | TRUE
99 | LV_5586-305_0_9_line_99 |  | 95 | 96 | 0.016167 | 0.125 | 0.08 | 261 | 0 | 0.364 | 1 | 4 | cs | TRUE
100 | LV_5586-305_0_9_line_100 |  | 95 | 97 | 0.0062204 | 0.125 | 0.08 | 261 | 0 | 0.364 | 1 | 4 | cs | TRUE
101 | LV_5586-305_0_9_line_101 |  | 96 | 98 | 0.0060895 | 0.125 | 0.08 | 261 | 0 | 0.364 | 1 | 4 | cs | TRUE
102 | LV_5586-305_0_9_line_102 |  | 97 | 99 | 0.010794 | 0.125 | 0.08 | 261 | 0 | 0.364 | 1 | 4 | cs | TRUE
103 | LV_5586-305_0_9_line_103 |  | 98 | 103 | 0.0024691 | 0.125 | 0.08 | 261 | 0 | 0.364 | 1 | 4 | cs | TRUE
104 | LV_5586-305_0_9_line_104 |  | 99 | 101 | 0.027079 | 0.125 | 0.08 | 261 | 0 | 0.364 | 1 | 4 | cs | TRUE
105 | LV_5586-305_0_9_line_105 |  | 99 | 104 | 0.01641 | 0.125 | 0.08 | 261 | 0 | 0.364 | 1 | 1 | cs | TRUE
106 | LV_5586-305_0_9_line_106 |  | 100 | 101 | 0.028496 | 0.125 | 0.08 | 261 | 0 | 0.364 | 1 | 4 | cs | TRUE
107 | LV_5586-305_0_9_line_107 |  | 100 | 102 | 0.01253 | 0.125 | 0.08 | 261 | 0 | 0.364 | 1 | 4 | cs | TRUE
108 | LV_5586-305_0_9_line_108 |  | 102 | 109 | 0.034205 | 0.125 | 0.08 | 261 | 0 | 0.364 | 1 | 4 | cs | TRUE
109 | LV_5586-305_0_9_line_109 |  | 103 | 105 | 0.028052 | 0.125 | 0.08 | 261 | 0 | 0.364 | 1 | 4 | cs | TRUE
110 | LV_5586-305_0_9_line_110 |  | 105 | 108 | 0.012039 | 0.125 | 0.08 | 261 | 0 | 0.364 | 1 | 4 | cs | TRUE
111 | LV_5586-305_0_9_line_111 |  | 106 | 107 | 0.00054031 | 0.125 | 0.08 | 261 | 0 | 0.364 | 1 | 1 | cs | TRUE
112 | LV_5586-305_0_9_line_112 |  | 107 | 128 | 0.033706 | 0.125 | 0.08 | 261 | 0 | 0.364 | 1 | 3 | cs | TRUE
113 | LV_5586-305_0_9_line_113 |  | 108 | 128 | 0.019296 | 0.125 | 0.08 | 261 | 0 | 0.364 | 1 | 4 | cs | TRUE
114 | LV_5586-305_0_9_line_114 |  | 108 | 117 | 0.015457 | 0.125 | 0.08 | 261 | 0 | 0.364 | 1 | 1 | cs | TRUE
115 | LV_5586-305_0_9_line_115 |  | 109 | 110 | 0.021212 | 0.125 | 0.08 | 261 | 0 | 0.364 | 1 | 4 | cs | TRUE
116 | LV_5586-305_0_9_line_116 |  | 110 | 111 | 0.0086083 | 0.125 | 0.08 | 261 | 0 | 0.364 | 1 | 4 | cs | TRUE
117 | LV_5586-305_0_9_line_117 |  | 110 | 112 | 0.05499 | 0.125 | 0.08 | 261 | 0 | 0.364 | 1 | 2 | cs | TRUE
118 | LV_5586-305_0_9_line_118 |  | 111 | 113 | 0.0065424 | 0.125 | 0.08 | 261 | 0 | 0.364 | 1 | 4 | cs | TRUE
119 | LV_5586-305_0_9_line_119 |  | 112 | 114 | 0.0537 | 0.125 | 0.08 | 261 | 0 | 0.364 | 1 | 1 | cs | TRUE
120 | LV_5586-305_0_9_line_120 |  | 113 | 118 | 0.021682 | 0.125 | 0.08 | 261 | 0 | 0.364 | 1 | 4 | cs | TRUE
121 | LV_5586-305_0_9_line_121 |  | 114 | 115 | 0.052006 | 0.125 | 0.08 | 261 | 0 | 0.364 | 1 | 1 | cs | TRUE
122 | LV_5586-305_0_9_line_122 |  | 115 | 116 | 0.022903 | 0.125 | 0.08 | 261 | 0 | 0.364 | 1 | 1 | cs | TRUE
123 | LV_5586-305_0_9_line_123 |  | 118 | 119 | 0.024081 | 0.125 | 0.08 | 261 | 0 | 0.364 | 1 | 4 | cs | TRUE
124 | LV_5586-305_0_9_line_124 |  | 119 | 120 | 0.020432 | 0.125 | 0.08 | 261 | 0 | 0.364 | 1 | 4 | cs | TRUE
125 | LV_5586-305_0_9_line_125 |  | 120 | 121 | 0.014424 | 0.125 | 0.08 | 261 | 0 | 0.364 | 1 | 4 | cs | TRUE
126 | LV_5586-305_0_9_line_126 |  | 121 | 122 | 0.0082743 | 0.125 | 0.08 | 261 | 0 | 0.364 | 1 | 4 | cs | TRUE
127 | LV_5586-305_0_9_line_127 |  | 122 | 123 | 0.044069 | 0.125 | 0.08 | 261 | 0 | 0.364 | 1 | 4 | cs | TRUE
128 | LV_5586-305_0_9_line_128 |  | 123 | 124 | 0.034304 | 0.125 | 0.08 | 261 | 0 | 0.364 | 1 | 4 | cs | TRUE
129 | LV_5586-305_0_9_line_129 |  | 123 | 125 | 0.011604 | 0.125 | 0.08 | 261 | 0 | 0.364 | 1 | 1 | cs | TRUE
130 | LV_5586-305_0_9_line_130 |  | 124 | 126 | 0.00883 | 0.125 | 0.08 | 261 | 0 | 0.364 | 1 | 4 | cs | TRUE
131 | LV_5586-305_0_9_line_131 |  | 125 | 127 | 0.027221 | 0.125 | 0.08 | 261 | 0 | 0.364 | 1 | 1 | cs | TRUE
132 | LV_5586-305_0_9_line_132 |  | 126 | 135 | 0.0060148 | 0.125 | 0.08 | 261 | 0 | 0.364 | 1 | 4 | cs | TRUE
133 | LV_5586-305_0_9_line_133 |  | 127 | 132 | 0.016376 | 0.125 | 0.08 | 261 | 0 | 0.364 | 1 | 1 | cs | TRUE
134 | LV_5586-305_0_9_line_134 |  | 129 | 136 | 0.005483 | 0.125 | 0.08 | 261 | 0 | 0.364 | 1 | 1 | cs | TRUE
135 | LV_5586-305_0_9_line_135 |  | 130 | 131 | 0.0019939 | 0.125 | 0.08 | 261 | 0 | 0.364 | 1 | 1 | cs | TRUE
136 | LV_5586-305_0_9_line_136 |  | 130 | 132 | 0.0054837 | 0.125 | 0.08 | 261 | 0 | 0.364 | 1 | 1 | cs | TRUE
137 | LV_5586-305_0_9_line_137 |  | 131 | 133 | 0.028476 | 0.125 | 0.08 | 261 | 0 | 0.364 | 1 | 1 | cs | TRUE
138 | LV_5586-305_0_9_line_138 |  | 133 | 134 | 0.021462 | 0.125 | 0.08 | 261 | 0 | 0.364 | 1 | 1 | cs | TRUE
139 | LV_5586-305_0_9_line_139 |  | 135 | 147 | 0.042586 | 0.125 | 0.08 | 261 | 0 | 0.364 | 1 | 4 | cs | TRUE
140 | LV_5586-305_0_9_line_140 |  | 136 | 137 | 0.0059463 | 0.125 | 0.08 | 261 | 0 | 0.364 | 1 | 1 | cs | TRUE
141 | LV_5586-305_0_9_line_141 |  | 137 | 138 | 0.014062 | 0.125 | 0.08 | 261 | 0 | 0.364 | 1 | 1 | cs | TRUE
142 | LV_5586-305_0_9_line_142 |  | 138 | 139 | 0.0070955 | 0.125 | 0.08 | 261 | 0 | 0.364 | 1 | 1 | cs | TRUE
143 | LV_5586-305_0_9_line_143 |  | 140 | 141 | 0.020038 | 0.125 | 0.08 | 261 | 0 | 0.364 | 1 | 4 | cs | TRUE
144 | LV_5586-305_0_9_line_144 |  | 141 | 142 | 0.028352 | 0.125 | 0.08 | 261 | 0 | 0.364 | 1 | 4 | cs | TRUE
145 | LV_5586-305_0_9_line_145 |  | 142 | 143 | 0.0091359 | 0.125 | 0.08 | 261 | 0 | 0.364 | 1 | 4 | cs | TRUE
146 | LV_5586-305_0_9_line_146 |  | 143 | 144 | 0.010202 | 0.125 | 0.08 | 261 | 0 | 0.364 | 1 | 4 | cs | TRUE
147 | LV_5586-305_0_9_line_147 |  | 144 | 145 | 0.0035958 | 0.125 | 0.08 | 261 | 0 | 0.364 | 1 | 4 | cs | TRUE
148 | LV_5586-305_0_9_line_148 |  | 145 | 146 | 0.013255 | 0.125 | 0.08 | 261 | 0 | 0.364 | 1 | 4 | cs | TRUE
149 | LV_5586-305_0_9_line_149 |  | 146 | 154 | 0.013719 | 0.125 | 0.08 | 261 | 0 | 0.364 | 1 | 4 | cs | TRUE
150 | LV_5586-305_0_9_line_150 |  | 147 | 148 | 0.013773 | 0.125 | 0.08 | 261 | 0 | 0.364 | 1 | 4 | cs | TRUE
151 | LV_5586-305_0_9_line_151 |  | 147 | 149 | 0.02375 | 0.125 | 0.08 | 261 | 0 | 0.364 | 1 | 4 | cs | TRUE
152 | LV_5586-305_0_9_line_152 |  | 147 | 150 | 0.013647 | 0.125 | 0.08 | 261 | 0 | 0.364 | 1 | 4 | cs | TRUE
153 | LV_5586-305_0_9_line_153 |  | 148 | 151 | 0.037516 | 0.125 | 0.08 | 261 | 0 | 0.364 | 1 | 4 | cs | TRUE
154 | LV_5586-305_0_9_line_154 |  | 148 | 152 | 0.017638 | 0.125 | 0.08 | 261 | 0 | 0.364 | 1 | 1 | cs | TRUE
155 | LV_5586-305_0_9_line_155 |  | 149 | 153 | 0.025535 | 0.125 | 0.08 | 261 | 0 | 0.364 | 1 | 4 | cs | TRUE
156 | LV_5586-305_0_9_line_156 |  | 150 | 154 | 0.036569 | 0.125 | 0.08 | 261 | 0 | 0.364 | 1 | 4 | cs | TRUE
157 | LV_5586-305_0_9_line_157 |  | 151 | 155 | 0.008102 | 0.125 | 0.08 | 261 | 0 | 0.364 | 1 | 1 | cs | TRUE
158 | LV_5586-305_0_9_line_158 |  | 151 | 156 | 0.011592 | 0.125 | 0.08 | 261 | 0 | 0.364 | 1 | 4 | cs | TRUE
159 | LV_5586-305_0_9_line_159 |  | 153 | 158 | 0.023978 | 0.125 | 0.08 | 261 | 0 | 0.364 | 1 | 4 | cs | TRUE
160 | LV_5586-305_0_9_line_160 |  | 156 | 159 | 0.0087802 | 0.125 | 0.08 | 261 | 0 | 0.364 | 1 | 4 | cs | TRUE
161 | LV_5586-305_0_9_line_161 |  | 157 | 160 | 0.029928 | 0.125 | 0.08 | 261 | 0 | 0.364 | 1 | 1 | cs | TRUE
162 | LV_5586-305_0_9_line_162 |  | 158 | 162 | 0.011404 | 0.125 | 0.08 | 261 | 0 | 0.364 | 1 | 4 | cs | TRUE
163 | LV_5586-305_0_9_line_163 |  | 159 | 161 | 0.0074793 | 0.125 | 0.08 | 261 | 0 | 0.364 | 1 | 1 | cs | TRUE
164 | LV_5586-305_0_9_line_164 |  | 162 | 163 | 0.051286 | 0.125 | 0.08 | 261 | 0 | 0.364 | 1 | 4 | cs | TRUE
165 | LV_5586-305_0_9_line_165 |  | 162 | 164 | 0.029076 | 0.125 | 0.08 | 261 | 0 | 0.364 | 1 | 4 | cs | TRUE
166 | LV_5586-305_0_9_line_166 |  | 163 | 165 | 0.086079 | 0.125 | 0.08 | 261 | 0 | 0.364 | 1 | 4 | cs | TRUE
167 | LV_5586-305_0_9_line_167 |  | 164 | 166 | 0.00034432 | 0.125 | 0.08 | 261 | 0 | 0.364 | 1 | 4 | cs | TRUE
168 | LV_5586-305_0_9_line_168 |  | 165 | 167 | 0.013651 | 0.125 | 0.08 | 261 | 0 | 0.364 | 1 | 4 | cs | TRUE
169 | LV_5586-305_0_9_line_169 |  | 165 | 168 | 0.008243 | 0.125 | 0.08 | 261 | 0 | 0.364 | 1 | 4 | cs | TRUE
170 | LV_5586-305_0_9_line_170 |  | 166 | 171 | 0.02476 | 0.125 | 0.08 | 261 | 0 | 0.364 | 1 | 4 | cs | TRUE
171 | LV_5586-305_0_9_line_171 |  | 168 | 175 | 0.027483 | 0.125 | 0.08 | 261 | 0 | 0.364 | 1 | 4 | cs | TRUE
172 | LV_5586-305_0_9_line_172 |  | 169 | 170 | 0.022131 | 0.125 | 0.08 | 261 | 0 | 0.364 | 1 | 4 | cs | TRUE
173 | LV_5586-305_0_9_line_173 |  | 170 | 172 | 0.0049841 | 0.125 | 0.08 | 261 | 0 | 0.364 | 1 | 4 | cs | TRUE
174 | LV_5586-305_0_9_line_174 |  | 171 | 174 | 0.020801 | 0.125 | 0.08 | 261 | 0 | 0.364 | 1 | 4 | cs | TRUE
175 | LV_5586-305_0_9_line_175 |  | 172 | 173 | 0.0019546 | 0.125 | 0.08 | 261 | 0 | 0.364 | 1 | 4 | cs | TRUE
176 | LV_5586-305_0_9_line_176 |  | 173 | 174 | 0.0050487 | 0.125 | 0.08 | 261 | 0 | 0.364 | 1 | 4 | cs | TRUE
177 | LV_5586-305_0_9_line_177 |  | 177 | 178 | 0.0073497 | 0.125 | 0.08 | 261 | 0 | 0.364 | 1 | 1 | cs | TRUE
178 | LV_5586-305_0_9_line_178 |  | 178 | 179 | 0.022135 | 0.125 | 0.08 | 261 | 0 | 0.364 | 1 | 1 | cs | TRUE
179 | LV_5586-305_0_9_line_179 |  | 179 | 180 | 0.037227 | 0.125 | 0.08 | 261 | 0 | 0.364 | 1 | 1 | cs | TRUE
180 | LV_5586-305_0_9_line_180 |  | 180 | 181 | 0.025407 | 0.125 | 0.08 | 261 | 0 | 0.364 | 1 | 1 | cs | TRUE
181 | LV_5586-305_0_9_line_181 |  | 181 | 182 | 0.052693 | 0.125 | 0.08 | 261 | 0 | 0.364 | 1 | 1 | cs | TRUE
182 | LV_5586-305_0_9_line_182 |  | 181 | 183 | 0.020832 | 0.125 | 0.08 | 261 | 0 | 0.364 | 1 | 1 | cs | TRUE
183 | LV_5586-305_0_9_line_183 |  | 182 | 184 | 0.023439 | 0.125 | 0.08 | 261 | 0 | 0.364 | 1 | 1 | cs | TRUE
184 | LV_5586-305_0_9_line_184 |  | 182 | 185 | 0.020202 | 0.125 | 0.08 | 261 | 0 | 0.364 | 1 | 1 | cs | TRUE
185 | LV_5586-305_0_9_line_185 |  | 183 | 186 | 0.00097426 | 0.125 | 0.08 | 261 | 0 | 0.364 | 1 | 1 | cs | TRUE
186 | LV_5586-305_0_9_line_186 |  | 185 | 187 | 0.01533 | 0.125 | 0.08 | 261 | 0 | 0.364 | 1 | 1 | cs | TRUE
187 | LV_5586-305_0_9_line_187 |  | 185 | 188 | 0.017634 | 0.125 | 0.08 | 261 | 0 | 0.364 | 1 | 1 | cs | TRUE
188 | LV_5586-305_0_9_line_188 |  | 188 | 189 | 0.0067641 | 0.125 | 0.08 | 261 | 0 | 0.364 | 1 | 1 | cs | TRUE

## trafo
| name | std_type | hv_bus | lv_bus | sn_mva | vn_hv_kv | vn_lv_kv | vk_percent | vkr_percent | pfe_kw | i0_percent | shift_degree | tap_side | tap_neutral | tap_min | tap_max | tap_step_percent | tap_step_degree | tap_pos | tap_phase_shifter | parallel | df | in_service
0 | LV_5586-305_0_9_trafo_16 | 0.63 MVA 20/0.4 kV | 190 | 23 | 0.63 | 20 | 0.4 | 6 | 1.206 | 1.65 | 0.2619 | 150 | hv | 0 | -2 | 2 | 2.5 | 0 | 0 | FALSE | 1 | 1 | TRUE

## line_geodata
| x0 | y0 | x1 | y1 | x2 | y2 | x3 | y3 | x4 | y4 | x5 | y5 | x6 | y6 | x7 | y7 | x8 | y8 | x9 | y9 | x10 | y10
0 | 2540052.5352 | 1152922.5675 | 2540052.3426 | 1152921.7511
1 | 2540047.3495 | 1152900.5846 | 2540052.3426 | 1152921.7511
2 | 2540058.7703 | 1152948.9991 | 2540052.5352 | 1152922.5675
3 | 2540047.3495 | 1152900.5846 | 2540040.2188 | 1152901.912
4 | 2540047.3495 | 1152900.5846 | 2540055.4952 | 1152899.0722
5 | 2540040.2188 | 1152901.912 | 2540027.0477 | 1152907.7132 | 2540013.0239 | 1152917.2582
6 | 2540040.2188 | 1152901.912 | 2540039.4312 | 1152896.806 | 2540038.4613 | 1152888.8114 | 2540037.9512 | 1152877.6882 | 2540039.154 | 1152861.3452 | 2540040.4777 | 1152854.0392 | 2540042.635 | 1152847.2251 | 2540044.1449 | 1152842.4344
7 | 2540013.0239 | 1152917.2582 | 2540009.3076 | 1152921.631
8 | 2540013.0239 | 1152917.2582 | 2540011.197 | 1152913.3521 | 2540009.7208 | 1152909.2202 | 2540010.5892 | 1152906.2766 | 2540015.9239 | 1152901.8321 | 2540024.6018 | 1152894.8417 | 2540029.3795 | 1152888.4017 | 2540029.4502 | 1152884.3767
9 | 2540044.7246 | 1152840.5952 | 2540044.1449 | 1152842.4344
10 | 2540009.3076 | 1152921.631 | 2540005.0421 | 1152917.8827 | 2539986.6278 | 1152908.8505 | 2539982.9838 | 1152908.9425 | 2539981.6517 | 1152910.023 | 2539981.6517 | 1152910.023
11 | 2540001.6408 | 1152933.0581 | 2540005.2045 | 1152926.4635 | 2540009.3076 | 1152921.631
12 | 2540017.4752 | 1152976.3616 | 2540031.73 | 1152973.2129 | 2540048.8334 | 1152968.1683
13 | 2540007.6784 | 1152978.2556 | 2540011.6471 | 1152977.649 | 2540017.4752 | 1152976.3616
14 | 2540010.6067 | 1152984.8855 | 2540007.6784 | 1152978.2556
15 | 2540007.6784 | 1152978.2556 | 2540005.7724 | 1152974.8839 | 2540003.8123 | 1152972.2354
16 | 2540032.969 | 1153021.2375 | 2540018.9178 | 1153004.1907 | 2540015.9215 | 1152999.2068 | 2540013.0468 | 1152993.3324 | 2540010.6067 | 1152984.8855
17 | 2540010.6067 | 1152984.8855 | 2540032.2074 | 1152978.4502
18 | 2540003.8123 | 1152972.2354 | 2540002.3084 | 1152977.6199 | 2540001.4147 | 1152993.404
19 | 2540001.6408 | 1152933.0581 | 2540000.2875 | 1152948.1464 | 2539999.0012 | 1152959.9545 | 2540000.3511 | 1152967.5785 | 2540003.8123 | 1152972.2354
20 | 2540032.969 | 1153021.2375 | 2540036.688 | 1153027.1369 | 2540049.7776 | 1153040.8805
21 | 2540032.969 | 1153021.2375 | 2540049.6118 | 1153015.4052
22 | 2540001.6408 | 1152933.0581 | 2539994.5613 | 1152945.165
23 | 2540063.166 | 1153054.5766 | 2540049.7776 | 1153040.8805
24 | 2540049.7776 | 1153040.8805 | 2540055.7386 | 1153037.686 | 2540060.3179 | 1153034.4318
25 | 2539994.5613 | 1152945.165 | 2539993.4475 | 1152947.0697 | 2539989.312 | 1152962.3429
26 | 2540078.1324 | 1153076.4836 | 2540063.166 | 1153054.5766
27 | 2540063.166 | 1153054.5766 | 2540066.5438 | 1153051.6635 | 2540088.2509 | 1153038.529 | 2540094.4449 | 1153034.1456
28 | 2540078.1324 | 1153076.4836 | 2540080.7835 | 1153074.5561 | 2540094.6634 | 1153067.5362 | 2540103.5702 | 1153065.0461 | 2540109.4848 | 1153068.7559 | 2540112.7751 | 1153071.6802 | 2540116.2145 | 1153071.8572 | 2540119.976 | 1153070.4856
29 | 2540078.1324 | 1153076.4836 | 2540083.3407 | 1153094.7638 | 2540084.9946 | 1153100.5726 | 2540087.0604 | 1153132.2914
30 | 2540097.6838 | 1153031.8536 | 2540094.4449 | 1153034.1456
31 | 2540087.0604 | 1153132.2914 | 2540087.2001 | 1153136.651
32 | 2540087.0604 | 1153132.2914 | 2540096.9587 | 1153123.8215
33 | 2540085.1419 | 1153166.8958 | 2540087.5744 | 1153161.5242 | 2540087.8624 | 1153157.3191 | 2540087.2001 | 1153136.651
34 | 2540096.9587 | 1153123.8215 | 2540101.3664 | 1153128.7691 | 2540105.5406 | 1153133.2917
35 | 2540096.9587 | 1153123.8215 | 2540110.5159 | 1153112.2305
36 | 2540128.52 | 1153096.8377 | 2540110.5159 | 1153112.2305
37 | 2540146.4354 | 1153081.5206 | 2540128.52 | 1153096.8377
38 | 2540164.9242 | 1153065.7133 | 2540146.4354 | 1153081.5206
39 | 2540114.8479 | 1153143.376 | 2540105.5406 | 1153133.2917
40 | 2540164.9242 | 1153065.7133 | 2540168.6513 | 1153070.123 | 2540177.0281 | 1153079.7971
41 | 2540164.9242 | 1153065.7133 | 2540166.7726 | 1153064.1339
42 | 2540179.291 | 1153082.4104 | 2540177.0281 | 1153079.7971
43 | 2540085.1419 | 1153166.8958 | 2540083.3718 | 1153173.2835
44 | 2540085.1419 | 1153166.8958 | 2540088.3658 | 1153172.4 | 2540090.7137 | 1153176.2453 | 2540094.0145 | 1153185.6175
45 | 2540105.6782 | 1153180.5786 | 2540104.9556 | 1153180.9171
46 | 2540118.6799 | 1153174.4879 | 2540105.6782 | 1153180.5786
47 | 2540094.0145 | 1153185.6175 | 2540098.4332 | 1153183.9725 | 2540104.9556 | 1153180.9171
48 | 2540106.7711 | 1153222.9549 | 2540102.322 | 1153210.7705 | 2540094.0145 | 1153185.6175
49 | 2540106.7711 | 1153222.9549 | 2540120.1237 | 1153208.1867
50 | 2540086.2607 | 1153250.6187 | 2540087.6363 | 1153246.9808 | 2540098.663 | 1153217.7996 | 2540102.322 | 1153210.7705 | 2540106.7711 | 1153222.9549
51 | 2540083.3718 | 1153173.2835 | 2540076.2531 | 1153170.4085 | 2540040.1283 | 1153155.0382
52 | 2540083.3718 | 1153173.2835 | 2540077.9237 | 1153185.8777
53 | 2540039.0226 | 1153149.5796 | 2540040.1283 | 1153155.0382
54 | 2540086.2607 | 1153250.6187 | 2540084.9232 | 1153254.1544
55 | 2540086.2607 | 1153250.6187 | 2540082.908 | 1153249.1179 | 2540061.0461 | 1153240.3811
56 | 2540073.9048 | 1153281.7378 | 2540084.9226 | 1153254.1561 | 2540084.9232 | 1153254.1544
57 | 2540041.8746 | 1153245.712 | 2540044.9376 | 1153238.6687 | 2540047.2303 | 1153236.2111 | 2540050.5293 | 1153236.1782 | 2540061.0461 | 1153240.3811
58 | 2540120.1237 | 1153208.1867 | 2540144.326 | 1153181.4185
59 | 2540157.2211 | 1153167.1563 | 2540170.4675 | 1153152.5055
60 | 2540157.2211 | 1153167.1563 | 2540144.326 | 1153181.4185
61 | 2540193.9892 | 1153126.4901 | 2540170.4675 | 1153152.5055
62 | 2540193.9892 | 1153126.4901 | 2540194.9533 | 1153125.4466
63 | 2540183.5403 | 1153116.6666 | 2540190.0532 | 1153122.6717 | 2540193.9892 | 1153126.4901
64 | 2540194.9533 | 1153125.4466 | 2540200.7492 | 1153127.2566 | 2540204.9604 | 1153128.6599 | 2540223.4875 | 1153147.5859 | 2540224.232 | 1153149.1571 | 2540223.9113 | 1153150.083 | 2540214.6847 | 1153159.9066
65 | 2540194.9533 | 1153125.4466 | 2540205.9084 | 1153113.5312
66 | 2540196.8849 | 1153179.0098 | 2540200.6354 | 1153175.1836 | 2540203.4855 | 1153173.2097 | 2540206.3746 | 1153171.3022 | 2540208.8626 | 1153168.4092 | 2540210.6795 | 1153165.1672 | 2540211.4214 | 1153163.381 | 2540214.6847 | 1153159.9066
67 | 2540217.3999 | 1153101.0324 | 2540205.9084 | 1153113.5312
68 | 2540196.8849 | 1153179.0098 | 2540192.9103 | 1153183.0647 | 2540192.4082 | 1153185.0374 | 2540193.1139 | 1153186.5534 | 2540195.7855 | 1153189.7841 | 2540196.5281 | 1153191.1553 | 2540196.4806 | 1153192.5454 | 2540195.4689 | 1153194.2008 | 2540184.2385 | 1153206.1255
69 | 2540217.3999 | 1153101.0324 | 2540220.521 | 1153104.7034 | 2540245.2562 | 1153130.5902
70 | 2540217.3999 | 1153101.0324 | 2540241.2943 | 1153079.4966
71 | 2540251.5616 | 1153070.2429 | 2540241.2943 | 1153079.4966
72 | 2540251.5616 | 1153070.2429 | 2540254.0277 | 1153072.8642 | 2540281.9248 | 1153103.4702 | 2540281.6753 | 1153107.7083 | 2540277.4052 | 1153111.7801
73 | 2540245.2562 | 1153130.5902 | 2540246.5247 | 1153131.9178
74 | 2540184.2385 | 1153206.1255 | 2540182.8497 | 1153207.6002 | 2540180.8564 | 1153210.0881 | 2540179.1105 | 1153213.5295 | 2540176.4344 | 1153216.7912 | 2540173.9056 | 1153218.6619 | 2540170.8855 | 1153220.504 | 2540168.3322 | 1153222.9974 | 2540166.7086 | 1153224.8916
75 | 2540319.7364 | 1153125.6955 | 2540327.2464 | 1153125.4986 | 2540332.9098 | 1153121.6959 | 2540342.8444 | 1153115.2939 | 2540347.0708 | 1153112.8284 | 2540350.4193 | 1153113.1286 | 2540352.3054 | 1153116.0671 | 2540353.2527 | 1153119.5151 | 2540352.5066 | 1153123.9693 | 2540348.6424 | 1153129.6885 | 2540330.1338 | 1153145.3328
76 | 2540319.7364 | 1153125.6955 | 2540302.3861 | 1153140.0846
77 | 2540274.0491 | 1153165.4081 | 2540275.0567 | 1153164.3934 | 2540299.1274 | 1153142.7871 | 2540302.3861 | 1153140.0846
78 | 2540265.9148 | 1153173.5989 | 2540274.0491 | 1153165.4081
79 | 2540265.9148 | 1153173.5989 | 2540261.2301 | 1153178.3161 | 2540248.9484 | 1153189.0803
80 | 2540151.6064 | 1153263.1967 | 2540153.1541 | 1153263.7372 | 2540167.8988 | 1153268.8598
81 | 2540147.2729 | 1153246.4197 | 2540149.4887 | 1153248.5655 | 2540157.5194 | 1153251.3537 | 2540153.1541 | 1153263.7372 | 2540151.6064 | 1153263.1967
82 | 2540151.6064 | 1153263.1967 | 2540149.1324 | 1153269.0245 | 2540146.5268 | 1153280.9013 | 2540144.241 | 1153286.3603 | 2540142.5844 | 1153288.9367
83 | 2540216.5674 | 1153297.2909 | 2540177.1999 | 1153272.0912 | 2540169.3078 | 1153269.346 | 2540167.8988 | 1153268.8598
84 | 2540167.8988 | 1153268.8598 | 2540169.3078 | 1153269.346 | 2540170.7342 | 1153264.6404 | 2540173.24 | 1153255.0659
85 | 2540167.8988 | 1153268.8598 | 2540167.4297 | 1153273.378 | 2540168.038 | 1153295.2197
86 | 2540147.2729 | 1153246.4197 | 2540149.8336 | 1153243.7453
87 | 2540216.5674 | 1153297.2909 | 2540219.4618 | 1153292.8375 | 2540221.7509 | 1153286.9226 | 2540221.1719 | 1153281.9368
88 | 2540173.24 | 1153255.0659 | 2540176.7373 | 1153249.517 | 2540181.4021 | 1153244.8569 | 2540187.8838 | 1153240.8013 | 2540198.5604 | 1153238.8385 | 2540209.2056 | 1153237.5764 | 2540223.0619 | 1153235.9155 | 2540235.6898 | 1153234.189 | 2540243.9135 | 1153233.3595
89 | 2540173.24 | 1153255.0659 | 2540172.4685 | 1153246.947 | 2540173.1952 | 1153236.7009 | 2540175.6792 | 1153231.1065 | 2540181.7436 | 1153225.9767 | 2540195.6419 | 1153218.5233 | 2540209.6867 | 1153211.9022 | 2540217.127 | 1153208.3108
90 | 2540168.1345 | 1153298.6846 | 2540168.038 | 1153295.2197
91 | 2540166.7086 | 1153224.8916 | 2540163.0076 | 1153229.2093 | 2540161.7481 | 1153232.179 | 2540159.566 | 1153234.9689 | 2540156.9734 | 1153237.3627 | 2540153.2265 | 1153240.2015 | 2540149.8336 | 1153243.7453
92 | 2540023.2932 | 1153130.4151 | 2540039.0226 | 1153149.5796
93 | 2540073.9048 | 1153281.7378 | 2540071.2142 | 1153288.4733
94 | 2540041.8746 | 1153245.712 | 2540037.6542 | 1153255.417 | 2540029.0156 | 1153276.1402
95 | 2540217.127 | 1153208.3108 | 2540225.3718 | 1153204.331 | 2540237.7198 | 1153196.8264 | 2540247.9639 | 1153189.9431 | 2540248.9484 | 1153189.0803
96 | 2540274.452 | 1153228.6007 | 2540268.868 | 1153230.346 | 2540257.7156 | 1153231.5353 | 2540245.716 | 1153233.1776 | 2540243.9135 | 1153233.3595
97 | 2540274.452 | 1153228.6007 | 2540281.1005 | 1153224.3435 | 2540289.2375 | 1153220.0714 | 2540298.09 | 1153212.9019 | 2540304.0659 | 1153207.3618 | 2540304.4994 | 1153206.8831
98 | 2540023.2932 | 1153130.4151 | 2540003.2915 | 1153139.0861 | 2539996.9159 | 1153151.3743
99 | 2539883.725 | 1152860.948 | 2539893.9597 | 1152848.4334
100 | 2539879.7871 | 1152865.7632 | 2539883.725 | 1152860.948
101 | 2539897.8148 | 1152843.7195 | 2539893.9597 | 1152848.4334
102 | 2539872.7887 | 1152873.9692 | 2539874.3159 | 1152872.4531 | 2539879.7871 | 1152865.7632
103 | 2539899.3779 | 1152841.8082 | 2539897.8148 | 1152843.7195
104 | 2539872.7887 | 1152873.9692 | 2539876.341 | 1152877.7468 | 2539891.9114 | 1152893.1884
105 | 2539861.8536 | 1152886.1963 | 2539866.9463 | 1152879.8086 | 2539872.7887 | 1152873.9692
106 | 2539898.4887 | 1152920.9153 | 2539891.9114 | 1152893.1884
107 | 2539898.4887 | 1152920.9153 | 2539892.2779 | 1152931.7981
108 | 2539892.2779 | 1152931.7981 | 2539875.3236 | 1152961.5059
109 | 2539899.3779 | 1152841.8082 | 2539920.3643 | 1152860.4229
110 | 2539929.371 | 1152868.4117 | 2539920.3643 | 1152860.4229
111 | 2539968.8551 | 1152848.8708 | 2539969.2562 | 1152849.2328
112 | 2539969.2562 | 1152849.2328 | 2539946.5014 | 1152874.0991
113 | 2539946.5014 | 1152874.0991 | 2539942.4647 | 1152869.4481 | 2539937.4368 | 1152868.5089 | 2539929.371 | 1152868.4117
114 | 2539929.371 | 1152868.4117 | 2539927.1528 | 1152872.9585 | 2539920.055 | 1152880.5574
115 | 2539864.8099 | 1152979.9284 | 2539875.3236 | 1152961.5059
116 | 2539864.8099 | 1152979.9284 | 2539860.5431 | 1152987.4048
117 | 2539864.8099 | 1152979.9284 | 2539829.4587 | 1152960.7607 | 2539822.3811 | 1152973.7323
118 | 2539857.3003 | 1152993.087 | 2539860.5431 | 1152987.4048
119 | 2539822.3811 | 1152973.7323 | 2539797.6699 | 1152926.0559
120 | 2539857.3003 | 1152993.087 | 2539856.7636 | 1152994.0276 | 2539854.0604 | 1153004.5381 | 2539849.1339 | 1153012.948
121 | 2539821.6563 | 1152880.2405 | 2539811.8187 | 1152897.2919 | 2539802.2749 | 1152912.0399 | 2539797.6699 | 1152926.0559
122 | 2539821.6563 | 1152880.2405 | 2539827.8692 | 1152869.4718 | 2539837.9229 | 1152866.5474
123 | 2539849.1339 | 1153012.948 | 2539836.9618 | 1153033.7267
124 | 2539826.6343 | 1153051.3565 | 2539836.9618 | 1153033.7267
125 | 2539819.3436 | 1153063.8023 | 2539826.6343 | 1153051.3565
126 | 2539819.1836 | 1153071.7901 | 2539818.4437 | 1153065.3385 | 2539819.3436 | 1153063.8023
127 | 2539819.1836 | 1153071.7901 | 2539824.087 | 1153071.8188 | 2539841.3308 | 1153075.8595 | 2539862.2203 | 1153080.7531
128 | 2539862.2203 | 1153080.7531 | 2539895.1605 | 1153090.3292
129 | 2539862.2203 | 1153080.7531 | 2539866.8772 | 1153070.1245
130 | 2539903.6395 | 1153092.7941 | 2539895.1605 | 1153090.3292
131 | 2539879.3144 | 1153045.9993 | 2539873.3455 | 1153055.3615 | 2539866.8772 | 1153070.1245
132 | 2539903.6395 | 1153092.7941 | 2539907.8397 | 1153094.0152 | 2539909.4221 | 1153094.4485
133 | 2539888.1181 | 1153032.1906 | 2539879.3144 | 1153045.9993
134 | 2539981.6517 | 1152910.023 | 2539978.3957 | 1152914.4346
135 | 2539891.0661 | 1153027.5667 | 2539892.138 | 1153025.8855
136 | 2539888.1181 | 1153032.1906 | 2539891.0661 | 1153027.5667
137 | 2539907.4462 | 1153001.8744 | 2539892.138 | 1153025.8855
138 | 2539918.9838 | 1152983.7777 | 2539907.4462 | 1153001.8744
139 | 2539950.4966 | 1153105.6952 | 2539909.4221 | 1153094.4485
140 | 2539974.8645 | 1152919.2188 | 2539978.3957 | 1152914.4346
141 | 2539974.8645 | 1152919.2188 | 2539966.5141 | 1152930.5326
142 | 2539962.3005 | 1152936.2415 | 2539966.5141 | 1152930.5326
143 | 2539989.312 | 1152962.3429 | 2539984.0749 | 1152981.6843
144 | 2539984.0749 | 1152981.6843 | 2539976.6649 | 1153009.0509
145 | 2539976.6649 | 1153009.0509 | 2539974.2771 | 1153017.8693
146 | 2539971.6108 | 1153027.7165 | 2539974.2771 | 1153017.8693
147 | 2539971.6108 | 1153027.7165 | 2539970.671 | 1153031.1874
148 | 2539967.2066 | 1153043.982 | 2539970.671 | 1153031.1874
149 | 2539963.621 | 1153057.2244 | 2539967.2066 | 1153043.982
150 | 2539950.4966 | 1153105.6952 | 2539963.756 | 1153109.5537
151 | 2539950.4966 | 1153105.6952 | 2539944.1649 | 1153128.5858
152 | 2539950.4966 | 1153105.6952 | 2539954.0634 | 1153092.5224
153 | 2539963.756 | 1153109.5537 | 2539982.5716 | 1153115.0244 | 2539984.5279 | 1153111.1472 | 2539990.8148 | 1153099.1113
154 | 2539963.756 | 1153109.5537 | 2539963.7795 | 1153102.6831 | 2539962.2416 | 1153096.9843 | 2539963.5487 | 1153092.2988
155 | 2539944.1649 | 1153128.5858 | 2539937.3573 | 1153153.1971
156 | 2539963.621 | 1153057.2244 | 2539954.0634 | 1153092.5224
157 | 2539990.8148 | 1153099.1113 | 2539998.5957 | 1153101.446
158 | 2539990.8148 | 1153099.1113 | 2539984.9371 | 1153089.1201
159 | 2539930.9649 | 1153176.3072 | 2539937.3573 | 1153153.1971
160 | 2539984.9371 | 1153089.1201 | 2539986.8819 | 1153080.558
161 | 2539984.3314 | 1153177.8614 | 2539988.5787 | 1153170.2386 | 2539988.0665 | 1153167.3533 | 2539992.9478 | 1153159.0223 | 2539996.9159 | 1153151.3743
162 | 2539927.9247 | 1153187.2981 | 2539930.9649 | 1153176.3072
163 | 2539988.5386 | 1153073.2645 | 2539986.8819 | 1153080.558
164 | 2539927.9247 | 1153187.2981 | 2539914.6763 | 1153235.1674 | 2539914.3468 | 1153236.7493
165 | 2539927.9247 | 1153187.2981 | 2539934.655 | 1153189.6988 | 2539935.6329 | 1153186.9764 | 2539953.4417 | 1153193.7042
166 | 2539914.3468 | 1153236.7493 | 2539912.5675 | 1153245.2717 | 2539927.8676 | 1153248.3538 | 2539944.4594 | 1153255.5363 | 2539950.7092 | 1153258.242 | 2539984.5551 | 1153272.8786
167 | 2539953.4417 | 1153193.7042 | 2539953.7638 | 1153193.8259
168 | 2539989.7001 | 1153260.2315 | 2539984.5551 | 1153272.8786
169 | 2539984.5551 | 1153272.8786 | 2539992.1381 | 1153276.1602
170 | 2539953.7638 | 1153193.8259 | 2539976.9265 | 1153202.5763
171 | 2539992.1381 | 1153276.1602 | 2540017.3624 | 1153287.0719
172 | 2539977.6361 | 1153227.9545 | 2539977.6305 | 1153227.9679 | 2539975.8478 | 1153235.3897 | 2539969.9667 | 1153248.6255
173 | 2539979.5646 | 1153223.3587 | 2539977.6361 | 1153227.9545
174 | 2539982.2745 | 1153216.9009 | 2539986.2268 | 1153207.4822 | 2539981.5608 | 1153204.327 | 2539976.9265 | 1153202.5763
175 | 2539979.5646 | 1153223.3587 | 2539980.3209 | 1153221.5564
176 | 2539982.2745 | 1153216.9009 | 2539980.3209 | 1153221.5564
177 | 2540068.4878 | 1153295.2986 | 2540071.2142 | 1153288.4733
178 | 2540068.4878 | 1153295.2986 | 2540060.2768 | 1153315.854
179 | 2540046.4671 | 1153350.4248 | 2540060.2768 | 1153315.854
180 | 2540046.4671 | 1153350.4248 | 2540052.2306 | 1153352.0793 | 2540067.2895 | 1153356.3981 | 2540071.0326 | 1153356.2719
181 | 2540071.0326 | 1153356.2719 | 2540123.8505 | 1153354.5335
182 | 2540071.0326 | 1153356.2719 | 2540072.4222 | 1153352.5115 | 2540078.7071 | 1153336.9067
183 | 2540123.8505 | 1153354.5335 | 2540125.5106 | 1153377.9073
184 | 2540123.8505 | 1153354.5335 | 2540144.1002 | 1153353.8648
185 | 2540079.0711 | 1153336.003 | 2540078.7071 | 1153336.9067
186 | 2540144.1002 | 1153353.8648 | 2540144.6624 | 1153338.545
187 | 2540144.1002 | 1153353.8648 | 2540161.7246 | 1153353.2832
188 | 2540161.7246 | 1153353.2832 | 2540168.485 | 1153353.0601

## bus_geodata
| x | y | coords
0 | 2540052.3426 | 1152921.7511
1 | 2540052.5352 | 1152922.5675
2 | 2540047.3495 | 1152900.5846
3 | 2540058.7703 | 1152948.9991
4 | 2540040.2188 | 1152901.912
5 | 2540055.4952 | 1152899.0722
6 | 2540013.0239 | 1152917.2582
7 | 2540044.1449 | 1152842.4344
8 | 2540009.3076 | 1152921.631
9 | 2540029.4502 | 1152884.3767
10 | 2540044.7246 | 1152840.5952
11 | 2540017.4752 | 1152976.3616
12 | 2540048.8334 | 1152968.1683
13 | 2540007.6784 | 1152978.2556
14 | 2540010.6067 | 1152984.8855
15 | 2540003.8123 | 1152972.2354
16 | 2540032.969 | 1153021.2375
17 | 2540032.2074 | 1152978.4502
18 | 2540001.4147 | 1152993.404
19 | 2540001.6408 | 1152933.0581
20 | 2540049.7776 | 1153040.8805
21 | 2540049.6118 | 1153015.4051
22 | 2539994.5613 | 1152945.165
23 | 2540063.166 | 1153054.5766
24 | 2540060.3179 | 1153034.4318
25 | 2540078.1324 | 1153076.4836
26 | 2540094.4449 | 1153034.1456
27 | 2540119.976 | 1153070.4856
28 | 2540087.0604 | 1153132.2914
29 | 2540097.6838 | 1153031.8536
30 | 2540087.2001 | 1153136.651
31 | 2540096.9587 | 1153123.8215
32 | 2540110.5159 | 1153112.2305
33 | 2540128.52 | 1153096.8377
34 | 2540146.4354 | 1153081.5206
35 | 2540105.5406 | 1153133.2917
36 | 2540164.9242 | 1153065.7133
37 | 2540114.8479 | 1153143.376
38 | 2540177.0281 | 1153079.7971
39 | 2540166.7726 | 1153064.1339
40 | 2540085.1419 | 1153166.8958
41 | 2540179.291 | 1153082.4104
42 | 2540105.6782 | 1153180.5786
43 | 2540104.9556 | 1153180.9171
44 | 2540118.6799 | 1153174.4879
45 | 2540094.0145 | 1153185.6175
46 | 2540106.7711 | 1153222.9549
47 | 2540083.3718 | 1153173.2835
48 | 2540040.1283 | 1153155.0382
49 | 2540077.9237 | 1153185.8777
50 | 2540086.2607 | 1153250.6187
51 | 2540084.9232 | 1153254.1544
52 | 2540061.0461 | 1153240.3811
53 | 2540120.1237 | 1153208.1867
54 | 2540157.2211 | 1153167.1563
55 | 2540170.4675 | 1153152.5055
56 | 2540144.326 | 1153181.4185
57 | 2540193.9892 | 1153126.4901
58 | 2540194.9533 | 1153125.4466
59 | 2540183.5403 | 1153116.6666
60 | 2540214.6847 | 1153159.9066
61 | 2540205.9084 | 1153113.5312
62 | 2540196.8849 | 1153179.0098
63 | 2540217.3999 | 1153101.0324
64 | 2540241.2943 | 1153079.4966
65 | 2540251.5616 | 1153070.2429
66 | 2540245.2562 | 1153130.5902
67 | 2540277.4052 | 1153111.7801
68 | 2540246.5247 | 1153131.9178
69 | 2540184.2385 | 1153206.1255
70 | 2540330.1338 | 1153145.3328
71 | 2540319.7364 | 1153125.6955
72 | 2540302.3861 | 1153140.0846
73 | 2540274.0491 | 1153165.4081
74 | 2540265.9148 | 1153173.5989
75 | 2540151.6064 | 1153263.1967
76 | 2540167.8988 | 1153268.8598
77 | 2540147.2729 | 1153246.4197
78 | 2540142.5844 | 1153288.9367
79 | 2540216.5674 | 1153297.2909
80 | 2540173.24 | 1153255.0659
81 | 2540168.038 | 1153295.2197
82 | 2540149.8336 | 1153243.7453
83 | 2540039.0226 | 1153149.5796
84 | 2540073.9048 | 1153281.7378
85 | 2540041.8746 | 1153245.712
86 | 2540166.7086 | 1153224.8916
87 | 2540248.9484 | 1153189.0803
88 | 2540217.127 | 1153208.3108
89 | 2540243.9135 | 1153233.3595
90 | 2540221.1719 | 1153281.9368
91 | 2540168.1345 | 1153298.6846
92 | 2540274.452 | 1153228.6007
93 | 2540304.4994 | 1153206.8831
94 | 2540023.2932 | 1153130.4151
95 | 2539883.725 | 1152860.948
96 | 2539893.9597 | 1152848.4334
97 | 2539879.7871 | 1152865.7632
98 | 2539897.8148 | 1152843.7195
99 | 2539872.7887 | 1152873.9692
100 | 2539898.4887 | 1152920.9153
101 | 2539891.9114 | 1152893.1884
102 | 2539892.2779 | 1152931.7981
103 | 2539899.3779 | 1152841.8082
104 | 2539861.8536 | 1152886.1963
105 | 2539920.3643 | 1152860.4229
106 | 2539968.8551 | 1152848.8708
107 | 2539969.2562 | 1152849.2328
108 | 2539929.371 | 1152868.4117
109 | 2539875.3236 | 1152961.5059
110 | 2539864.8099 | 1152979.9284
111 | 2539860.5431 | 1152987.4048
112 | 2539822.3811 | 1152973.7323
113 | 2539857.3003 | 1152993.087
114 | 2539797.6699 | 1152926.0559
115 | 2539821.6563 | 1152880.2405
116 | 2539837.9229 | 1152866.5474
117 | 2539920.055 | 1152880.5574
118 | 2539849.1339 | 1153012.948
119 | 2539836.9618 | 1153033.7267
120 | 2539826.6343 | 1153051.3565
121 | 2539819.3436 | 1153063.8023
122 | 2539819.1836 | 1153071.7901
123 | 2539862.2203 | 1153080.7531
124 | 2539895.1605 | 1153090.3292
125 | 2539866.8772 | 1153070.1245
126 | 2539903.6395 | 1153092.7941
127 | 2539879.3144 | 1153045.9993
128 | 2539946.5014 | 1152874.0991
129 | 2539981.6517 | 1152910.023
130 | 2539891.0661 | 1153027.5667
131 | 2539892.138 | 1153025.8855
132 | 2539888.1181 | 1153032.1906
133 | 2539907.4462 | 1153001.8744
134 | 2539918.9838 | 1152983.7777
135 | 2539909.4221 | 1153094.4485
136 | 2539978.3957 | 1152914.4346
137 | 2539974.8645 | 1152919.2188
138 | 2539966.5141 | 1152930.5326
139 | 2539962.3005 | 1152936.2415
140 | 2539989.312 | 1152962.3429
141 | 2539984.0749 | 1152981.6843
142 | 2539976.6649 | 1153009.0509
143 | 2539974.2771 | 1153017.8693
144 | 2539971.6108 | 1153027.7165
145 | 2539970.671 | 1153031.1874
146 | 2539967.2066 | 1153043.982
147 | 2539950.4966 | 1153105.6952
148 | 2539963.756 | 1153109.5537
149 | 2539944.1649 | 1153128.5858
150 | 2539954.0634 | 1153092.5224
151 | 2539990.8148 | 1153099.1113
152 | 2539963.5487 | 1153092.2988
153 | 2539937.3573 | 1153153.1971
154 | 2539963.621 | 1153057.2244
155 | 2539998.5957 | 1153101.446
156 | 2539984.9371 | 1153089.1201
157 | 2539996.9159 | 1153151.3743
158 | 2539930.9649 | 1153176.3072
159 | 2539986.8819 | 1153080.558
160 | 2539984.3314 | 1153177.8614
161 | 2539988.5386 | 1153073.2645
162 | 2539927.9247 | 1153187.2981
163 | 2539914.3468 | 1153236.7493
164 | 2539953.4417 | 1153193.7042
165 | 2539984.5551 | 1153272.8786
166 | 2539953.7638 | 1153193.8259
167 | 2539989.7001 | 1153260.2315
168 | 2539992.1381 | 1153276.1602
169 | 2539969.9667 | 1153248.6255
170 | 2539977.6361 | 1153227.9545
171 | 2539976.9265 | 1153202.5763
172 | 2539979.5646 | 1153223.3587
173 | 2539980.3209 | 1153221.5564
174 | 2539982.2745 | 1153216.9009
175 | 2540017.3624 | 1153287.0719
176 | 2540029.0156 | 1153276.1402
177 | 2540071.2142 | 1153288.4733
178 | 2540068.4878 | 1153295.2986
179 | 2540060.2768 | 1153315.854
180 | 2540046.4671 | 1153350.4248
181 | 2540071.0326 | 1153356.2719
182 | 2540123.8505 | 1153354.5335
183 | 2540078.7071 | 1153336.9067
184 | 2540125.5106 | 1153377.9073
185 | 2540144.1002 | 1153353.8648
186 | 2540079.0711 | 1153336.003
187 | 2540144.6624 | 1153338.545
188 | 2540161.7246 | 1153353.2832
189 | 2540168.485 | 1153353.0601
190 | 2540049.7776 | 1153040.8805

## line_std_types
| c_nf_per_km | r_ohm_per_km | x_ohm_per_km | max_i_ka | type | q_mm2 | alpha | voltage_rating
NAYY 4x50 SE | 210 | 0.642 | 0.083 | 0.142 | cs | 50 | 0.00403 | LV
NAYY 4x120 SE | 264 | 0.225 | 0.08 | 0.242 | cs | 120 | 0.00403 | LV
NAYY 4x150 SE | 261 | 0.208 | 0.08 | 0.27 | cs | 150 | 0.00403 | LV
NA2XS2Y 1x95 RM/25 12/20 kV | 216 | 0.313 | 0.132 | 0.252 | cs | 95 | 0.00403 | MV
NA2XS2Y 1x185 RM/25 12/20 kV | 273 | 0.161 | 0.117 | 0.362 | cs | 185 | 0.00403 | MV
NA2XS2Y 1x240 RM/25 12/20 kV | 304 | 0.122 | 0.112 | 0.421 | cs | 240 | 0.00403 | MV
NA2XS2Y 1x95 RM/25 6/10 kV | 315 | 0.313 | 0.123 | 0.249 | cs | 95 | 0.00403 | MV
NA2XS2Y 1x185 RM/25 6/10 kV | 406 | 0.161 | 0.11 | 0.358 | cs | 185 | 0.00403 | MV
NA2XS2Y 1x240 RM/25 6/10 kV | 456 | 0.122 | 0.105 | 0.416 | cs | 240 | 0.00403 | MV
NA2XS2Y 1x150 RM/25 12/20 kV | 250 | 0.206 | 0.116 | 0.319 | cs | 150 | 0.00403 | MV
NA2XS2Y 1x120 RM/25 12/20 kV | 230 | 0.253 | 0.119 | 0.283 | cs | 120 | 0.00403 | MV
NA2XS2Y 1x70 RM/25 12/20 kV | 190 | 0.443 | 0.132 | 0.22 | cs | 70 | 0.00403 | MV
NA2XS2Y 1x150 RM/25 6/10 kV | 360 | 0.206 | 0.11 | 0.315 | cs | 150 | 0.00403 | MV
NA2XS2Y 1x120 RM/25 6/10 kV | 340 | 0.253 | 0.113 | 0.28 | cs | 120 | 0.00403 | MV
NA2XS2Y 1x70 RM/25 6/10 kV | 280 | 0.443 | 0.123 | 0.217 | cs | 70 | 0.00403 | MV
N2XS(FL)2Y 1x120 RM/35 64/110 kV | 112 | 0.153 | 0.166 | 0.366 | cs | 120 | 0.00393 | HV
N2XS(FL)2Y 1x185 RM/35 64/110 kV | 125 | 0.099 | 0.156 | 0.457 | cs | 185 | 0.00393 | HV
N2XS(FL)2Y 1x240 RM/35 64/110 kV | 135 | 0.075 | 0.149 | 0.526 | cs | 240 | 0.00393 | HV
N2XS(FL)2Y 1x300 RM/35 64/110 kV | 144 | 0.06 | 0.144 | 0.588 | cs | 300 | 0.00393 | HV
15-AL1/3-ST1A 0.4 | 11 | 1.8769 | 0.35 | 0.105 | ol | 16 | 0.00403 | LV
24-AL1/4-ST1A 0.4 | 11.25 | 1.2012 | 0.335 | 0.14 | ol | 24 | 0.00403 | LV
48-AL1/8-ST1A 0.4 | 12.2 | 0.5939 | 0.3 | 0.21 | ol | 48 | 0.00403 | LV
94-AL1/15-ST1A 0.4 | 13.2 | 0.306 | 0.29 | 0.35 | ol | 94 | 0.00403 | LV
34-AL1/6-ST1A 10.0 | 9.7 | 0.8342 | 0.36 | 0.17 | ol | 34 | 0.00403 | MV
48-AL1/8-ST1A 10.0 | 10.1 | 0.5939 | 0.35 | 0.21 | ol | 48 | 0.00403 | MV
70-AL1/11-ST1A 10.0 | 10.4 | 0.4132 | 0.339 | 0.29 | ol | 70 | 0.00403 | MV
94-AL1/15-ST1A 10.0 | 10.75 | 0.306 | 0.33 | 0.35 | ol | 94 | 0.00403 | MV
122-AL1/20-ST1A 10.0 | 11.1 | 0.2376 | 0.323 | 0.41 | ol | 122 | 0.00403 | MV
149-AL1/24-ST1A 10.0 | 11.25 | 0.194 | 0.315 | 0.47 | ol | 149 | 0.00403 | MV
34-AL1/6-ST1A 20.0 | 9.15 | 0.8342 | 0.382 | 0.17 | ol | 34 | 0.00403 | MV
48-AL1/8-ST1A 20.0 | 9.5 | 0.5939 | 0.372 | 0.21 | ol | 48 | 0.00403 | MV
70-AL1/11-ST1A 20.0 | 9.7 | 0.4132 | 0.36 | 0.29 | ol | 70 | 0.00403 | MV
94-AL1/15-ST1A 20.0 | 10 | 0.306 | 0.35 | 0.35 | ol | 94 | 0.00403 | MV
122-AL1/20-ST1A 20.0 | 10.3 | 0.2376 | 0.344 | 0.41 | ol | 122 | 0.00403 | MV
149-AL1/24-ST1A 20.0 | 10.5 | 0.194 | 0.337 | 0.47 | ol | 149 | 0.00403 | MV
184-AL1/30-ST1A 20.0 | 10.75 | 0.1571 | 0.33 | 0.535 | ol | 184 | 0.00403 | MV
243-AL1/39-ST1A 20.0 | 11 | 0.1188 | 0.32 | 0.645 | ol | 243 | 0.00403 | MV
48-AL1/8-ST1A 110.0 | 8 | 0.5939 | 0.46 | 0.21 | ol | 48 | 0.00403 | HV
70-AL1/11-ST1A 110.0 | 8.4 | 0.4132 | 0.45 | 0.29 | ol | 70 | 0.00403 | HV
94-AL1/15-ST1A 110.0 | 8.65 | 0.306 | 0.44 | 0.35 | ol | 94 | 0.00403 | HV
122-AL1/20-ST1A 110.0 | 8.5 | 0.2376 | 0.43 | 0.41 | ol | 122 | 0.00403 | HV
149-AL1/24-ST1A 110.0 | 8.75 | 0.194 | 0.41 | 0.47 | ol | 149 | 0.00403 | HV
184-AL1/30-ST1A 110.0 | 8.8 | 0.1571 | 0.4 | 0.535 | ol | 184 | 0.00403 | HV
243-AL1/39-ST1A 110.0 | 9 | 0.1188 | 0.39 | 0.645 | ol | 243 | 0.00403 | HV
305-AL1/39-ST1A 110.0 | 9.2 | 0.0949 | 0.38 | 0.74 | ol | 305 | 0.00403 | HV
490-AL1/64-ST1A 110.0 | 9.75 | 0.059 | 0.37 | 0.96 | ol | 490 | 0.00403 | HV
679-AL1/86-ST1A 110.0 | 9.95 | 0.042 | 0.36 | 1.15 | ol | 679 | 0.00403 | HV
490-AL1/64-ST1A 220.0 | 10 | 0.059 | 0.285 | 0.96 | ol | 490 | 0.00403 | HV
679-AL1/86-ST1A 220.0 | 11.7 | 0.042 | 0.275 | 1.15 | ol | 679 | 0.00403 | HV
490-AL1/64-ST1A 380.0 | 11 | 0.059 | 0.253 | 0.96 | ol | 490 | 0.00403 | HV
679-AL1/86-ST1A 380.0 | 14.6 | 0.042 | 0.25 | 1.15 | ol | 679 | 0.00403 | HV

## trafo_std_types
| i0_percent | pfe_kw | vkr_percent | sn_mva | vn_lv_kv | vn_hv_kv | vk_percent | shift_degree | vector_group | tap_side | tap_neutral | tap_min | tap_max | tap_step_degree | tap_step_percent | tap_phase_shifter
160 MVA 380/110 kV | 0.06 | 60 | 0.25 | 160 | 110 | 380 | 12.2 | 0 | Yy0 | hv | 0 | -9 | 9 | 0 | 1.5 | FALSE
100 MVA 220/110 kV | 0.06 | 55 | 0.26 | 100 | 110 | 220 | 12 | 0 | Yy0 | hv | 0 | -9 | 9 | 0 | 1.5 | FALSE
63 MVA 110/20 kV | 0.04 | 22 | 0.32 | 63 | 20 | 110 | 18 | 150 | YNd5 | hv | 0 | -9 | 9 | 0 | 1.5 | FALSE
40 MVA 110/20 kV | 0.05 | 18 | 0.34 | 40 | 20 | 110 | 16.2 | 150 | YNd5 | hv | 0 | -9 | 9 | 0 | 1.5 | FALSE
25 MVA 110/20 kV | 0.07 | 14 | 0.41 | 25 | 20 | 110 | 12 | 150 | YNd5 | hv | 0 | -9 | 9 | 0 | 1.5 | FALSE
63 MVA 110/10 kV | 0.04 | 22 | 0.32 | 63 | 10 | 110 | 18 | 150 | YNd5 | hv | 0 | -9 | 9 | 0 | 1.5 | FALSE
40 MVA 110/10 kV | 0.05 | 18 | 0.34 | 40 | 10 | 110 | 16.2 | 150 | YNd5 | hv | 0 | -9 | 9 | 0 | 1.5 | FALSE
25 MVA 110/10 kV | 0.07 | 14 | 0.41 | 25 | 10 | 110 | 12 | 150 | YNd5 | hv | 0 | -9 | 9 | 0 | 1.5 | FALSE
0.25 MVA 20/0.4 kV | 0.32 | 0.8 | 1.44 | 0.25 | 0.4 | 20 | 6 | 150 | Yzn5 | hv | 0 | -2 | 2 | 0 | 2.5 | FALSE
0.4 MVA 20/0.4 kV | 0.3375 | 1.35 | 1.425 | 0.4 | 0.4 | 20 | 6 | 150 | Dyn5 | hv | 0 | -2 | 2 | 0 | 2.5 | FALSE
0.63 MVA 20/0.4 kV | 0.2619 | 1.65 | 1.206 | 0.63 | 0.4 | 20 | 6 | 150 | Dyn5 | hv | 0 | -2 | 2 | 0 | 2.5 | FALSE
0.25 MVA 10/0.4 kV | 0.24 | 0.6 | 1.2 | 0.25 | 0.4 | 10 | 4 | 150 | Dyn5 | hv | 0 | -2 | 2 | 0 | 2.5 | FALSE
0.4 MVA 10/0.4 kV | 0.2375 | 0.95 | 1.325 | 0.4 | 0.4 | 10 | 4 | 150 | Dyn5 | hv | 0 | -2 | 2 | 0 | 2.5 | FALSE
0.63 MVA 10/0.4 kV | 0.1873 | 1.18 | 1.0794 | 0.63 | 0.4 | 10 | 4 | 150 | Dyn5 | hv | 0 | -2 | 2 | 0 | 2.5 | FALSE

## trafo3w_std_types
| sn_hv_mva | sn_mv_mva | sn_lv_mva | vn_hv_kv | vn_mv_kv | vn_lv_kv | vk_hv_percent | vk_mv_percent | vk_lv_percent | vkr_hv_percent | vkr_mv_percent | vkr_lv_percent | pfe_kw | i0_percent | shift_mv_degree | shift_lv_degree | vector_group | tap_side | tap_neutral | tap_min | tap_max | tap_step_percent
63/25/38 MVA 110/20/10 kV | 63 | 25 | 38 | 110 | 20 | 10 | 10.4 | 10.4 | 10.4 | 0.28 | 0.32 | 0.35 | 35 | 0.89 | 0 | 0 | YN0yn0yn0 | hv | 0 | -10 | 10 | 1.2
63/25/38 MVA 110/10/10 kV | 63 | 25 | 38 | 110 | 10 | 10 | 10.4 | 10.4 | 10.4 | 0.28 | 0.32 | 0.35 | 35 | 0.89 | 0 | 0 | YN0yn0yn0 | hv | 0 | -10 | 10 | 1.2

## fuse_std_types
| fuse_type | i_rated_a | t_avg | t_min | t_total | x_avg | x_min | x_total
HV 100A | HV 100A | 100 | 0 | [10.0, 3.64, 0.854, 0.281, 0.1, 0.0531, 0.022, 0.01] | [10.0, 4.267, 1.21, 0.403, 0.1, 0.058, 0.022, 0.01] | 0 | [300.0, 350.0, 450.0, 550.0, 700.0, 850.0, 1200.0, 1752.0] | [600.0, 700.0, 900.0, 1150.0, 1665.0, 2000.0, 3000.0, 4313.0]
HV 10A | HV 10A | 10 | 0 | [10.0, 1675.0, 0.344, 0.156, 0.1, 0.0417, 0.0171, 0.01] | [10.0, 1.3, 0.3, 0.155, 0.1, 0.0555, 0.023, 0.01] | 0 | [30.0, 32.0, 35.0, 37.0, 39.0, 50.0, 70.0, 88.0] | [60.0, 70.0, 80.0, 87.0, 94.0, 110.0, 150.0, 216.0]
HV 125A | HV 125A | 125 | 0 | [10.0, 1.82, 0.344, 0.1, 0.0467, 0.0269, 0.01] | [10.0, 2.478, 0.426, 0.1, 0.0427, 0.0211, 0.01] | 0 | [375.0, 500.0, 700.0, 925.0, 1200.0, 1500.0, 2341.0] | [750.0, 1000.0, 1500.0, 2200.0, 3000.0, 4000.0, 5765.0]
HV 160A | HV 160A | 160 | 0 | [10.0, 4.15, 1.03, 0.198, 0.1, 0.051, 0.0172, 0.01] | [10.0, 2.3, 0.734, 0.274, 0.1, 0.046, 0.0177, 0.01] | 0 | [480.0, 550.0, 700.0, 1000.0, 1260.0, 1600.0, 2500.0, 3227.0] | [960.0, 1300.0, 1700.0, 2200.0, 2996.0, 4000.0, 6000.0, 7946.0]
HV 16A | HV 16A | 16 | 0 | [10.0, 0.352, 0.164, 0.1, 0.0649, 0.0342, 0.01] | [10.0, 2.34, 0.722, 0.181, 0.1, 0.055, 0.0296, 0.01] | 0 | [48.0, 60.0, 65.0, 71.0, 80.0, 100.0, 162.0] | [96.0, 110.0, 125.0, 150.0, 168.0, 200.0, 250.0, 398.0]
HV 200A | HV 200A | 200 | 0 | [10.0, 4.267, 1.21, 0.403, 0.1, 0.058, 0.022, 0.01] | [10.0, 3.73, 1.654, 0.328, 0.1, 0.0531, 0.019, 0.01] | 0 | [600.0, 700.0, 900.0, 1150.0, 1665.0, 2000.0, 3000.0, 4313.0] | [1200.0, 1500.0, 1800.0, 2700.0, 3960.0, 5000.0, 7500.0, 10620.0]
HV 20A | HV 20A | 20 | 0 | [10.0, 1.3, 0.3, 0.155, 0.1, 0.0555, 0.023, 0.01] | [10.0, 1.3, 0.161, 0.1, 0.0611, 0.0399, 0.0141, 0.01] | 0 | [60.0, 70.0, 80.0, 87.0, 94.0, 110.0, 150.0, 216.0] | [120.0, 150.0, 200.0, 223.0, 260.0, 300.0, 450.0, 532.0]
HV 25A | HV 25A | 25 | 0 | [10.0, 2.512, 0.833, 0.299, 0.1, 0.0372, 0.0223, 0.01] | [10.0, 3.125, 0.597, 0.198, 0.1, 0.0378, 0.022, 0.01] | 0 | [75.0, 82.0, 90.0, 100.0, 124.0, 170.0, 200.0, 289.0] | [150.0, 170.0, 210.0, 250.0, 294.0, 400.0, 500.0, 711.0]
HV 31.5A | HV 31.5A | 31.5 | 0 | [10.0, 2.34, 0.722, 0.181, 0.1, 0.055, 0.0296, 0.01] | [10.0, 2.84, 0.368, 0.164, 0.1, 0.0621, 0.0378, 0.0195, 0.01] | 0 | [95.0, 110.0, 125.0, 150.0, 165.0, 200.0, 250.0, 390.0] | [189.0, 220.0, 300.0, 350.0, 393.0, 450.0, 530.0, 700.0, 960.0]
HV 40A | HV 40A | 40 | 0 | [10.0, 1.3, 0.161, 0.1, 0.0611, 0.0399, 0.0141, 0.01] | [10.0, 2.05, 0.369, 0.198, 0.1, 0.051, 0.0298, 0.01] | 0 | [120.0, 150.0, 200.0, 223.0, 260.0, 300.0, 450.0, 532.0] | [240.0, 300.0, 400.0, 450.0, 530.0, 650.0, 800.0, 1311.0]
HV 50A | HV 50A | 50 | 0 | [10.0, 3.215, 0.597, 0.198, 0.1, 0.0378, 0.022, 0.01] | [10.0, 3.64, 0.854, 0.281, 0.1, 0.0531, 0.022, 0.01] | 0 | [150.0, 170.0, 210.0, 250.0, 294.0, 400.0, 500.0, 711.0] | [300.0, 350.0, 450.0, 550.0, 700.0, 850.0, 1200.0, 1752.0]
HV 6.3A | HV 6.3A | 6.3 | 0 | [10.0, 1.39, 0.344, 0.168, 0.1, 0.056, 0.0263, 0.01] | [10.0, 1.711, 0.516, 0.198, 0.1, 0.0634, 0.0303, 0.01] | 0 | [19.0, 19.5, 20.4, 20.8, 22.0, 25.0, 32.0, 48.0] | [38.0, 40.0, 43.0, 48.0, 53.0, 60.0, 75.0, 118.0]
HV 63A | HV 63A | 63 | 0 | [10.0, 2.84, 0.368, 0.164, 0.1, 0.0621, 0.0378, 0.0195, 0.01] | [10.0, 1.82, 0.344, 0.1, 0.0467, 0.0269, 0.01] | 0 | [189.0, 220.0, 300.0, 350.0, 393.0, 450.0, 530.0, 700.0, 961.0] | [378.0, 500.0, 700.0, 934.0, 1200.0, 1500.0, 2366.0]
HV 80A | HV 80A | 80 | 0 | [10.0, 2.05, 0.369, 0.198, 0.1, 0.051, 0.0298, 0.01] | [10.0, 4.15, 1.03, 0.198, 0.1, 0.051, 0.0172, 0.01] | 0 | [240.0, 300.0, 400.0, 450.0, 530.0, 650.0, 800.0, 1311.0] | [480.0, 550.0, 700.0, 1000.0, 1260.0, 1600.0, 2500.0, 3227.0]
Siemens NH-1-100 | Siemens NH-1-100 | 100 | [5400.0, 2000.0, 400.0, 20.0, 1.0, 0.2, 0.012, 0.004] | 0 | 0 | [150.0, 190.0, 250.0, 430.0, 900.0, 1250.0, 2700.0, 3600.0] | 0 | 0
Siemens NH-1-125 | Siemens NH-1-125 | 125 | [4800.0, 120.0, 7.0, 0.1, 0.004] | 0 | 0 | [180.0, 400.0, 740.0, 2000.0, 4250.0] | 0 | 0
Siemens NH-1-16 | Siemens NH-1-16 | 16 | [4000.0, 400.0, 2.0, 0.1, 0.04, 0.01] | 0 | 0 | [26.0, 35.0, 75.0, 150.0, 200.0, 300.0] | 0 | 0
Siemens NH-1-160 | Siemens NH-1-160 | 160 | [4800.0, 120.0, 7.0, 0.1, 0.004] | 0 | 0 | [210.0, 500.0, 900.0, 2300.0, 5000.0] | 0 | 0
Siemens NH-1-25 | Siemens NH-1-25 | 25 | [4000.0, 1000.0, 10.0, 0.2, 0.02, 0.01] | 0 | 0 | [40.0, 50.0, 100.0, 210.0, 400.0, 500.0] | 0 | 0
Siemens NH-1-50 | Siemens NH-1-50 | 50 | [4000.0, 40.0, 4.0, 1.0, 0.02, 0.01] | 0 | 0 | [86.0, 200.0, 300.0, 400.0, 1000.0, 1280.0] | 0 | 0
Siemens NH-1-63 | Siemens NH-1-63 | 63 | [4000.0, 100.0, 10.0, 2.0, 0.04, 0.01] | 0 | 0 | [100.0, 200.0, 300.0, 400.0, 1000.0, 1500.0] | 0 | 0
Siemens NH-1-80 | Siemens NH-1-80 | 80 | [4800.0, 120.0, 7.0, 0.1, 0.01] | 0 | 0 | [150.58, 250.0, 450.0, 1150.0, 2470.0] | 0 | 0
Siemens NH-2-1000 | Siemens NH-2-1000 | 1000 | [4800.0, 120.0, 7.0, 0.1, 0.004] | 0 | 0 | [1900.0, 3500.0, 8400.0, 24000.0, 52000.0] | 0 | 0
Siemens NH-2-200 | Siemens NH-2-200 | 200 | [4800.0, 120.0, 7.0, 0.1, 0.004] | 0 | 0 | [280.0, 650.0, 1200.0, 3000.0, 7000.0] | 0 | 0
Siemens NH-2-224 | Siemens NH-2-224 | 224 | [4800.0, 120.0, 7.0, 0.2, 0.04, 0.004] | 0 | 0 | [400.0, 750.0, 1453.0, 3025.0, 4315.0, 7600.0] | 0 | 0
Siemens NH-2-250 | Siemens NH-2-250 | 250 | [4800.0, 120.0, 7.0, 0.1, 0.004] | 0 | 0 | [450.0, 800.0, 1650.0, 4000.0, 8500.0] | 0 | 0
Siemens NH-2-315 | Siemens NH-2-315 | 315 | [4800.0, 120.0, 7.0, 0.1, 0.004] | 0 | 0 | [550.0, 920.0, 1900.0, 5000.0, 11000.0] | 0 | 0
Siemens NH-2-355 | Siemens NH-2-355 | 355 | [4800.0, 120.0, 6.0, 0.1, 0.004] | 0 | 0 | [650.0, 1116.27, 2350.0, 5840.0, 12790.0] | 0 | 0
Siemens NH-2-400 | Siemens NH-2-400 | 400 | [4800.0, 120.0, 7.0, 0.1, 0.004] | 0 | 0 | [720.0, 1350.0, 2800.0, 6500.0, 15000.0] | 0 | 0
Siemens NH-2-425 | Siemens NH-2-425 | 425 | [4800.0, 120.0, 7.0, 0.1, 0.004] | 0 | 0 | [850.0, 1500.0, 3050.0, 7500.0, 16500.0] | 0 | 0
Siemens NH-2-630 | Siemens NH-2-630 | 630 | [4800.0, 120.0, 7.0, 0.1, 0.004] | 0 | 0 | [1200.0, 2000.0, 4800.0, 12000.0, 26000.0] | 0 | 0

## dtypes
| element | column | dtype
0 | bus | name | object
1 | bus | vn_kv | float64
2 | bus | type | object
3 | bus | zone | object
4 | bus | in_service | bool
5 | load | name | object
6 | load | bus | uint32
7 | load | p_mw | float64
8 | load | q_mvar | float64
9 | load | const_z_percent | float64
10 | load | const_i_percent | float64
11 | load | sn_mva | float64
12 | load | scaling | float64
13 | load | in_service | bool
14 | load | type | object
15 | ext_grid | name | object
16 | ext_grid | bus | uint32
17 | ext_grid | vm_pu | float64
18 | ext_grid | va_degree | float64
19 | ext_grid | slack_weight | float64
20 | ext_grid | in_service | bool
21 | line | name | object
22 | line | std_type | object
23 | line | from_bus | uint32
24 | line | to_bus | uint32
25 | line | length_km | float64
26 | line | r_ohm_per_km | float64
27 | line | x_ohm_per_km | float64
28 | line | c_nf_per_km | float64
29 | line | g_us_per_km | float64
30 | line | max_i_ka | float64
31 | line | df | float64
32 | line | parallel | uint32
33 | line | type | object
34 | line | in_service | bool
35 | trafo | name | object
36 | trafo | std_type | object
37 | trafo | hv_bus | uint32
38 | trafo | lv_bus | uint32
39 | trafo | sn_mva | float64
40 | trafo | vn_hv_kv | float64
41 | trafo | vn_lv_kv | float64
42 | trafo | vk_percent | float64
43 | trafo | vkr_percent | float64
44 | trafo | pfe_kw | float64
45 | trafo | i0_percent | float64
46 | trafo | shift_degree | float64
47 | trafo | tap_side | object
48 | trafo | tap_neutral | int32
49 | trafo | tap_min | int32
50 | trafo | tap_max | int32
51 | trafo | tap_step_percent | float64
52 | trafo | tap_step_degree | float64
53 | trafo | tap_pos | int32
54 | trafo | tap_phase_shifter | bool
55 | trafo | parallel | uint32
56 | trafo | df | float64
57 | trafo | in_service | bool
58 | line_geodata | coords | object
59 | bus_geodata | x | float64
60 | bus_geodata | y | float64
61 | bus_geodata | coords | object

## parameters
| version | format_version | converged | OPF_converged | name | f_hz | sn_mva
0 | 2.14.6 | 2.14.0 | FALSE | FALSE |  | 50 | 1