## bus
| name | vn_kv | type | zone | in_service
0 | bus_LV_56-13_0_10_node_0 | 0.4 | n |  | TRUE
1 | bus_LV_56-13_0_10_node_1 | 0.4 | n |  | TRUE
2 | bus_LV_56-13_0_10_node_2 | 0.4 | n |  | TRUE
3 | bus_LV_56-13_0_10_node_3 | 0.4 | n |  | TRUE
4 | bus_LV_56-13_0_10_node_4 | 0.4 | n |  | TRUE
5 | bus_LV_56-13_0_10_node_5 | 0.4 | n |  | TRUE
6 | bus_LV_56-13_0_10_node_26 | 0.4 | n |  | TRUE
7 | bus_LV_56-13_0_10_node_20 | 0.4 | n |  | TRUE
8 | bus_LV_56-13_0_10_node_23 | 0.4 | n |  | TRUE
9 | bus_LV_56-13_0_10_node_228 | 0.4 | n |  | TRUE
10 | bus_LV_56-13_0_10_node_21 | 0.4 | n |  | TRUE
11 | bus_LV_56-13_0_10_node_22 | 0.4 | n |  | TRUE
12 | bus_LV_56-13_0_10_node_6 | 0.4 | n |  | TRUE
13 | bus_LV_56-13_0_10_node_7 | 0.4 | n |  | TRUE
14 | bus_LV_56-13_0_10_node_8 | 0.4 | n |  | TRUE
15 | bus_LV_56-13_0_10_node_10 | 0.4 | n |  | TRUE
16 | bus_LV_56-13_0_10_node_11 | 0.4 | n |  | TRUE
17 | bus_LV_56-13_0_10_node_224 | 0.4 | n |  | TRUE
18 | bus_LV_56-13_0_10_node_30 | 0.4 | n |  | TRUE
19 | bus_LV_56-13_0_10_node_230 | 0.4 | n |  | TRUE
20 | bus_LV_56-13_0_10_node_184 | 0.4 | n |  | TRUE
21 | bus_LV_56-13_0_10_node_28 | 0.4 | n |  | TRUE
22 | bus_LV_56-13_0_10_node_50 | 0.4 | n |  | TRUE
23 | bus_LV_56-13_0_10_node_17 | 0.4 | n |  | TRUE
24 | bus_LV_56-13_0_10_node_48 | 0.4 | n |  | TRUE
25 | bus_LV_56-13_0_10_node_19 | 0.4 | n |  | TRUE
26 | bus_LV_56-13_0_10_node_12 | 0.4 | n |  | TRUE
27 | bus_LV_56-13_0_10_node_13 | 0.4 | n |  | TRUE
28 | bus_LV_56-13_0_10_node_14 | 0.4 | n |  | TRUE
29 | bus_LV_56-13_0_10_node_15 | 0.4 | n |  | TRUE
30 | bus_LV_56-13_0_10_node_16 | 0.4 | n |  | TRUE
31 | bus_LV_56-13_0_10_node_206 | 0.4 | n |  | TRUE
32 | bus_LV_56-13_0_10_node_222 | 0.4 | n |  | TRUE
33 | bus_LV_56-13_0_10_node_18 | 0.4 | n |  | TRUE
34 | bus_LV_56-13_0_10_node_55 | 0.4 | n |  | TRUE
35 | bus_LV_56-13_0_10_node_54 | 0.4 | n |  | TRUE
36 | bus_LV_56-13_0_10_node_223 | 0.4 | n |  | TRUE
37 | bus_LV_56-13_0_10_node_214 | 0.4 | n |  | TRUE
38 | bus_LV_56-13_0_10_node_34 | 0.4 | n |  | TRUE
39 | bus_LV_56-13_0_10_node_226 | 0.4 | n |  | TRUE
40 | bus_LV_56-13_0_10_node_32 | 0.4 | n |  | TRUE
41 | bus_LV_56-13_0_10_node_231 | 0.4 | n |  | TRUE
42 | bus_LV_56-13_0_10_node_53 | 0.4 | n |  | TRUE
43 | bus_LV_56-13_0_10_node_29 | 0.4 | n |  | TRUE
44 | bus_LV_56-13_0_10_node_27 | 0.4 | n |  | TRUE
45 | bus_LV_56-13_0_10_node_24 | 0.4 | n |  | TRUE
46 | bus_LV_56-13_0_10_node_25 | 0.4 | n |  | TRUE
47 | bus_LV_56-13_0_10_node_40 | 0.4 | n |  | TRUE
48 | bus_LV_56-13_0_10_node_43 | 0.4 | n |  | TRUE
49 | bus_LV_56-13_0_10_node_83 | 0.4 | n |  | TRUE
50 | bus_LV_56-13_0_10_node_197 | 0.4 | n |  | TRUE
51 | bus_LV_56-13_0_10_node_81 | 0.4 | n |  | TRUE
52 | bus_LV_56-13_0_10_node_232 | 0.4 | n |  | TRUE
53 | bus_LV_56-13_0_10_node_233 | 0.4 | n |  | TRUE
54 | bus_LV_56-13_0_10_node_35 | 0.4 | n |  | TRUE
55 | bus_LV_56-13_0_10_node_183 | 0.4 | n |  | TRUE
56 | bus_LV_56-13_0_10_node_31 | 0.4 | n |  | TRUE
57 | bus_LV_56-13_0_10_node_33 | 0.4 | n |  | TRUE
58 | bus_LV_56-13_0_10_node_220 | 0.4 | n |  | TRUE
59 | bus_LV_56-13_0_10_node_227 | 0.4 | n |  | TRUE
60 | bus_LV_56-13_0_10_node_221 | 0.4 | n |  | TRUE
61 | bus_LV_56-13_0_10_node_36 | 0.4 | n |  | TRUE
62 | bus_LV_56-13_0_10_node_37 | 0.4 | n |  | TRUE
63 | bus_LV_56-13_0_10_node_39 | 0.4 | n |  | TRUE
64 | bus_LV_56-13_0_10_node_46 | 0.4 | n |  | TRUE
65 | bus_LV_56-13_0_10_node_41 | 0.4 | n |  | TRUE
66 | bus_LV_56-13_0_10_node_42 | 0.4 | n |  | TRUE
67 | bus_LV_56-13_0_10_node_45 | 0.4 | n |  | TRUE
68 | bus_LV_56-13_0_10_node_44 | 0.4 | n |  | TRUE
69 | bus_LV_56-13_0_10_node_186 | 0.4 | n |  | TRUE
70 | bus_LV_56-13_0_10_node_158 | 0.4 | n |  | TRUE
71 | bus_LV_56-13_0_10_node_51 | 0.4 | n |  | TRUE
72 | bus_LV_56-13_0_10_node_192 | 0.4 | n |  | TRUE
73 | bus_LV_56-13_0_10_node_189 | 0.4 | n |  | TRUE
74 | bus_LV_56-13_0_10_node_187 | 0.4 | n |  | TRUE
75 | bus_LV_56-13_0_10_node_151 | 0.4 | n |  | TRUE
76 | bus_LV_56-13_0_10_node_49 | 0.4 | n |  | TRUE
77 | bus_LV_56-13_0_10_node_194 | 0.4 | n |  | TRUE
78 | bus_LV_56-13_0_10_node_190 | 0.4 | n |  | TRUE
79 | bus_LV_56-13_0_10_node_47 | 0.4 | n |  | TRUE
80 | bus_LV_56-13_0_10_node_52 | 0.4 | n |  | TRUE
81 | bus_LV_56-13_0_10_node_205 | 0.4 | n |  | TRUE
82 | bus_LV_56-13_0_10_node_56 | 0.4 | n |  | TRUE
83 | bus_LV_56-13_0_10_node_204 | 0.4 | n |  | TRUE
84 | bus_LV_56-13_0_10_node_203 | 0.4 | n |  | TRUE
85 | bus_LV_56-13_0_10_node_57 | 0.4 | n |  | TRUE
86 | bus_LV_56-13_0_10_node_58 | 0.4 | n |  | TRUE
87 | bus_LV_56-13_0_10_node_59 | 0.4 | n |  | TRUE
88 | bus_LV_56-13_0_10_node_60 | 0.4 | n |  | TRUE
89 | bus_LV_56-13_0_10_node_61 | 0.4 | n |  | TRUE
90 | bus_LV_56-13_0_10_node_65 | 0.4 | n |  | TRUE
91 | bus_LV_56-13_0_10_node_62 | 0.4 | n |  | TRUE
92 | bus_LV_56-13_0_10_node_98 | 0.4 | n |  | TRUE
93 | bus_LV_56-13_0_10_node_66 | 0.4 | n |  | TRUE
94 | bus_LV_56-13_0_10_node_63 | 0.4 | n |  | TRUE
95 | bus_LV_56-13_0_10_node_96 | 0.4 | n |  | TRUE
96 | bus_LV_56-13_0_10_node_64 | 0.4 | n |  | TRUE
97 | bus_LV_56-13_0_10_node_207 | 0.4 | n |  | TRUE
98 | bus_LV_56-13_0_10_node_208 | 0.4 | n |  | TRUE
99 | bus_LV_56-13_0_10_node_67 | 0.4 | n |  | TRUE
100 | bus_LV_56-13_0_10_node_72 | 0.4 | n |  | TRUE
101 | bus_LV_56-13_0_10_node_70 | 0.4 | n |  | TRUE
102 | bus_LV_56-13_0_10_node_68 | 0.4 | n |  | TRUE
103 | bus_LV_56-13_0_10_node_69 | 0.4 | n |  | TRUE
104 | bus_LV_56-13_0_10_node_71 | 0.4 | n |  | TRUE
105 | bus_LV_56-13_0_10_node_99 | 0.4 | n |  | TRUE
106 | bus_LV_56-13_0_10_node_84 | 0.4 | n |  | TRUE
107 | bus_LV_56-13_0_10_node_89 | 0.4 | n |  | TRUE
108 | bus_LV_56-13_0_10_node_74 | 0.4 | n |  | TRUE
109 | bus_LV_56-13_0_10_node_75 | 0.4 | n |  | TRUE
110 | bus_LV_56-13_0_10_node_76 | 0.4 | n |  | TRUE
111 | bus_LV_56-13_0_10_node_77 | 0.4 | n |  | TRUE
112 | bus_LV_56-13_0_10_node_78 | 0.4 | n |  | TRUE
113 | bus_LV_56-13_0_10_node_79 | 0.4 | n |  | TRUE
114 | bus_LV_56-13_0_10_node_87 | 0.4 | n |  | TRUE
115 | bus_LV_56-13_0_10_node_188 | 0.4 | n |  | TRUE
116 | bus_LV_56-13_0_10_node_92 | 0.4 | n |  | TRUE
117 | bus_LV_56-13_0_10_node_82 | 0.4 | n |  | TRUE
118 | bus_LV_56-13_0_10_node_113 | 0.4 | n |  | TRUE
119 | bus_LV_56-13_0_10_node_90 | 0.4 | n |  | TRUE
120 | bus_LV_56-13_0_10_node_80 | 0.4 | n |  | TRUE
121 | bus_LV_56-13_0_10_node_86 | 0.4 | n |  | TRUE
122 | bus_LV_56-13_0_10_node_85 | 0.4 | n |  | TRUE
123 | bus_LV_56-13_0_10_node_191 | 0.4 | n |  | TRUE
124 | bus_LV_56-13_0_10_node_212 | 0.4 | n |  | TRUE
125 | bus_LV_56-13_0_10_node_193 | 0.4 | n |  | TRUE
126 | bus_LV_56-13_0_10_node_88 | 0.4 | n |  | TRUE
127 | bus_LV_56-13_0_10_node_211 | 0.4 | n |  | TRUE
128 | bus_LV_56-13_0_10_node_91 | 0.4 | n |  | TRUE
129 | bus_LV_56-13_0_10_node_93 | 0.4 | n |  | TRUE
130 | bus_LV_56-13_0_10_node_97 | 0.4 | n |  | TRUE
131 | bus_LV_56-13_0_10_node_95 | 0.4 | n |  | TRUE
132 | bus_LV_56-13_0_10_node_94 | 0.4 | n |  | TRUE
133 | bus_LV_56-13_0_10_node_209 | 0.4 | n |  | TRUE
134 | bus_LV_56-13_0_10_node_210 | 0.4 | n |  | TRUE
135 | bus_LV_56-13_0_10_node_100 | 0.4 | n |  | TRUE
136 | bus_LV_56-13_0_10_node_101 | 0.4 | n |  | TRUE
137 | bus_LV_56-13_0_10_node_103 | 0.4 | n |  | TRUE
138 | bus_LV_56-13_0_10_node_102 | 0.4 | n |  | TRUE
139 | bus_LV_56-13_0_10_node_104 | 0.4 | n |  | TRUE
140 | bus_LV_56-13_0_10_node_121 | 0.4 | n |  | TRUE
141 | bus_LV_56-13_0_10_node_119 | 0.4 | n |  | TRUE
142 | bus_LV_56-13_0_10_node_116 | 0.4 | n |  | TRUE
143 | bus_LV_56-13_0_10_node_122 | 0.4 | n |  | TRUE
144 | bus_LV_56-13_0_10_node_123 | 0.4 | n |  | TRUE
145 | bus_LV_56-13_0_10_node_125 | 0.4 | n |  | TRUE
146 | bus_LV_56-13_0_10_node_213 | 0.4 | n |  | TRUE
147 | bus_LV_56-13_0_10_node_201 | 0.4 | n |  | TRUE
148 | bus_LV_56-13_0_10_node_120 | 0.4 | n |  | TRUE
149 | bus_LV_56-13_0_10_node_118 | 0.4 | n |  | TRUE
150 | bus_LV_56-13_0_10_node_114 | 0.4 | n |  | TRUE
151 | bus_LV_56-13_0_10_node_105 | 0.4 | n |  | TRUE
152 | bus_LV_56-13_0_10_node_106 | 0.4 | n |  | TRUE
153 | bus_LV_56-13_0_10_node_107 | 0.4 | n |  | TRUE
154 | bus_LV_56-13_0_10_node_108 | 0.4 | n |  | TRUE
155 | bus_LV_56-13_0_10_node_109 | 0.4 | n |  | TRUE
156 | bus_LV_56-13_0_10_node_115 | 0.4 | n |  | TRUE
157 | bus_LV_56-13_0_10_node_112 | 0.4 | n |  | TRUE
158 | bus_LV_56-13_0_10_node_110 | 0.4 | n |  | TRUE
159 | bus_LV_56-13_0_10_node_111 | 0.4 | n |  | TRUE
160 | bus_LV_56-13_0_10_node_117 | 0.4 | n |  | TRUE
161 | bus_LV_56-13_0_10_node_139 | 0.4 | n |  | TRUE
162 | bus_LV_56-13_0_10_node_140 | 0.4 | n |  | TRUE
163 | bus_LV_56-13_0_10_node_128 | 0.4 | n |  | TRUE
164 | bus_LV_56-13_0_10_node_159 | 0.4 | n |  | TRUE
165 | bus_LV_56-13_0_10_node_124 | 0.4 | n |  | TRUE
166 | bus_LV_56-13_0_10_node_199 | 0.4 | n |  | TRUE
167 | bus_LV_56-13_0_10_node_126 | 0.4 | n |  | TRUE
168 | bus_LV_56-13_0_10_node_160 | 0.4 | n |  | TRUE
169 | bus_LV_56-13_0_10_node_129 | 0.4 | n |  | TRUE
170 | bus_LV_56-13_0_10_node_130 | 0.4 | n |  | TRUE
171 | bus_LV_56-13_0_10_node_131 | 0.4 | n |  | TRUE
172 | bus_LV_56-13_0_10_node_132 | 0.4 | n |  | TRUE
173 | bus_LV_56-13_0_10_node_133 | 0.4 | n |  | TRUE
174 | bus_LV_56-13_0_10_node_147 | 0.4 | n |  | TRUE
175 | bus_LV_56-13_0_10_node_152 | 0.4 | n |  | TRUE
176 | bus_LV_56-13_0_10_node_149 | 0.4 | n |  | TRUE
177 | bus_LV_56-13_0_10_node_148 | 0.4 | n |  | TRUE
178 | bus_LV_56-13_0_10_node_161 | 0.4 | n |  | TRUE
179 | bus_LV_56-13_0_10_node_150 | 0.4 | n |  | TRUE
180 | bus_LV_56-13_0_10_node_134 | 0.4 | n |  | TRUE
181 | bus_LV_56-13_0_10_node_135 | 0.4 | n |  | TRUE
182 | bus_LV_56-13_0_10_node_136 | 0.4 | n |  | TRUE
183 | bus_LV_56-13_0_10_node_137 | 0.4 | n |  | TRUE
184 | bus_LV_56-13_0_10_node_138 | 0.4 | n |  | TRUE
185 | bus_LV_56-13_0_10_node_143 | 0.4 | n |  | TRUE
186 | bus_LV_56-13_0_10_node_144 | 0.4 | n |  | TRUE
187 | bus_LV_56-13_0_10_node_142 | 0.4 | n |  | TRUE
188 | bus_LV_56-13_0_10_node_145 | 0.4 | n |  | TRUE
189 | bus_LV_56-13_0_10_node_141 | 0.4 | n |  | TRUE
190 | bus_LV_56-13_0_10_node_146 | 0.4 | n |  | TRUE
191 | bus_LV_56-13_0_10_node_155 | 0.4 | n |  | TRUE
192 | bus_LV_56-13_0_10_node_156 | 0.4 | n |  | TRUE
193 | bus_LV_56-13_0_10_node_153 | 0.4 | n |  | TRUE
194 | bus_LV_56-13_0_10_node_154 | 0.4 | n |  | TRUE
195 | bus_LV_56-13_0_10_node_157 | 0.4 | n |  | TRUE
196 | bus_LV_56-13_0_10_node_162 | 0.4 | n |  | TRUE
197 | bus_LV_56-13_0_10_node_202 | 0.4 | n |  | TRUE
198 | bus_LV_56-13_0_10_node_200 | 0.4 | n |  | TRUE
199 | bus_LV_56-13_0_10_node_229 | 0.4 | n |  | TRUE
200 | bus_LV_56-13_0_10_node_166 | 0.4 | n |  | TRUE
201 | bus_LV_56-13_0_10_node_180 | 0.4 | n |  | TRUE
202 | bus_LV_56-13_0_10_node_164 | 0.4 | n |  | TRUE
203 | bus_LV_56-13_0_10_node_167 | 0.4 | n |  | TRUE
204 | bus_LV_56-13_0_10_node_168 | 0.4 | n |  | TRUE
205 | bus_LV_56-13_0_10_node_169 | 0.4 | n |  | TRUE
206 | bus_LV_56-13_0_10_node_170 | 0.4 | n |  | TRUE
207 | bus_LV_56-13_0_10_node_171 | 0.4 | n |  | TRUE
208 | bus_LV_56-13_0_10_node_172 | 0.4 | n |  | TRUE
209 | bus_LV_56-13_0_10_node_173 | 0.4 | n |  | TRUE
210 | bus_LV_56-13_0_10_node_174 | 0.4 | n |  | TRUE
211 | bus_LV_56-13_0_10_node_176 | 0.4 | n |  | TRUE
212 | bus_LV_56-13_0_10_node_177 | 0.4 | n |  | TRUE
213 | bus_LV_56-13_0_10_node_178 | 0.4 | n |  | TRUE
214 | bus_LV_56-13_0_10_node_181 | 0.4 | n |  | TRUE
215 | bus_LV_56-13_0_10_node_179 | 0.4 | n |  | TRUE
216 | bus_LV_56-13_0_10_node_182 | 0.4 | n |  | TRUE
217 | bus_LV_56-13_0_10_node_163 | 0.4 | n |  | TRUE
218 | bus_LV_56-13_0_10_node_165 | 0.4 | n |  | TRUE
219 | bus_LV_56-13_0_10_node_185 | 0.4 | n |  | TRUE
220 | bus_LV_56-13_0_10_node_196 | 0.4 | n |  | TRUE
221 | bus_LV_56-13_0_10_node_195 | 0.4 | n |  | TRUE
222 | bus_LV_56-13_0_10_node_198 | 0.4 | n |  | TRUE
223 | bus_LV_56-13_0_10_node_215 | 0.4 | n |  | TRUE
224 | bus_LV_56-13_0_10_node_217 | 0.4 | n |  | TRUE
225 | bus_LV_56-13_0_10_node_219 | 0.4 | n |  | TRUE
226 | bus_LV_56-13_0_10_node_218 | 0.4 | n |  | TRUE
227 | bus_MV_372_0_node_184 | 20 | n |  | TRUE

## load
| name | bus | p_mw | q_mvar | const_z_percent | const_i_percent | sn_mva | scaling | in_service | type
0 | LV_56-13_0_10_load_0 | 0 | 0.0042835 | 0.0010736 | 0 | 0 |  | 1 | TRUE | wye
1 | LV_56-13_0_10_load_1 | 1 | 0.0010868 | 0.00027239 | 0 | 0 |  | 1 | TRUE | wye
2 | LV_56-13_0_10_load_4 | 4 | 0.0020236 | 0.00050717 | 0 | 0 |  | 1 | TRUE | wye
3 | LV_56-13_0_10_load_5 | 5 | 0.00068877 | 0.00017262 | 0 | 0 |  | 1 | TRUE | wye
4 | LV_56-13_0_10_load_20 | 7 | 0.0028719 | 0.00071976 | 0 | 0 |  | 1 | TRUE | wye
5 | LV_56-13_0_10_load_23 | 8 | 0.0032822 | 0.0008226 | 0 | 0 |  | 1 | TRUE | wye
6 | LV_56-13_0_10_load_228 | 9 | 0.0052145 | 0.0013069 | 0 | 0 |  | 1 | TRUE | wye
7 | LV_56-13_0_10_load_22 | 11 | 0.00060631 | 0.00015196 | 0 | 0 |  | 1 | TRUE | wye
8 | LV_56-13_0_10_load_6 | 12 | 0.0045261 | 0.0011344 | 0 | 0 |  | 1 | TRUE | wye
9 | LV_56-13_0_10_load_7 | 13 | 0.0029192 | 0.00073162 | 0 | 0 |  | 1 | TRUE | wye
10 | LV_56-13_0_10_load_10 | 15 | 0.0041324 | 0.0010357 | 0 | 0 |  | 1 | TRUE | wye
11 | LV_56-13_0_10_load_224 | 17 | 0.0043254 | 0.0010841 | 0 | 0 |  | 1 | TRUE | wye
12 | LV_56-13_0_10_load_230 | 19 | 0.0033818 | 0.00084756 | 0 | 0 |  | 1 | TRUE | wye
13 | LV_56-13_0_10_load_50 | 22 | 0.011686 | 0.0029289 | 0 | 0 |  | 1 | TRUE | wye
14 | LV_56-13_0_10_load_48 | 24 | 0.015882 | 0.0039803 | 0 | 0 |  | 1 | TRUE | wye
15 | LV_56-13_0_10_load_12 | 26 | 0.0053285 | 0.0013354 | 0 | 0 |  | 1 | TRUE | wye
16 | LV_56-13_0_10_load_13 | 27 | 0.019459 | 0.0048768 | 0 | 0 |  | 1 | TRUE | wye
17 | LV_56-13_0_10_load_222 | 32 | 0.0051842 | 0.0012993 | 0 | 0 |  | 1 | TRUE | wye
18 | LV_56-13_0_10_load_54 | 35 | 0.011633 | 0.0029155 | 0 | 0 |  | 1 | TRUE | wye
19 | LV_56-13_0_10_load_223 | 36 | 0.0039087 | 0.00097962 | 0 | 0 |  | 1 | TRUE | wye
20 | LV_56-13_0_10_load_214 | 37 | 0.0015834 | 0.00039685 | 0 | 0 |  | 1 | TRUE | wye
21 | LV_56-13_0_10_load_226 | 39 | 0.0046138 | 0.0011563 | 0 | 0 |  | 1 | TRUE | wye
22 | LV_56-13_0_10_load_231 | 41 | 0.0053312 | 0.0013361 | 0 | 0 |  | 1 | TRUE | wye
23 | LV_56-13_0_10_load_27 | 44 | 0.0063794 | 0.0015988 | 0 | 0 |  | 1 | TRUE | wye
24 | LV_56-13_0_10_load_24 | 45 | 0.00090555 | 0.00022695 | 0 | 0 |  | 1 | TRUE | wye
25 | LV_56-13_0_10_load_25 | 46 | 0.0033404 | 0.00083719 | 0 | 0 |  | 1 | TRUE | wye
26 | LV_56-13_0_10_load_40 | 47 | 0.00094065 | 0.00023575 | 0 | 0 |  | 1 | TRUE | wye
27 | LV_56-13_0_10_load_197 | 50 | 0.0007964 | 0.0001996 | 0 | 0 |  | 1 | TRUE | wye
28 | LV_56-13_0_10_load_232 | 52 | 0.0046359 | 0.0011619 | 0 | 0 |  | 1 | TRUE | wye
29 | LV_56-13_0_10_load_233 | 53 | 0.0016178 | 0.00040545 | 0 | 0 |  | 1 | TRUE | wye
30 | LV_56-13_0_10_load_183 | 55 | 0.0043921 | 0.0011008 | 0 | 0 |  | 1 | TRUE | wye
31 | LV_56-13_0_10_load_31 | 56 | 0.0036043 | 0.00090332 | 0 | 0 |  | 1 | TRUE | wye
32 | LV_56-13_0_10_load_33 | 57 | 0.0035432 | 0.00088801 | 0 | 0 |  | 1 | TRUE | wye
33 | LV_56-13_0_10_load_220 | 58 | 0.0012265 | 0.00030739 | 0 | 0 |  | 1 | TRUE | wye
34 | LV_56-13_0_10_load_227 | 59 | 0.0046138 | 0.0011563 | 0 | 0 |  | 1 | TRUE | wye
35 | LV_56-13_0_10_load_221 | 60 | 0.003007 | 0.00075363 | 0 | 0 |  | 1 | TRUE | wye
36 | LV_56-13_0_10_load_36 | 61 | 0.0018869 | 0.0004729 | 0 | 0 |  | 1 | TRUE | wye
37 | LV_56-13_0_10_load_37 | 62 | 0.0023485 | 0.00058858 | 0 | 0 |  | 1 | TRUE | wye
38 | LV_56-13_0_10_load_39 | 63 | 0.010344 | 0.0025925 | 0 | 0 |  | 1 | TRUE | wye
39 | LV_56-13_0_10_load_41 | 65 | 0.0018495 | 0.00046354 | 0 | 0 |  | 1 | TRUE | wye
40 | LV_56-13_0_10_load_45 | 67 | 0.0043395 | 0.0010876 | 0 | 0 |  | 1 | TRUE | wye
41 | LV_56-13_0_10_load_186 | 69 | 0.0038787 | 0.0009721 | 0 | 0 |  | 1 | TRUE | wye
42 | LV_56-13_0_10_load_158 | 70 | 0.0025829 | 0.00064733 | 0 | 0 |  | 1 | TRUE | wye
43 | LV_56-13_0_10_load_192 | 72 | 0.0045093 | 0.0011301 | 0 | 0 |  | 1 | TRUE | wye
44 | LV_56-13_0_10_load_189 | 73 | 0.087536 | 0.021939 | 0 | 0 |  | 1 | TRUE | wye
45 | LV_56-13_0_10_load_187 | 74 | 0.0034886 | 0.00087434 | 0 | 0 |  | 1 | TRUE | wye
46 | LV_56-13_0_10_load_194 | 77 | 0.0015252 | 0.00038226 | 0 | 0 |  | 1 | TRUE | wye
47 | LV_56-13_0_10_load_190 | 78 | 0.013186 | 0.0033048 | 0 | 0 |  | 1 | TRUE | wye
48 | LV_56-13_0_10_load_47 | 79 | 0.0038438 | 0.00096335 | 0 | 0 |  | 1 | TRUE | wye
49 | LV_56-13_0_10_load_52 | 80 | 0.014615 | 0.0036629 | 0 | 0 |  | 1 | TRUE | wye
50 | LV_56-13_0_10_load_205 | 81 | 0.015102 | 0.0037849 | 0 | 0 |  | 1 | TRUE | wye
51 | LV_56-13_0_10_load_56 | 82 | 0.0064906 | 0.0016267 | 0 | 0 |  | 1 | TRUE | wye
52 | LV_56-13_0_10_load_203 | 84 | 0.01459 | 0.0036565 | 0 | 0 |  | 1 | TRUE | wye
53 | LV_56-13_0_10_load_57 | 85 | 0.0028105 | 0.00070437 | 0 | 0 |  | 1 | TRUE | wye
54 | LV_56-13_0_10_load_58 | 86 | 0.0027126 | 0.00067985 | 0 | 0 |  | 1 | TRUE | wye
55 | LV_56-13_0_10_load_59 | 87 | 0.0027655 | 0.00069311 | 0 | 0 |  | 1 | TRUE | wye
56 | LV_56-13_0_10_load_60 | 88 | 0.0028677 | 0.0007187 | 0 | 0 |  | 1 | TRUE | wye
57 | LV_56-13_0_10_load_61 | 89 | 0.00057988 | 0.00014533 | 0 | 0 |  | 1 | TRUE | wye
58 | LV_56-13_0_10_load_65 | 90 | 0.0017684 | 0.00044321 | 0 | 0 |  | 1 | TRUE | wye
59 | LV_56-13_0_10_load_62 | 91 | 0.0017767 | 0.0004453 | 0 | 0 |  | 1 | TRUE | wye
60 | LV_56-13_0_10_load_66 | 93 | 0.0027224 | 0.0006823 | 0 | 0 |  | 1 | TRUE | wye
61 | LV_56-13_0_10_load_63 | 94 | 0.001494 | 0.00037444 | 0 | 0 |  | 1 | TRUE | wye
62 | LV_56-13_0_10_load_96 | 95 | 0.00074892 | 0.0001877 | 0 | 0 |  | 1 | TRUE | wye
63 | LV_56-13_0_10_load_64 | 96 | 0.0016535 | 0.0004144 | 0 | 0 |  | 1 | TRUE | wye
64 | LV_56-13_0_10_load_207 | 97 | 0.0014922 | 0.00037398 | 0 | 0 |  | 1 | TRUE | wye
65 | LV_56-13_0_10_load_208 | 98 | 0.0025862 | 0.00064815 | 0 | 0 |  | 1 | TRUE | wye
66 | LV_56-13_0_10_load_67 | 99 | 0.0027887 | 0.00069891 | 0 | 0 |  | 1 | TRUE | wye
67 | LV_56-13_0_10_load_68 | 102 | 0.0013915 | 0.00034874 | 0 | 0 |  | 1 | TRUE | wye
68 | LV_56-13_0_10_load_69 | 103 | 0.0020733 | 0.00051962 | 0 | 0 |  | 1 | TRUE | wye
69 | LV_56-13_0_10_load_99 | 105 | 0.0024315 | 0.00060938 | 0 | 0 |  | 1 | TRUE | wye
70 | LV_56-13_0_10_load_89 | 107 | 0.00082332 | 0.00020634 | 0 | 0 |  | 1 | TRUE | wye
71 | LV_56-13_0_10_load_74 | 108 | 0.0022548 | 0.00056511 | 0 | 0 |  | 1 | TRUE | wye
72 | LV_56-13_0_10_load_75 | 109 | 0.00074638 | 0.00018706 | 0 | 0 |  | 1 | TRUE | wye
73 | LV_56-13_0_10_load_76 | 110 | 0.00058167 | 0.00014578 | 0 | 0 |  | 1 | TRUE | wye
74 | LV_56-13_0_10_load_77 | 111 | 0.0024732 | 0.00061985 | 0 | 0 |  | 1 | TRUE | wye
75 | LV_56-13_0_10_load_79 | 113 | 0.0021362 | 0.00053538 | 0 | 0 |  | 1 | TRUE | wye
76 | LV_56-13_0_10_load_87 | 114 | 0.00057021 | 0.00014291 | 0 | 0 |  | 1 | TRUE | wye
77 | LV_56-13_0_10_load_188 | 115 | 0.001847 | 0.0004629 | 0 | 0 |  | 1 | TRUE | wye
78 | LV_56-13_0_10_load_92 | 116 | 0.0024818 | 0.000622 | 0 | 0 |  | 1 | TRUE | wye
79 | LV_56-13_0_10_load_90 | 119 | 0.00069211 | 0.00017346 | 0 | 0 |  | 1 | TRUE | wye
80 | LV_56-13_0_10_load_80 | 120 | 0.00064265 | 0.00016106 | 0 | 0 |  | 1 | TRUE | wye
81 | LV_56-13_0_10_load_86 | 121 | 0.00057026 | 0.00014292 | 0 | 0 |  | 1 | TRUE | wye
82 | LV_56-13_0_10_load_85 | 122 | 0.0050852 | 0.0012745 | 0 | 0 |  | 1 | TRUE | wye
83 | LV_56-13_0_10_load_212 | 124 | 0.00059277 | 0.00014856 | 0 | 0 |  | 1 | TRUE | wye
84 | LV_56-13_0_10_load_88 | 126 | 0.00074565 | 0.00018688 | 0 | 0 |  | 1 | TRUE | wye
85 | LV_56-13_0_10_load_211 | 127 | 0.00058959 | 0.00014777 | 0 | 0 |  | 1 | TRUE | wye
86 | LV_56-13_0_10_load_91 | 128 | 0.00057669 | 0.00014453 | 0 | 0 |  | 1 | TRUE | wye
87 | LV_56-13_0_10_load_93 | 129 | 0.00060368 | 0.0001513 | 0 | 0 |  | 1 | TRUE | wye
88 | LV_56-13_0_10_load_95 | 131 | 0.00059532 | 0.0001492 | 0 | 0 |  | 1 | TRUE | wye
89 | LV_56-13_0_10_load_94 | 132 | 0.0027868 | 0.00069844 | 0 | 0 |  | 1 | TRUE | wye
90 | LV_56-13_0_10_load_209 | 133 | 0.00080959 | 0.0002029 | 0 | 0 |  | 1 | TRUE | wye
91 | LV_56-13_0_10_load_210 | 134 | 0.00059149 | 0.00014824 | 0 | 0 |  | 1 | TRUE | wye
92 | LV_56-13_0_10_load_100 | 135 | 0.0043385 | 0.0010873 | 0 | 0 |  | 1 | TRUE | wye
93 | LV_56-13_0_10_load_101 | 136 | 0.002737 | 0.00068596 | 0 | 0 |  | 1 | TRUE | wye
94 | LV_56-13_0_10_load_102 | 138 | 0.0019482 | 0.00048826 | 0 | 0 |  | 1 | TRUE | wye
95 | LV_56-13_0_10_load_121 | 140 | 0.0026431 | 0.00066243 | 0 | 0 |  | 1 | TRUE | wye
96 | LV_56-13_0_10_load_116 | 142 | 0.0024485 | 0.00061365 | 0 | 0 |  | 1 | TRUE | wye
97 | LV_56-13_0_10_load_125 | 145 | 0.0034893 | 0.0008745 | 0 | 0 |  | 1 | TRUE | wye
98 | LV_56-13_0_10_load_213 | 146 | 0.0017139 | 0.00042955 | 0 | 0 |  | 1 | TRUE | wye
99 | LV_56-13_0_10_load_201 | 147 | 0.0014205 | 0.00035601 | 0 | 0 |  | 1 | TRUE | wye
100 | LV_56-13_0_10_load_118 | 149 | 0.0024952 | 0.00062535 | 0 | 0 |  | 1 | TRUE | wye
101 | LV_56-13_0_10_load_114 | 150 | 0.002125 | 0.00053257 | 0 | 0 |  | 1 | TRUE | wye
102 | LV_56-13_0_10_load_105 | 151 | 0.0033595 | 0.00084198 | 0 | 0 |  | 1 | TRUE | wye
103 | LV_56-13_0_10_load_106 | 152 | 0.0019116 | 0.0004791 | 0 | 0 |  | 1 | TRUE | wye
104 | LV_56-13_0_10_load_107 | 153 | 0.0024369 | 0.00061075 | 0 | 0 |  | 1 | TRUE | wye
105 | LV_56-13_0_10_load_108 | 154 | 0.0015151 | 0.00037971 | 0 | 0 |  | 1 | TRUE | wye
106 | LV_56-13_0_10_load_109 | 155 | 0.0020232 | 0.00050707 | 0 | 0 |  | 1 | TRUE | wye
107 | LV_56-13_0_10_load_115 | 156 | 0.0024295 | 0.0006089 | 0 | 0 |  | 1 | TRUE | wye
108 | LV_56-13_0_10_load_110 | 158 | 0.0021333 | 0.00053466 | 0 | 0 |  | 1 | TRUE | wye
109 | LV_56-13_0_10_load_117 | 160 | 0.0034257 | 0.00085857 | 0 | 0 |  | 1 | TRUE | wye
110 | LV_56-13_0_10_load_139 | 161 | 0.0014358 | 0.00035985 | 0 | 0 |  | 1 | TRUE | wye
111 | LV_56-13_0_10_load_140 | 162 | 0.001049 | 0.00026291 | 0 | 0 |  | 1 | TRUE | wye
112 | LV_56-13_0_10_load_128 | 163 | 0.0018558 | 0.0004651 | 0 | 0 |  | 1 | TRUE | wye
113 | LV_56-13_0_10_load_159 | 164 | 0.0026158 | 0.00065559 | 0 | 0 |  | 1 | TRUE | wye
114 | LV_56-13_0_10_load_124 | 165 | 0.0039176 | 0.00098184 | 0 | 0 |  | 1 | TRUE | wye
115 | LV_56-13_0_10_load_199 | 166 | 0.0013064 | 0.00032741 | 0 | 0 |  | 1 | TRUE | wye
116 | LV_56-13_0_10_load_126 | 167 | 0.0051913 | 0.0013011 | 0 | 0 |  | 1 | TRUE | wye
117 | LV_56-13_0_10_load_129 | 169 | 0.0017565 | 0.00044021 | 0 | 0 |  | 1 | TRUE | wye
118 | LV_56-13_0_10_load_130 | 170 | 0.0018407 | 0.00046133 | 0 | 0 |  | 1 | TRUE | wye
119 | LV_56-13_0_10_load_131 | 171 | 0.0017895 | 0.00044849 | 0 | 0 |  | 1 | TRUE | wye
120 | LV_56-13_0_10_load_132 | 172 | 0.001855 | 0.0004649 | 0 | 0 |  | 1 | TRUE | wye
121 | LV_56-13_0_10_load_147 | 174 | 0.0018022 | 0.00045168 | 0 | 0 |  | 1 | TRUE | wye
122 | LV_56-13_0_10_load_152 | 175 | 0.0016752 | 0.00041985 | 0 | 0 |  | 1 | TRUE | wye
123 | LV_56-13_0_10_load_149 | 176 | 0.0017694 | 0.00044345 | 0 | 0 |  | 1 | TRUE | wye
124 | LV_56-13_0_10_load_148 | 177 | 0.0016974 | 0.00042541 | 0 | 0 |  | 1 | TRUE | wye
125 | LV_56-13_0_10_load_161 | 178 | 0.0012 | 0.00030074 | 0 | 0 |  | 1 | TRUE | wye
126 | LV_56-13_0_10_load_150 | 179 | 0.0025623 | 0.00064217 | 0 | 0 |  | 1 | TRUE | wye
127 | LV_56-13_0_10_load_134 | 180 | 0.0028669 | 0.00071852 | 0 | 0 |  | 1 | TRUE | wye
128 | LV_56-13_0_10_load_135 | 181 | 0.0012926 | 0.00032396 | 0 | 0 |  | 1 | TRUE | wye
129 | LV_56-13_0_10_load_136 | 182 | 0.0021475 | 0.00053822 | 0 | 0 |  | 1 | TRUE | wye
130 | LV_56-13_0_10_load_137 | 183 | 0.0011737 | 0.00029415 | 0 | 0 |  | 1 | TRUE | wye
131 | LV_56-13_0_10_load_138 | 184 | 0.0018358 | 0.0004601 | 0 | 0 |  | 1 | TRUE | wye
132 | LV_56-13_0_10_load_143 | 185 | 0.0011341 | 0.00028423 | 0 | 0 |  | 1 | TRUE | wye
133 | LV_56-13_0_10_load_144 | 186 | 0.0021725 | 0.00054448 | 0 | 0 |  | 1 | TRUE | wye
134 | LV_56-13_0_10_load_142 | 187 | 0.001563 | 0.00039172 | 0 | 0 |  | 1 | TRUE | wye
135 | LV_56-13_0_10_load_145 | 188 | 0.0016843 | 0.00042212 | 0 | 0 |  | 1 | TRUE | wye
136 | LV_56-13_0_10_load_141 | 189 | 0.001589 | 0.00039823 | 0 | 0 |  | 1 | TRUE | wye
137 | LV_56-13_0_10_load_146 | 190 | 0.001128 | 0.00028269 | 0 | 0 |  | 1 | TRUE | wye
138 | LV_56-13_0_10_load_155 | 191 | 0.001208 | 0.00030276 | 0 | 0 |  | 1 | TRUE | wye
139 | LV_56-13_0_10_load_156 | 192 | 0.0011726 | 0.00029389 | 0 | 0 |  | 1 | TRUE | wye
140 | LV_56-13_0_10_load_153 | 193 | 0.0012198 | 0.00030572 | 0 | 0 |  | 1 | TRUE | wye
141 | LV_56-13_0_10_load_157 | 195 | 0.0023743 | 0.00059506 | 0 | 0 |  | 1 | TRUE | wye
142 | LV_56-13_0_10_load_162 | 196 | 0.00078497 | 0.00019673 | 0 | 0 |  | 1 | TRUE | wye
143 | LV_56-13_0_10_load_202 | 197 | 0.0015884 | 0.00039808 | 0 | 0 |  | 1 | TRUE | wye
144 | LV_56-13_0_10_load_200 | 198 | 0.001413 | 0.00035412 | 0 | 0 |  | 1 | TRUE | wye
145 | LV_56-13_0_10_load_229 | 199 | 0.00018328 | 4.5934e-05 | 0 | 0 |  | 1 | TRUE | wye
146 | LV_56-13_0_10_load_167 | 203 | 0.00031024 | 7.7753e-05 | 0 | 0 |  | 1 | TRUE | wye
147 | LV_56-13_0_10_load_168 | 204 | 0.00037873 | 9.4918e-05 | 0 | 0 |  | 1 | TRUE | wye
148 | LV_56-13_0_10_load_170 | 206 | 0.00018092 | 4.5342e-05 | 0 | 0 |  | 1 | TRUE | wye
149 | LV_56-13_0_10_load_172 | 208 | 0.00011347 | 2.8439e-05 | 0 | 0 |  | 1 | TRUE | wye
150 | LV_56-13_0_10_load_173 | 209 | 0.00021795 | 5.4623e-05 | 0 | 0 |  | 1 | TRUE | wye
151 | LV_56-13_0_10_load_176 | 211 | 0.00082472 | 0.00020669 | 0 | 0 |  | 1 | TRUE | wye
152 | LV_56-13_0_10_load_177 | 212 | 0.00046223 | 0.00011585 | 0 | 0 |  | 1 | TRUE | wye
153 | LV_56-13_0_10_load_181 | 214 | 0.0008489 | 0.00021275 | 0 | 0 |  | 1 | TRUE | wye
154 | LV_56-13_0_10_load_179 | 215 | 0.00079015 | 0.00019803 | 0 | 0 |  | 1 | TRUE | wye
155 | LV_56-13_0_10_load_182 | 216 | 0.00019699 | 4.9371e-05 | 0 | 0 |  | 1 | TRUE | wye
156 | LV_56-13_0_10_load_163 | 217 | 0.0026076 | 0.00065351 | 0 | 0 |  | 1 | TRUE | wye
157 | LV_56-13_0_10_load_165 | 218 | 0.0013926 | 0.00034903 | 0 | 0 |  | 1 | TRUE | wye
158 | LV_56-13_0_10_load_185 | 219 | 0.0017623 | 0.00044168 | 0 | 0 |  | 1 | TRUE | wye
159 | LV_56-13_0_10_load_196 | 220 | 0.0049218 | 0.0012335 | 0 | 0 |  | 1 | TRUE | wye
160 | LV_56-13_0_10_load_195 | 221 | 0.00049376 | 0.00012375 | 0 | 0 |  | 1 | TRUE | wye
161 | LV_56-13_0_10_load_198 | 222 | 0.0014183 | 0.00035546 | 0 | 0 |  | 1 | TRUE | wye
162 | LV_56-13_0_10_load_219 | 225 | 0.0066598 | 0.0016691 | 0 | 0 |  | 1 | TRUE | wye
163 | LV_56-13_0_10_load_218 | 226 | 0.0065549 | 0.0016428 | 0 | 0 |  | 1 | TRUE | wye

## ext_grid
| name | bus | vm_pu | va_degree | slack_weight | in_service
0 |  | 66 | 1 | 0 | 1 | TRUE

## line
| name | std_type | from_bus | to_bus | length_km | r_ohm_per_km | x_ohm_per_km | c_nf_per_km | g_us_per_km | max_i_ka | df | parallel | type | in_service
0 | LV_56-13_0_10_line_0 |  | 0 | 1 | 0.043803 | 0.125 | 0.08 | 261 | 0 | 0.364 | 1 | 1 | cs | TRUE
1 | LV_56-13_0_10_line_1 |  | 0 | 2 | 0.030798 | 0.125 | 0.08 | 261 | 0 | 0.364 | 1 | 1 | cs | TRUE
2 | LV_56-13_0_10_line_2 |  | 1 | 3 | 0.053733 | 0.125 | 0.08 | 261 | 0 | 0.364 | 1 | 1 | cs | TRUE
3 | LV_56-13_0_10_line_3 |  | 2 | 4 | 0.030557 | 0.125 | 0.08 | 261 | 0 | 0.364 | 1 | 1 | cs | TRUE
4 | LV_56-13_0_10_line_4 |  | 2 | 5 | 0.060902 | 0.125 | 0.08 | 261 | 0 | 0.364 | 1 | 1 | cs | TRUE
5 | LV_56-13_0_10_line_5 |  | 3 | 6 | 0.001728 | 0.125 | 0.08 | 261 | 0 | 0.364 | 1 | 1 | cs | TRUE
6 | LV_56-13_0_10_line_6 |  | 4 | 7 | 0.022477 | 0.125 | 0.08 | 261 | 0 | 0.364 | 1 | 1 | cs | TRUE
7 | LV_56-13_0_10_line_7 |  | 5 | 8 | 0.01388 | 0.125 | 0.08 | 261 | 0 | 0.364 | 1 | 1 | cs | TRUE
8 | LV_56-13_0_10_line_8 |  | 6 | 9 | 0.028752 | 0.125 | 0.08 | 261 | 0 | 0.364 | 1 | 1 | cs | TRUE
9 | LV_56-13_0_10_line_9 |  | 7 | 10 | 0.019164 | 0.125 | 0.08 | 261 | 0 | 0.364 | 1 | 1 | cs | TRUE
10 | LV_56-13_0_10_line_10 |  | 8 | 11 | 0.018878 | 0.125 | 0.08 | 261 | 0 | 0.364 | 1 | 1 | cs | TRUE
11 | LV_56-13_0_10_line_11 |  | 10 | 21 | 0.005032 | 0.125 | 0.08 | 261 | 0 | 0.364 | 1 | 1 | cs | TRUE
12 | LV_56-13_0_10_line_12 |  | 10 | 18 | 0.017304 | 0.125 | 0.08 | 261 | 0 | 0.364 | 1 | 1 | cs | TRUE
13 | LV_56-13_0_10_line_13 |  | 11 | 45 | 0.021891 | 0.125 | 0.08 | 261 | 0 | 0.364 | 1 | 1 | cs | TRUE
14 | LV_56-13_0_10_line_14 |  | 12 | 13 | 0.012563 | 0.125 | 0.08 | 261 | 0 | 0.364 | 1 | 1 | cs | TRUE
15 | LV_56-13_0_10_line_15 |  | 12 | 14 | 0.032579 | 0.125 | 0.08 | 261 | 0 | 0.364 | 1 | 1 | cs | TRUE
16 | LV_56-13_0_10_line_16 |  | 14 | 15 | 0.0040845 | 0.125 | 0.08 | 261 | 0 | 0.364 | 1 | 1 | cs | TRUE
17 | LV_56-13_0_10_line_17 |  | 14 | 16 | 0.030468 | 0.125 | 0.08 | 261 | 0 | 0.364 | 1 | 1 | cs | TRUE
18 | LV_56-13_0_10_line_18 |  | 16 | 17 | 0.014918 | 0.125 | 0.08 | 261 | 0 | 0.364 | 1 | 1 | cs | TRUE
19 | LV_56-13_0_10_line_19 |  | 17 | 23 | 0.014864 | 0.125 | 0.08 | 261 | 0 | 0.364 | 1 | 1 | cs | TRUE
20 | LV_56-13_0_10_line_20 |  | 17 | 25 | 0.022083 | 0.125 | 0.08 | 261 | 0 | 0.364 | 1 | 1 | cs | TRUE
21 | LV_56-13_0_10_line_21 |  | 18 | 19 | 0.021239 | 0.125 | 0.08 | 261 | 0 | 0.364 | 1 | 1 | cs | TRUE
22 | LV_56-13_0_10_line_22 |  | 18 | 20 | 0.008484 | 0.125 | 0.08 | 261 | 0 | 0.364 | 1 | 1 | cs | TRUE
23 | LV_56-13_0_10_line_23 |  | 20 | 54 | 0.008369 | 0.125 | 0.08 | 261 | 0 | 0.364 | 1 | 1 | cs | TRUE
24 | LV_56-13_0_10_line_24 |  | 20 | 55 | 0.026564 | 0.125 | 0.08 | 261 | 0 | 0.364 | 1 | 1 | cs | TRUE
25 | LV_56-13_0_10_line_25 |  | 21 | 43 | 0.032015 | 0.125 | 0.08 | 261 | 0 | 0.364 | 1 | 1 | cs | TRUE
26 | LV_56-13_0_10_line_26 |  | 21 | 44 | 0.085539 | 0.125 | 0.08 | 261 | 0 | 0.364 | 1 | 1 | cs | TRUE
27 | LV_56-13_0_10_line_27 |  | 22 | 23 | 0.014804 | 0.125 | 0.08 | 261 | 0 | 0.364 | 1 | 1 | cs | TRUE
28 | LV_56-13_0_10_line_28 |  | 22 | 24 | 0.019094 | 0.125 | 0.08 | 261 | 0 | 0.364 | 1 | 1 | cs | TRUE
29 | LV_56-13_0_10_line_29 |  | 24 | 79 | 0.0069994 | 0.125 | 0.08 | 261 | 0 | 0.364 | 1 | 1 | cs | TRUE
30 | LV_56-13_0_10_line_30 |  | 25 | 36 | 0.00090806 | 0.125 | 0.08 | 261 | 0 | 0.364 | 1 | 1 | cs | TRUE
31 | LV_56-13_0_10_line_31 |  | 26 | 27 | 0.017137 | 0.125 | 0.08 | 261 | 0 | 0.364 | 1 | 1 | cs | TRUE
32 | LV_56-13_0_10_line_32 |  | 26 | 28 | 0.017317 | 0.125 | 0.08 | 261 | 0 | 0.364 | 1 | 1 | cs | TRUE
33 | LV_56-13_0_10_line_33 |  | 27 | 29 | 0.0065284 | 0.125 | 0.08 | 261 | 0 | 0.364 | 1 | 1 | cs | TRUE
34 | LV_56-13_0_10_line_34 |  | 28 | 30 | 0.008396 | 0.125 | 0.08 | 261 | 0 | 0.364 | 1 | 1 | cs | TRUE
35 | LV_56-13_0_10_line_35 |  | 29 | 31 | 0.050342 | 0.125 | 0.08 | 261 | 0 | 0.364 | 1 | 1 | cs | TRUE
36 | LV_56-13_0_10_line_36 |  | 30 | 32 | 0.0096291 | 0.125 | 0.08 | 261 | 0 | 0.364 | 1 | 1 | cs | TRUE
37 | LV_56-13_0_10_line_37 |  | 31 | 37 | 0.022151 | 0.125 | 0.08 | 261 | 0 | 0.364 | 1 | 1 | cs | TRUE
38 | LV_56-13_0_10_line_38 |  | 32 | 36 | 0.023002 | 0.125 | 0.08 | 261 | 0 | 0.364 | 1 | 1 | cs | TRUE
39 | LV_56-13_0_10_line_39 |  | 33 | 34 | 0.005932 | 0.125 | 0.08 | 261 | 0 | 0.364 | 1 | 1 | cs | TRUE
40 | LV_56-13_0_10_line_40 |  | 33 | 35 | 0.016735 | 0.125 | 0.08 | 261 | 0 | 0.364 | 1 | 1 | cs | TRUE
41 | LV_56-13_0_10_line_41 |  | 34 | 41 | 0.015551 | 0.125 | 0.08 | 261 | 0 | 0.364 | 1 | 1 | cs | TRUE
42 | LV_56-13_0_10_line_42 |  | 35 | 42 | 0.00011184 | 0.125 | 0.08 | 261 | 0 | 0.364 | 1 | 1 | cs | TRUE
43 | LV_56-13_0_10_line_43 |  | 37 | 223 | 0.01637 | 0.125 | 0.08 | 261 | 0 | 0.364 | 1 | 1 | cs | TRUE
44 | LV_56-13_0_10_line_44 |  | 38 | 39 | 0.023129 | 0.125 | 0.08 | 261 | 0 | 0.364 | 1 | 1 | cs | TRUE
45 | LV_56-13_0_10_line_45 |  | 38 | 40 | 0.057834 | 0.125 | 0.08 | 261 | 0 | 0.364 | 1 | 1 | cs | TRUE
46 | LV_56-13_0_10_line_46 |  | 39 | 59 | 0.013191 | 0.125 | 0.08 | 261 | 0 | 0.364 | 1 | 1 | cs | TRUE
47 | LV_56-13_0_10_line_47 |  | 40 | 54 | 0.043277 | 0.125 | 0.08 | 261 | 0 | 0.364 | 1 | 1 | cs | TRUE
48 | LV_56-13_0_10_line_48 |  | 40 | 56 | 0.022725 | 0.125 | 0.08 | 261 | 0 | 0.364 | 1 | 1 | cs | TRUE
49 | LV_56-13_0_10_line_49 |  | 42 | 82 | 0.028038 | 0.125 | 0.08 | 261 | 0 | 0.364 | 1 | 1 | cs | TRUE
50 | LV_56-13_0_10_line_50 |  | 43 | 52 | 0.032345 | 0.125 | 0.08 | 261 | 0 | 0.364 | 1 | 1 | cs | TRUE
51 | LV_56-13_0_10_line_51 |  | 43 | 53 | 0.040006 | 0.125 | 0.08 | 261 | 0 | 0.364 | 1 | 1 | cs | TRUE
52 | LV_56-13_0_10_line_52 |  | 45 | 46 | 0.0037432 | 0.125 | 0.08 | 261 | 0 | 0.364 | 1 | 1 | cs | TRUE
53 | LV_56-13_0_10_line_53 |  | 46 | 47 | 0.012961 | 0.125 | 0.08 | 261 | 0 | 0.364 | 1 | 1 | cs | TRUE
54 | LV_56-13_0_10_line_54 |  | 47 | 48 | 0.021642 | 0.125 | 0.08 | 261 | 0 | 0.364 | 1 | 1 | cs | TRUE
55 | LV_56-13_0_10_line_55 |  | 48 | 64 | 0.058895 | 0.125 | 0.08 | 261 | 0 | 0.364 | 1 | 5 | cs | TRUE
56 | LV_56-13_0_10_line_56 |  | 48 | 65 | 0.0046741 | 0.125 | 0.08 | 261 | 0 | 0.364 | 1 | 5 | cs | TRUE
57 | LV_56-13_0_10_line_57 |  | 49 | 50 | 0.029832 | 0.125 | 0.08 | 261 | 0 | 0.364 | 1 | 5 | cs | TRUE
58 | LV_56-13_0_10_line_58 |  | 49 | 51 | 0.010141 | 0.125 | 0.08 | 261 | 0 | 0.364 | 1 | 5 | cs | TRUE
59 | LV_56-13_0_10_line_59 |  | 50 | 125 | 0.031832 | 0.125 | 0.08 | 261 | 0 | 0.364 | 1 | 5 | cs | TRUE
60 | LV_56-13_0_10_line_60 |  | 51 | 106 | 0.063456 | 0.125 | 0.08 | 261 | 0 | 0.364 | 1 | 1 | cs | TRUE
61 | LV_56-13_0_10_line_61 |  | 51 | 120 | 0.02282 | 0.125 | 0.08 | 261 | 0 | 0.364 | 1 | 5 | cs | TRUE
62 | LV_56-13_0_10_line_62 |  | 54 | 58 | 0.014627 | 0.125 | 0.08 | 261 | 0 | 0.364 | 1 | 1 | cs | TRUE
63 | LV_56-13_0_10_line_63 |  | 55 | 219 | 0.00060773 | 0.125 | 0.08 | 261 | 0 | 0.364 | 1 | 1 | cs | TRUE
64 | LV_56-13_0_10_line_64 |  | 56 | 57 | 0.013374 | 0.125 | 0.08 | 261 | 0 | 0.364 | 1 | 1 | cs | TRUE
65 | LV_56-13_0_10_line_65 |  | 58 | 60 | 0.021549 | 0.125 | 0.08 | 261 | 0 | 0.364 | 1 | 1 | cs | TRUE
66 | LV_56-13_0_10_line_66 |  | 60 | 63 | 0.023004 | 0.125 | 0.08 | 261 | 0 | 0.364 | 1 | 1 | cs | TRUE
67 | LV_56-13_0_10_line_67 |  | 61 | 62 | 0.011528 | 0.125 | 0.08 | 261 | 0 | 0.364 | 1 | 1 | cs | TRUE
68 | LV_56-13_0_10_line_68 |  | 62 | 63 | 0.0022793 | 0.125 | 0.08 | 261 | 0 | 0.364 | 1 | 1 | cs | TRUE
69 | LV_56-13_0_10_line_69 |  | 64 | 72 | 0.026486 | 0.125 | 0.08 | 261 | 0 | 0.364 | 1 | 5 | cs | TRUE
70 | LV_56-13_0_10_line_70 |  | 64 | 73 | 0.0011556 | 0.125 | 0.08 | 261 | 0 | 0.364 | 1 | 1 | cs | TRUE
71 | LV_56-13_0_10_line_71 |  | 65 | 66 | 0.052942 | 0.125 | 0.08 | 261 | 0 | 0.364 | 1 | 5 | cs | TRUE
72 | LV_56-13_0_10_line_72 |  | 66 | 67 | 0.032755 | 0.125 | 0.08 | 261 | 0 | 0.364 | 1 | 5 | cs | TRUE
73 | LV_56-13_0_10_line_73 |  | 67 | 71 | 0.01774 | 0.125 | 0.08 | 261 | 0 | 0.364 | 1 | 5 | cs | TRUE
74 | LV_56-13_0_10_line_74 |  | 68 | 69 | 0.029686 | 0.125 | 0.08 | 261 | 0 | 0.364 | 1 | 1 | cs | TRUE
75 | LV_56-13_0_10_line_75 |  | 68 | 70 | 0.022621 | 0.125 | 0.08 | 261 | 0 | 0.364 | 1 | 1 | cs | TRUE
76 | LV_56-13_0_10_line_76 |  | 69 | 74 | 0.017548 | 0.125 | 0.08 | 261 | 0 | 0.364 | 1 | 1 | cs | TRUE
77 | LV_56-13_0_10_line_77 |  | 70 | 75 | 0.013649 | 0.125 | 0.08 | 261 | 0 | 0.364 | 1 | 1 | cs | TRUE
78 | LV_56-13_0_10_line_78 |  | 71 | 76 | 0.006685 | 0.125 | 0.08 | 261 | 0 | 0.364 | 1 | 2 | cs | TRUE
79 | LV_56-13_0_10_line_79 |  | 72 | 77 | 0.017633 | 0.125 | 0.08 | 261 | 0 | 0.364 | 1 | 5 | cs | TRUE
80 | LV_56-13_0_10_line_80 |  | 73 | 78 | 0.01666 | 0.125 | 0.08 | 261 | 0 | 0.364 | 1 | 1 | cs | TRUE
81 | LV_56-13_0_10_line_81 |  | 75 | 195 | 0.017949 | 0.125 | 0.08 | 261 | 0 | 0.364 | 1 | 5 | cs | TRUE
82 | LV_56-13_0_10_line_82 |  | 75 | 179 | 0.013831 | 0.125 | 0.08 | 261 | 0 | 0.364 | 1 | 5 | cs | TRUE
83 | LV_56-13_0_10_line_83 |  | 76 | 80 | 0.013333 | 0.125 | 0.08 | 261 | 0 | 0.364 | 1 | 1 | cs | TRUE
84 | LV_56-13_0_10_line_84 |  | 76 | 79 | 0.031358 | 0.125 | 0.08 | 261 | 0 | 0.364 | 1 | 1 | cs | TRUE
85 | LV_56-13_0_10_line_85 |  | 77 | 221 | 0.012257 | 0.125 | 0.08 | 261 | 0 | 0.364 | 1 | 5 | cs | TRUE
86 | LV_56-13_0_10_line_86 |  | 80 | 81 | 0.021709 | 0.125 | 0.08 | 261 | 0 | 0.364 | 1 | 1 | cs | TRUE
87 | LV_56-13_0_10_line_87 |  | 81 | 83 | 0.041261 | 0.125 | 0.08 | 261 | 0 | 0.364 | 1 | 1 | cs | TRUE
88 | LV_56-13_0_10_line_88 |  | 82 | 84 | 0.00065132 | 0.125 | 0.08 | 261 | 0 | 0.364 | 1 | 1 | cs | TRUE
89 | LV_56-13_0_10_line_89 |  | 83 | 84 | 0.013467 | 0.125 | 0.08 | 261 | 0 | 0.364 | 1 | 1 | cs | TRUE
90 | LV_56-13_0_10_line_90 |  | 85 | 86 | 0.0064591 | 0.125 | 0.08 | 261 | 0 | 0.364 | 1 | 1 | cs | TRUE
91 | LV_56-13_0_10_line_91 |  | 85 | 87 | 0.01447 | 0.125 | 0.08 | 261 | 0 | 0.364 | 1 | 1 | cs | TRUE
92 | LV_56-13_0_10_line_92 |  | 86 | 88 | 0.0063624 | 0.125 | 0.08 | 261 | 0 | 0.364 | 1 | 1 | cs | TRUE
93 | LV_56-13_0_10_line_93 |  | 87 | 89 | 0.0062963 | 0.125 | 0.08 | 261 | 0 | 0.364 | 1 | 1 | cs | TRUE
94 | LV_56-13_0_10_line_94 |  | 88 | 90 | 0.013438 | 0.125 | 0.08 | 261 | 0 | 0.364 | 1 | 1 | cs | TRUE
95 | LV_56-13_0_10_line_95 |  | 88 | 91 | 0.023945 | 0.125 | 0.08 | 261 | 0 | 0.364 | 1 | 1 | cs | TRUE
96 | LV_56-13_0_10_line_96 |  | 89 | 92 | 0.0027141 | 0.125 | 0.08 | 261 | 0 | 0.364 | 1 | 1 | cs | TRUE
97 | LV_56-13_0_10_line_97 |  | 90 | 93 | 0.00067419 | 0.125 | 0.08 | 261 | 0 | 0.364 | 1 | 1 | cs | TRUE
98 | LV_56-13_0_10_line_98 |  | 91 | 94 | 0.0057935 | 0.125 | 0.08 | 261 | 0 | 0.364 | 1 | 1 | cs | TRUE
99 | LV_56-13_0_10_line_99 |  | 92 | 95 | 0.022756 | 0.125 | 0.08 | 261 | 0 | 0.364 | 1 | 1 | cs | TRUE
100 | LV_56-13_0_10_line_100 |  | 93 | 99 | 0.011509 | 0.125 | 0.08 | 261 | 0 | 0.364 | 1 | 1 | cs | TRUE
101 | LV_56-13_0_10_line_101 |  | 94 | 96 | 0.0020853 | 0.125 | 0.08 | 261 | 0 | 0.364 | 1 | 1 | cs | TRUE
102 | LV_56-13_0_10_line_102 |  | 95 | 132 | 0.0024653 | 0.125 | 0.08 | 261 | 0 | 0.364 | 1 | 1 | cs | TRUE
103 | LV_56-13_0_10_line_103 |  | 97 | 98 | 0.006522 | 0.125 | 0.08 | 261 | 0 | 0.364 | 1 | 1 | cs | TRUE
104 | LV_56-13_0_10_line_104 |  | 98 | 130 | 0.014031 | 0.125 | 0.08 | 261 | 0 | 0.364 | 1 | 1 | cs | TRUE
105 | LV_56-13_0_10_line_105 |  | 99 | 100 | 0.022709 | 0.125 | 0.08 | 261 | 0 | 0.364 | 1 | 1 | cs | TRUE
106 | LV_56-13_0_10_line_106 |  | 100 | 101 | 0.068332 | 0.125 | 0.08 | 261 | 0 | 0.364 | 1 | 1 | cs | TRUE
107 | LV_56-13_0_10_line_107 |  | 101 | 104 | 0.07824 | 0.125 | 0.08 | 261 | 0 | 0.364 | 1 | 1 | cs | TRUE
108 | LV_56-13_0_10_line_108 |  | 101 | 102 | 0.032426 | 0.125 | 0.08 | 261 | 0 | 0.364 | 1 | 1 | cs | TRUE
109 | LV_56-13_0_10_line_109 |  | 102 | 103 | 0.014205 | 0.125 | 0.08 | 261 | 0 | 0.364 | 1 | 1 | cs | TRUE
110 | LV_56-13_0_10_line_110 |  | 104 | 105 | 0.018899 | 0.125 | 0.08 | 261 | 0 | 0.364 | 1 | 1 | cs | TRUE
111 | LV_56-13_0_10_line_111 |  | 106 | 107 | 0.023214 | 0.125 | 0.08 | 261 | 0 | 0.364 | 1 | 1 | cs | TRUE
112 | LV_56-13_0_10_line_112 |  | 107 | 126 | 0.0013151 | 0.125 | 0.08 | 261 | 0 | 0.364 | 1 | 1 | cs | TRUE
113 | LV_56-13_0_10_line_113 |  | 108 | 109 | 0.0024298 | 0.125 | 0.08 | 261 | 0 | 0.364 | 1 | 1 | cs | TRUE
114 | LV_56-13_0_10_line_114 |  | 108 | 110 | 0.0002747 | 0.125 | 0.08 | 261 | 0 | 0.364 | 1 | 1 | cs | TRUE
115 | LV_56-13_0_10_line_115 |  | 109 | 111 | 0.0037496 | 0.125 | 0.08 | 261 | 0 | 0.364 | 1 | 1 | cs | TRUE
116 | LV_56-13_0_10_line_116 |  | 110 | 112 | 0.018422 | 0.125 | 0.08 | 261 | 0 | 0.364 | 1 | 1 | cs | TRUE
117 | LV_56-13_0_10_line_117 |  | 111 | 113 | 0.0060135 | 0.125 | 0.08 | 261 | 0 | 0.364 | 1 | 1 | cs | TRUE
118 | LV_56-13_0_10_line_118 |  | 112 | 114 | 0.02158 | 0.125 | 0.08 | 261 | 0 | 0.364 | 1 | 5 | cs | TRUE
119 | LV_56-13_0_10_line_119 |  | 112 | 115 | 0.02128 | 0.125 | 0.08 | 261 | 0 | 0.364 | 1 | 5 | cs | TRUE
120 | LV_56-13_0_10_line_120 |  | 113 | 116 | 0.0059922 | 0.125 | 0.08 | 261 | 0 | 0.364 | 1 | 1 | cs | TRUE
121 | LV_56-13_0_10_line_121 |  | 114 | 117 | 0.017518 | 0.125 | 0.08 | 261 | 0 | 0.364 | 1 | 5 | cs | TRUE
122 | LV_56-13_0_10_line_122 |  | 115 | 118 | 0.19555 | 0.125 | 0.08 | 261 | 0 | 0.364 | 1 | 5 | cs | TRUE
123 | LV_56-13_0_10_line_123 |  | 116 | 119 | 0.006678 | 0.125 | 0.08 | 261 | 0 | 0.364 | 1 | 1 | cs | TRUE
124 | LV_56-13_0_10_line_124 |  | 117 | 121 | 0.015684 | 0.125 | 0.08 | 261 | 0 | 0.364 | 1 | 1 | cs | TRUE
125 | LV_56-13_0_10_line_125 |  | 117 | 120 | 0.015007 | 0.125 | 0.08 | 261 | 0 | 0.364 | 1 | 5 | cs | TRUE
126 | LV_56-13_0_10_line_126 |  | 118 | 159 | 0.005472 | 0.125 | 0.08 | 261 | 0 | 0.364 | 1 | 5 | cs | TRUE
127 | LV_56-13_0_10_line_127 |  | 119 | 128 | 0.0061121 | 0.125 | 0.08 | 261 | 0 | 0.364 | 1 | 1 | cs | TRUE
128 | LV_56-13_0_10_line_128 |  | 121 | 124 | 0.0035721 | 0.125 | 0.08 | 261 | 0 | 0.364 | 1 | 1 | cs | TRUE
129 | LV_56-13_0_10_line_129 |  | 122 | 123 | 0.013464 | 0.125 | 0.08 | 261 | 0 | 0.364 | 1 | 1 | cs | TRUE
130 | LV_56-13_0_10_line_130 |  | 123 | 125 | 0.031233 | 0.125 | 0.08 | 261 | 0 | 0.364 | 1 | 1 | cs | TRUE
131 | LV_56-13_0_10_line_131 |  | 124 | 127 | 0.0067009 | 0.125 | 0.08 | 261 | 0 | 0.364 | 1 | 1 | cs | TRUE
132 | LV_56-13_0_10_line_132 |  | 125 | 220 | 0.04303 | 0.125 | 0.08 | 261 | 0 | 0.364 | 1 | 5 | cs | TRUE
133 | LV_56-13_0_10_line_133 |  | 127 | 134 | 0.00087828 | 0.125 | 0.08 | 261 | 0 | 0.364 | 1 | 1 | cs | TRUE
134 | LV_56-13_0_10_line_134 |  | 128 | 129 | 0.0065035 | 0.125 | 0.08 | 261 | 0 | 0.364 | 1 | 1 | cs | TRUE
135 | LV_56-13_0_10_line_135 |  | 129 | 130 | 0.02072 | 0.125 | 0.08 | 261 | 0 | 0.364 | 1 | 1 | cs | TRUE
136 | LV_56-13_0_10_line_136 |  | 130 | 131 | 0.015234 | 0.125 | 0.08 | 261 | 0 | 0.364 | 1 | 1 | cs | TRUE
137 | LV_56-13_0_10_line_137 |  | 131 | 132 | 0.00010679 | 0.125 | 0.08 | 261 | 0 | 0.364 | 1 | 1 | cs | TRUE
138 | LV_56-13_0_10_line_138 |  | 133 | 134 | 0.020976 | 0.125 | 0.08 | 261 | 0 | 0.364 | 1 | 1 | cs | TRUE
139 | LV_56-13_0_10_line_139 |  | 135 | 136 | 0.026477 | 0.125 | 0.08 | 261 | 0 | 0.364 | 1 | 1 | cs | TRUE
140 | LV_56-13_0_10_line_140 |  | 136 | 137 | 0.028852 | 0.125 | 0.08 | 261 | 0 | 0.364 | 1 | 1 | cs | TRUE
141 | LV_56-13_0_10_line_141 |  | 137 | 140 | 0.01252 | 0.125 | 0.08 | 261 | 0 | 0.364 | 1 | 1 | cs | TRUE
142 | LV_56-13_0_10_line_142 |  | 138 | 139 | 0.030303 | 0.125 | 0.08 | 261 | 0 | 0.364 | 1 | 1 | cs | TRUE
143 | LV_56-13_0_10_line_143 |  | 139 | 141 | 0.030562 | 0.125 | 0.08 | 261 | 0 | 0.364 | 1 | 1 | cs | TRUE
144 | LV_56-13_0_10_line_144 |  | 140 | 142 | 0.025257 | 0.125 | 0.08 | 261 | 0 | 0.364 | 1 | 1 | cs | TRUE
145 | LV_56-13_0_10_line_145 |  | 141 | 148 | 0.092393 | 0.125 | 0.08 | 261 | 0 | 0.364 | 1 | 1 | cs | TRUE
146 | LV_56-13_0_10_line_146 |  | 141 | 149 | 0.019197 | 0.125 | 0.08 | 261 | 0 | 0.364 | 1 | 1 | cs | TRUE
147 | LV_56-13_0_10_line_147 |  | 142 | 157 | 0.015225 | 0.125 | 0.08 | 261 | 0 | 0.364 | 1 | 1 | cs | TRUE
148 | LV_56-13_0_10_line_148 |  | 143 | 144 | 0.049343 | 0.125 | 0.08 | 261 | 0 | 0.364 | 1 | 5 | cs | TRUE
149 | LV_56-13_0_10_line_149 |  | 143 | 145 | 0.042469 | 0.125 | 0.08 | 261 | 0 | 0.364 | 1 | 5 | cs | TRUE
150 | LV_56-13_0_10_line_150 |  | 144 | 146 | 0.007844 | 0.125 | 0.08 | 261 | 0 | 0.364 | 1 | 1 | cs | TRUE
151 | LV_56-13_0_10_line_151 |  | 144 | 147 | 0.0013652 | 0.125 | 0.08 | 261 | 0 | 0.364 | 1 | 5 | cs | TRUE
152 | LV_56-13_0_10_line_152 |  | 145 | 165 | 0.016888 | 0.125 | 0.08 | 261 | 0 | 0.364 | 1 | 5 | cs | TRUE
153 | LV_56-13_0_10_line_153 |  | 147 | 166 | 0.015115 | 0.125 | 0.08 | 261 | 0 | 0.364 | 1 | 5 | cs | TRUE
154 | LV_56-13_0_10_line_154 |  | 148 | 150 | 0.062144 | 0.125 | 0.08 | 261 | 0 | 0.364 | 1 | 1 | cs | TRUE
155 | LV_56-13_0_10_line_155 |  | 149 | 154 | 0.016896 | 0.125 | 0.08 | 261 | 0 | 0.364 | 1 | 1 | cs | TRUE
156 | LV_56-13_0_10_line_156 |  | 151 | 152 | 0.01698 | 0.125 | 0.08 | 261 | 0 | 0.364 | 1 | 1 | cs | TRUE
157 | LV_56-13_0_10_line_157 |  | 151 | 153 | 0.002954 | 0.125 | 0.08 | 261 | 0 | 0.364 | 1 | 1 | cs | TRUE
158 | LV_56-13_0_10_line_158 |  | 152 | 154 | 0.0048262 | 0.125 | 0.08 | 261 | 0 | 0.364 | 1 | 1 | cs | TRUE
159 | LV_56-13_0_10_line_159 |  | 153 | 155 | 0.019974 | 0.125 | 0.08 | 261 | 0 | 0.364 | 1 | 1 | cs | TRUE
160 | LV_56-13_0_10_line_160 |  | 155 | 156 | 0.0016575 | 0.125 | 0.08 | 261 | 0 | 0.364 | 1 | 1 | cs | TRUE
161 | LV_56-13_0_10_line_161 |  | 156 | 157 | 0.027804 | 0.125 | 0.08 | 261 | 0 | 0.364 | 1 | 1 | cs | TRUE
162 | LV_56-13_0_10_line_162 |  | 157 | 160 | 0.019715 | 0.125 | 0.08 | 261 | 0 | 0.364 | 1 | 5 | cs | TRUE
163 | LV_56-13_0_10_line_163 |  | 157 | 158 | 0.015089 | 0.125 | 0.08 | 261 | 0 | 0.364 | 1 | 5 | cs | TRUE
164 | LV_56-13_0_10_line_164 |  | 158 | 159 | 0.018315 | 0.125 | 0.08 | 261 | 0 | 0.364 | 1 | 5 | cs | TRUE
165 | LV_56-13_0_10_line_165 |  | 160 | 161 | 0.025472 | 0.125 | 0.08 | 261 | 0 | 0.364 | 1 | 5 | cs | TRUE
166 | LV_56-13_0_10_line_166 |  | 161 | 162 | 0.011606 | 0.125 | 0.08 | 261 | 0 | 0.364 | 1 | 5 | cs | TRUE
167 | LV_56-13_0_10_line_167 |  | 162 | 189 | 0.0033253 | 0.125 | 0.08 | 261 | 0 | 0.364 | 1 | 5 | cs | TRUE
168 | LV_56-13_0_10_line_168 |  | 163 | 164 | 0.020469 | 0.125 | 0.08 | 261 | 0 | 0.364 | 1 | 1 | cs | TRUE
169 | LV_56-13_0_10_line_169 |  | 164 | 168 | 0.027795 | 0.125 | 0.08 | 261 | 0 | 0.364 | 1 | 1 | cs | TRUE
170 | LV_56-13_0_10_line_170 |  | 165 | 167 | 0.02013 | 0.125 | 0.08 | 261 | 0 | 0.364 | 1 | 2 | cs | TRUE
171 | LV_56-13_0_10_line_171 |  | 166 | 222 | 0.014782 | 0.125 | 0.08 | 261 | 0 | 0.364 | 1 | 5 | cs | TRUE
172 | LV_56-13_0_10_line_172 |  | 168 | 196 | 0.013937 | 0.125 | 0.08 | 261 | 0 | 0.364 | 1 | 5 | cs | TRUE
173 | LV_56-13_0_10_line_173 |  | 168 | 199 | 0.19129 | 0.125 | 0.08 | 261 | 0 | 0.364 | 1 | 5 | cs | TRUE
174 | LV_56-13_0_10_line_174 |  | 169 | 170 | 0.013447 | 0.125 | 0.08 | 261 | 0 | 0.364 | 1 | 5 | cs | TRUE
175 | LV_56-13_0_10_line_175 |  | 169 | 171 | 0.0081981 | 0.125 | 0.08 | 261 | 0 | 0.364 | 1 | 5 | cs | TRUE
176 | LV_56-13_0_10_line_176 |  | 170 | 172 | 0.00072961 | 0.125 | 0.08 | 261 | 0 | 0.364 | 1 | 5 | cs | TRUE
177 | LV_56-13_0_10_line_177 |  | 171 | 173 | 0.010225 | 0.125 | 0.08 | 261 | 0 | 0.364 | 1 | 5 | cs | TRUE
178 | LV_56-13_0_10_line_178 |  | 172 | 174 | 0.010041 | 0.125 | 0.08 | 261 | 0 | 0.364 | 1 | 5 | cs | TRUE
179 | LV_56-13_0_10_line_179 |  | 173 | 175 | 0.036462 | 0.125 | 0.08 | 261 | 0 | 0.364 | 1 | 5 | cs | TRUE
180 | LV_56-13_0_10_line_180 |  | 173 | 176 | 0.02631 | 0.125 | 0.08 | 261 | 0 | 0.364 | 1 | 5 | cs | TRUE
181 | LV_56-13_0_10_line_181 |  | 174 | 177 | 0.0081783 | 0.125 | 0.08 | 261 | 0 | 0.364 | 1 | 5 | cs | TRUE
182 | LV_56-13_0_10_line_182 |  | 175 | 178 | 0.00093913 | 0.125 | 0.08 | 261 | 0 | 0.364 | 1 | 5 | cs | TRUE
183 | LV_56-13_0_10_line_183 |  | 176 | 179 | 0.026969 | 0.125 | 0.08 | 261 | 0 | 0.364 | 1 | 5 | cs | TRUE
184 | LV_56-13_0_10_line_184 |  | 177 | 193 | 8.7772e-05 | 0.125 | 0.08 | 261 | 0 | 0.364 | 1 | 5 | cs | TRUE
185 | LV_56-13_0_10_line_185 |  | 178 | 196 | 0.027647 | 0.125 | 0.08 | 261 | 0 | 0.364 | 1 | 5 | cs | TRUE
186 | LV_56-13_0_10_line_186 |  | 180 | 181 | 0.019299 | 0.125 | 0.08 | 261 | 0 | 0.364 | 1 | 5 | cs | TRUE
187 | LV_56-13_0_10_line_187 |  | 180 | 182 | 0.003 | 0.125 | 0.08 | 261 | 0 | 0.364 | 1 | 5 | cs | TRUE
188 | LV_56-13_0_10_line_188 |  | 181 | 183 | 0.0040851 | 0.125 | 0.08 | 261 | 0 | 0.364 | 1 | 5 | cs | TRUE
189 | LV_56-13_0_10_line_189 |  | 182 | 184 | 0.017585 | 0.125 | 0.08 | 261 | 0 | 0.364 | 1 | 5 | cs | TRUE
190 | LV_56-13_0_10_line_190 |  | 183 | 185 | 0.010961 | 0.125 | 0.08 | 261 | 0 | 0.364 | 1 | 5 | cs | TRUE
191 | LV_56-13_0_10_line_191 |  | 184 | 186 | 0.0022844 | 0.125 | 0.08 | 261 | 0 | 0.364 | 1 | 5 | cs | TRUE
192 | LV_56-13_0_10_line_192 |  | 185 | 187 | 0.0056292 | 0.125 | 0.08 | 261 | 0 | 0.364 | 1 | 5 | cs | TRUE
193 | LV_56-13_0_10_line_193 |  | 186 | 188 | 0.016924 | 0.125 | 0.08 | 261 | 0 | 0.364 | 1 | 5 | cs | TRUE
194 | LV_56-13_0_10_line_194 |  | 187 | 189 | 0.014288 | 0.125 | 0.08 | 261 | 0 | 0.364 | 1 | 5 | cs | TRUE
195 | LV_56-13_0_10_line_195 |  | 188 | 190 | 0.024347 | 0.125 | 0.08 | 261 | 0 | 0.364 | 1 | 5 | cs | TRUE
196 | LV_56-13_0_10_line_196 |  | 190 | 191 | 0.0057565 | 0.125 | 0.08 | 261 | 0 | 0.364 | 1 | 5 | cs | TRUE
197 | LV_56-13_0_10_line_197 |  | 191 | 192 | 0.0058802 | 0.125 | 0.08 | 261 | 0 | 0.364 | 1 | 5 | cs | TRUE
198 | LV_56-13_0_10_line_198 |  | 192 | 195 | 0.010159 | 0.125 | 0.08 | 261 | 0 | 0.364 | 1 | 5 | cs | TRUE
199 | LV_56-13_0_10_line_199 |  | 193 | 194 | 0.011619 | 0.125 | 0.08 | 261 | 0 | 0.364 | 1 | 5 | cs | TRUE
200 | LV_56-13_0_10_line_200 |  | 194 | 197 | 0.015491 | 0.125 | 0.08 | 261 | 0 | 0.364 | 1 | 5 | cs | TRUE
201 | LV_56-13_0_10_line_201 |  | 197 | 198 | 0.018606 | 0.125 | 0.08 | 261 | 0 | 0.364 | 1 | 5 | cs | TRUE
202 | LV_56-13_0_10_line_202 |  | 198 | 222 | 0.02017 | 0.125 | 0.08 | 261 | 0 | 0.364 | 1 | 5 | cs | TRUE
203 | LV_56-13_0_10_line_203 |  | 199 | 200 | 0.1459 | 0.125 | 0.08 | 261 | 0 | 0.364 | 1 | 5 | cs | TRUE
204 | LV_56-13_0_10_line_204 |  | 200 | 201 | 0.13169 | 0.125 | 0.08 | 261 | 0 | 0.364 | 1 | 5 | cs | TRUE
205 | LV_56-13_0_10_line_205 |  | 200 | 202 | 0.107 | 0.125 | 0.08 | 261 | 0 | 0.364 | 1 | 3 | cs | TRUE
206 | LV_56-13_0_10_line_206 |  | 201 | 208 | 0.054319 | 0.125 | 0.08 | 261 | 0 | 0.364 | 1 | 5 | cs | TRUE
207 | LV_56-13_0_10_line_207 |  | 202 | 217 | 0.018688 | 0.125 | 0.08 | 261 | 0 | 0.364 | 1 | 1 | cs | TRUE
208 | LV_56-13_0_10_line_208 |  | 203 | 204 | 0.0016848 | 0.125 | 0.08 | 261 | 0 | 0.364 | 1 | 5 | cs | TRUE
209 | LV_56-13_0_10_line_209 |  | 203 | 205 | 0.013964 | 0.125 | 0.08 | 261 | 0 | 0.364 | 1 | 5 | cs | TRUE
210 | LV_56-13_0_10_line_210 |  | 204 | 206 | 0.011547 | 0.125 | 0.08 | 261 | 0 | 0.364 | 1 | 5 | cs | TRUE
211 | LV_56-13_0_10_line_211 |  | 205 | 207 | 0.005658 | 0.125 | 0.08 | 261 | 0 | 0.364 | 1 | 5 | cs | TRUE
212 | LV_56-13_0_10_line_212 |  | 206 | 208 | 0.0072435 | 0.125 | 0.08 | 261 | 0 | 0.364 | 1 | 5 | cs | TRUE
213 | LV_56-13_0_10_line_213 |  | 207 | 209 | 0.042775 | 0.125 | 0.08 | 261 | 0 | 0.364 | 1 | 5 | cs | TRUE
214 | LV_56-13_0_10_line_214 |  | 209 | 210 | 0.014677 | 0.125 | 0.08 | 261 | 0 | 0.364 | 1 | 5 | cs | TRUE
215 | LV_56-13_0_10_line_215 |  | 210 | 211 | 0.024495 | 0.125 | 0.08 | 261 | 0 | 0.364 | 1 | 5 | cs | TRUE
216 | LV_56-13_0_10_line_216 |  | 210 | 212 | 0.020198 | 0.125 | 0.08 | 261 | 0 | 0.364 | 1 | 3 | cs | TRUE
217 | LV_56-13_0_10_line_217 |  | 211 | 213 | 0.020145 | 0.125 | 0.08 | 261 | 0 | 0.364 | 1 | 5 | cs | TRUE
218 | LV_56-13_0_10_line_218 |  | 212 | 214 | 0.0075307 | 0.125 | 0.08 | 261 | 0 | 0.364 | 1 | 1 | cs | TRUE
219 | LV_56-13_0_10_line_219 |  | 213 | 215 | 0.039988 | 0.125 | 0.08 | 261 | 0 | 0.364 | 1 | 3 | cs | TRUE
220 | LV_56-13_0_10_line_220 |  | 214 | 216 | 0.019822 | 0.125 | 0.08 | 261 | 0 | 0.364 | 1 | 1 | cs | TRUE
221 | LV_56-13_0_10_line_221 |  | 217 | 218 | 0.0029436 | 0.125 | 0.08 | 261 | 0 | 0.364 | 1 | 1 | cs | TRUE
222 | LV_56-13_0_10_line_222 |  | 220 | 221 | 0.021332 | 0.125 | 0.08 | 261 | 0 | 0.364 | 1 | 5 | cs | TRUE
223 | LV_56-13_0_10_line_223 |  | 223 | 224 | 0.022374 | 0.125 | 0.08 | 261 | 0 | 0.364 | 1 | 1 | cs | TRUE
224 | LV_56-13_0_10_line_224 |  | 224 | 225 | 0.013567 | 0.125 | 0.08 | 261 | 0 | 0.364 | 1 | 1 | cs | TRUE
225 | LV_56-13_0_10_line_225 |  | 224 | 226 | 0.0081996 | 0.125 | 0.08 | 261 | 0 | 0.364 | 1 | 1 | cs | TRUE

## trafo
| name | std_type | hv_bus | lv_bus | sn_mva | vn_hv_kv | vn_lv_kv | vk_percent | vkr_percent | pfe_kw | i0_percent | shift_degree | tap_side | tap_neutral | tap_min | tap_max | tap_step_percent | tap_step_degree | tap_pos | tap_phase_shifter | parallel | df | in_service
0 | LV_56-13_0_10_trafo_42 | 0.63 MVA 20/0.4 kV | 227 | 66 | 0.63 | 20 | 0.4 | 6 | 1.206 | 1.65 | 0.2619 | 150 | hv | 0 | -2 | 2 | 2.5 | 0 | 0 | FALSE | 1 | 1 | TRUE

## line_geodata
| x0 | y0 | x1 | y1 | x2 | y2 | x3 | y3 | x4 | y4 | x5 | y5 | x6 | y6 | x7 | y7 | x8 | y8
0 | 2687160.8367 | 1262301.7693 | 2687167.4142 | 1262269.4961 | 2687169.6746 | 1262258.8679
1 | 2687154.6863 | 1262331.9468 | 2687160.8367 | 1262301.7693
2 | 2687182.1304 | 1262206.6078 | 2687173.7373 | 1262239.7658 | 2687169.6746 | 1262258.8679
3 | 2687154.6863 | 1262331.9468 | 2687154.6291 | 1262338.3844 | 2687154.413 | 1262354.5718 | 2687155.2558 | 1262362.4568
4 | 2687154.6863 | 1262331.9468 | 2687159.9901 | 1262330.9686 | 2687165.2687 | 1262331.191 | 2687189.0309 | 1262336.968 | 2687213.7774 | 1262344.1625
5 | 2687182.1304 | 1262206.6078 | 2687182.607 | 1262204.9468
6 | 2687159.7251 | 1262384.4568 | 2687157.5651 | 1262376.3687 | 2687155.4261 | 1262364.0497 | 2687155.2558 | 1262362.4568
7 | 2687227.1057 | 1262348.0374 | 2687213.7774 | 1262344.1625
8 | 2687182.607 | 1262204.9468 | 2687206.3205 | 1262211.0011 | 2687208.7648 | 1262211.3041 | 2687210.421 | 1262210.3833
9 | 2687164.6698 | 1262402.9722 | 2687159.7251 | 1262384.4568
10 | 2687245.2332 | 1262353.3076 | 2687227.1057 | 1262348.0374
11 | 2687164.6698 | 1262402.9722 | 2687169.5984 | 1262401.8884
12 | 2687164.6698 | 1262402.9722 | 2687167.9113 | 1262415.1296 | 2687169.1173 | 1262419.6954
13 | 2687266.2874 | 1262359.3023 | 2687246.6505 | 1262353.7196 | 2687245.2332 | 1262353.3076
14 | 2687235.0612 | 1262428.8303 | 2687247.1145 | 1262432.3729
15 | 2687265.104 | 1262449.0894 | 2687267.8452 | 1262438.4659 | 2687247.1145 | 1262432.3729
16 | 2687265.104 | 1262449.0894 | 2687264.0836 | 1262453.0444
17 | 2687265.104 | 1262449.0894 | 2687294.605 | 1262457.042
18 | 2687290.873 | 1262471.4873 | 2687294.605 | 1262457.042
19 | 2687290.873 | 1262471.4873 | 2687305.323 | 1262475.1478
20 | 2687290.873 | 1262471.4873 | 2687285.4259 | 1262492.8905
21 | 2687169.1173 | 1262419.6954 | 2687178.1243 | 1262417.949 | 2687187.9711 | 1262417.5048 | 2687190.1946 | 1262417.9602
22 | 2687171.2793 | 1262427.9004 | 2687169.1173 | 1262419.6954
23 | 2687173.4128 | 1262435.9938 | 2687171.2793 | 1262427.9004
24 | 2687171.2793 | 1262427.9004 | 2687167.5912 | 1262428.6578 | 2687166.6759 | 1262432.9922 | 2687164.9484 | 1262434.668 | 2687162.8195 | 1262434.948 | 2687149.0773 | 1262433.5311
25 | 2687169.5984 | 1262401.8884 | 2687171.8881 | 1262410.6291 | 2687175.3918 | 1262411.1367 | 2687184.0583 | 1262411.5314 | 2687194.8724 | 1262410.8902
26 | 2687169.5984 | 1262401.8884 | 2687159.3512 | 1262360.5047 | 2687158.9725 | 1262351.4365 | 2687158.7039 | 1262341.5469 | 2687158.9665 | 1262337.5365 | 2687161.4805 | 1262335.1605 | 2687164.3717 | 1262335.3033 | 2687177.5684 | 1262338.4338
27 | 2687309.2934 | 1262460.8841 | 2687305.323 | 1262475.1478
28 | 2687309.2934 | 1262460.8841 | 2687313.5601 | 1262442.2725
29 | 2687313.5601 | 1262442.2725 | 2687315.1242 | 1262435.45
30 | 2687285.2022 | 1262493.7705 | 2687285.4259 | 1262492.8905
31 | 2687289.3952 | 1262552.8444 | 2687294.016 | 1262536.3422
32 | 2687293.1203 | 1262522.8833 | 2687297.4739 | 1262523.9928 | 2687294.016 | 1262536.3422
33 | 2687287.6348 | 1262559.131 | 2687289.3952 | 1262552.8444
34 | 2687293.1203 | 1262522.8833 | 2687284.969 | 1262520.7724
35 | 2687287.6348 | 1262559.131 | 2687283.1017 | 1262576.2999 | 2687296.0747 | 1262576.3914 | 2687310.1212 | 1262576.7434 | 2687315.6796 | 1262576.8811
36 | 2687284.969 | 1262520.7724 | 2687278.7466 | 1262519.1683 | 2687279.5357 | 1262516.0637
37 | 2687315.6796 | 1262576.8811 | 2687337.4417 | 1262581.0137
38 | 2687279.5357 | 1262516.0637 | 2687285.2022 | 1262493.7705
39 | 2687331.5164 | 1262504.5021 | 2687330.0527 | 1262510.2517
40 | 2687331.5164 | 1262504.5021 | 2687335.29 | 1262488.1986
41 | 2687330.0527 | 1262510.2517 | 2687315.0225 | 1262506.0932
42 | 2687335.29 | 1262488.1986 | 2687335.3152 | 1262488.0897
43 | 2687353.5243 | 1262584.0678 | 2687337.4417 | 1262581.0137
44 | 2687194.2557 | 1262534.9347 | 2687216.8915 | 1262530.1862
45 | 2687182.8485 | 1262478.2329 | 2687194.2557 | 1262534.9347
46 | 2687224.728 | 1262535.2509 | 2687223.3762 | 1262528.8259 | 2687216.8915 | 1262530.1862
47 | 2687173.4128 | 1262435.9938 | 2687182.0761 | 1262474.4074 | 2687182.8485 | 1262478.2329
48 | 2687182.8485 | 1262478.2329 | 2687205.1579 | 1262473.9085
49 | 2687335.3152 | 1262488.0897 | 2687362.6548 | 1262494.3069
50 | 2687194.8724 | 1262410.8902 | 2687195.9606 | 1262404.0342 | 2687193.4535 | 1262398.7931 | 2687196.2257 | 1262382.4877 | 2687193.2289 | 1262381.8431
51 | 2687220.7444 | 1262396.2156 | 2687223.413 | 1262400.7252 | 2687221.8587 | 1262408.0191 | 2687219.1549 | 1262409.4693 | 2687194.8724 | 1262410.8902
52 | 2687266.2874 | 1262359.3023 | 2687269.8879 | 1262360.3259
53 | 2687282.3548 | 1262363.8702 | 2687269.8879 | 1262360.3259
54 | 2687303.1721 | 1262369.7884 | 2687282.3548 | 1262363.8702
55 | 2687316.5831 | 1262313.7309 | 2687308.1236 | 1262342.1619 | 2687310.3745 | 1262346.8877 | 2687309.4468 | 1262349.4983 | 2687303.1721 | 1262369.7884
56 | 2687303.1721 | 1262369.7884 | 2687307.6309 | 1262371.1908
57 | 2687311.7539 | 1262168.3115 | 2687303.1697 | 1262196.8818
58 | 2687321.5544 | 1262171.0249 | 2687311.7539 | 1262168.3115
59 | 2687295.5189 | 1262227.3073 | 2687294.6767 | 1262225.1488 | 2687303.1697 | 1262196.8818
60 | 2687321.5544 | 1262171.0249 | 2687340.4807 | 1262110.4454
61 | 2687321.5544 | 1262171.0249 | 2687343.456 | 1262177.433
62 | 2687173.4128 | 1262435.9938 | 2687169.276 | 1262437.0337 | 2687168.2202 | 1262441.6996 | 2687167.1964 | 1262447.1829
63 | 2687148.4728 | 1262433.4688 | 2687149.0773 | 1262433.5311
64 | 2687212.392 | 1262480.2366 | 2687210.8365 | 1262472.8078 | 2687205.1579 | 1262473.9085
65 | 2687167.1964 | 1262447.1829 | 2687164.1789 | 1262463.346 | 2687162.1208 | 1262468.0194
66 | 2687162.1208 | 1262468.0194 | 2687162.1208 | 1262468.0194 | 2687157.4971 | 1262490.5535
67 | 2687157.039 | 1262492.7863 | 2687157.039 | 1262492.7863 | 2687153.9697 | 1262503.8981
68 | 2687157.4971 | 1262490.5535 | 2687157.039 | 1262492.7863
69 | 2687316.5831 | 1262313.7309 | 2687291.2347 | 1262306.0535
70 | 2687316.5831 | 1262313.7309 | 2687316.9269 | 1262312.6276
71 | 2687358.2099 | 1262386.8255 | 2687342.6813 | 1262382.2148 | 2687307.6309 | 1262371.1908
72 | 2687358.2099 | 1262386.8255 | 2687355.6542 | 1262397.6296 | 2687353.7491 | 1262405.7079 | 2687350.8003 | 1262418.7311
73 | 2687346.9791 | 1262436.0541 | 2687347.7842 | 1262432.0517 | 2687350.8003 | 1262418.7311
74 | 2687548.6305 | 1262450.6466 | 2687556.5745 | 1262422.0436
75 | 2687548.6305 | 1262450.6466 | 2687568.7639 | 1262460.9593
76 | 2687556.5745 | 1262422.0436 | 2687561.2704 | 1262405.1358
77 | 2687580.9123 | 1262467.1819 | 2687568.7639 | 1262460.9593
78 | 2687345.6542 | 1262442.6064 | 2687346.9791 | 1262436.0541
79 | 2687274.3588 | 1262300.9422 | 2687274.3588 | 1262300.9422 | 2687291.2347 | 1262306.0535
80 | 2687321.8827 | 1262296.7216 | 2687316.9269 | 1262312.6276
81 | 2687580.9123 | 1262467.1819 | 2687588.0367 | 1262450.7071
82 | 2687580.9123 | 1262467.1819 | 2687594.0218 | 1262471.5923
83 | 2687345.6542 | 1262442.6064 | 2687358.5565 | 1262445.9662
84 | 2687345.6542 | 1262442.6064 | 2687315.1242 | 1262435.45 | 2687315.1242 | 1262435.45
85 | 2687274.3588 | 1262300.9422 | 2687277.5559 | 1262289.1091
86 | 2687358.5565 | 1262445.9662 | 2687374.5143 | 1262460.6849
87 | 2687376.4212 | 1262497.4374 | 2687383.0115 | 1262469.5683 | 2687383.049 | 1262468.5569 | 2687374.5143 | 1262460.6849
88 | 2687363.2899 | 1262494.4513 | 2687362.6548 | 1262494.3069
89 | 2687376.4212 | 1262497.4374 | 2687363.2899 | 1262494.4513
90 | 2687387.8361 | 1262078.9131 | 2687385.9002 | 1262085.0753
91 | 2687381.5633 | 1262098.8803 | 2687385.9002 | 1262085.0753
92 | 2687389.743 | 1262072.8432 | 2687387.8361 | 1262078.9131
93 | 2687379.6762 | 1262104.8872 | 2687381.5633 | 1262098.8803
94 | 2687389.743 | 1262072.8432 | 2687391.5981 | 1262064.0748 | 2687390.8251 | 1262059.6661
95 | 2687389.743 | 1262072.8432 | 2687412.5161 | 1262080.241
96 | 2687378.8628 | 1262107.4765 | 2687379.6762 | 1262104.8872
97 | 2687390.8251 | 1262059.6661 | 2687390.7086 | 1262059.0021 | 2687390.7086 | 1262059.0021
98 | 2687418.0261 | 1262082.0309 | 2687412.5161 | 1262080.241
99 | 2687378.8628 | 1262107.4765 | 2687400.6015 | 1262114.2048
100 | 2687390.7086 | 1262059.0021 | 2687388.0291 | 1262054.7258 | 2687381.9506 | 1262052.5323
101 | 2687420.0094 | 1262082.6752 | 2687418.0261 | 1262082.0309
102 | 2687400.6015 | 1262114.2048 | 2687402.9566 | 1262114.9337
103 | 2687421.8769 | 1262106.103 | 2687423.8597 | 1262099.8898
104 | 2687417.6114 | 1262119.4695 | 2687421.8769 | 1262106.103
105 | 2687360.5894 | 1262044.8238 | 2687381.9506 | 1262052.5323
106 | 2687360.5894 | 1262044.8238 | 2687371.8793 | 1262007.9615 | 2687381.8176 | 1262009.0202 | 2687381.6401 | 1262012.8762 | 2687385.5081 | 1262018.3154 | 2687393.0238 | 1262023.7084
107 | 2687439.3492 | 1262019.1671 | 2687430.2628 | 1262017.0645 | 2687422.07 | 1262015.1642 | 2687415.6194 | 1262014.1792 | 2687390.0876 | 1262010.2878 | 2687381.8176 | 1262009.0202 | 2687381.6401 | 1262012.8762 | 2687385.5081 | 1262018.3154 | 2687393.0238 | 1262023.7084
108 | 2687393.0238 | 1262023.7084 | 2687419.3585 | 1262042.6273
109 | 2687419.3585 | 1262042.6273 | 2687430.8948 | 1262050.9149
110 | 2687439.3492 | 1262019.1671 | 2687444.6169 | 1262001.017
111 | 2687340.4807 | 1262110.4454 | 2687362.7423 | 1262117.0256
112 | 2687364.0036 | 1262117.3984 | 2687362.7423 | 1262117.0256
113 | 2687400.5688 | 1262175.115 | 2687401.2588 | 1262172.7853
114 | 2687400.4908 | 1262175.3784 | 2687400.5688 | 1262175.115
115 | 2687402.3235 | 1262169.19 | 2687401.2588 | 1262172.7853
116 | 2687395.2598 | 1262193.0418 | 2687400.4908 | 1262175.3784
117 | 2687402.3235 | 1262169.19 | 2687404.0311 | 1262163.424
118 | 2687395.2598 | 1262193.0418 | 2687374.6169 | 1262186.7526
119 | 2687395.2598 | 1262193.0418 | 2687407.1234 | 1262196.8757 | 2687415.4397 | 1262199.789
120 | 2687404.0311 | 1262163.424 | 2687405.7326 | 1262157.6785
121 | 2687357.8591 | 1262181.6471 | 2687374.6169 | 1262186.7526
122 | 2687602.3081 | 1262257.3773 | 2687424.5893 | 1262202.9942 | 2687415.4397 | 1262199.789
123 | 2687405.7326 | 1262157.6785 | 2687407.6288 | 1262151.2754
124 | 2687357.8591 | 1262181.6471 | 2687362.8132 | 1262166.7658
125 | 2687357.8591 | 1262181.6471 | 2687343.456 | 1262177.433
126 | 2687602.3081 | 1262257.3773 | 2687603.6901 | 1262252.0824
127 | 2687409.4171 | 1262145.4309 | 2687409.1606 | 1262146.2436 | 2687408.4569 | 1262148.4794 | 2687407.6288 | 1262151.2754
128 | 2687363.9415 | 1262163.3766 | 2687362.8132 | 1262166.7658
129 | 2687325.7084 | 1262235.6484 | 2687323.2629 | 1262228.7958 | 2687320.8723 | 1262223.088
130 | 2687295.5189 | 1262227.3073 | 2687325.7084 | 1262235.6484
131 | 2687363.9415 | 1262163.3766 | 2687366.058 | 1262157.0188
132 | 2687295.5189 | 1262227.3073 | 2687283.3682 | 1262268.586
133 | 2687366.058 | 1262157.0188 | 2687366.3355 | 1262156.1855 | 2687366.3355 | 1262156.1855
134 | 2687409.4171 | 1262145.4309 | 2687411.3746 | 1262139.229
135 | 2687417.6114 | 1262119.4695 | 2687411.3746 | 1262139.229
136 | 2687417.6114 | 1262119.4695 | 2687403.0586 | 1262114.9653
137 | 2687403.0586 | 1262114.9653 | 2687402.9566 | 1262114.9337
138 | 2687372.7296 | 1262137.3935 | 2687370.3998 | 1262143.7468 | 2687371.3009 | 1262145.9952 | 2687368.512 | 1262154.7276 | 2687366.3355 | 1262156.1855
139 | 2687704.3916 | 1262227.7053 | 2687703.0755 | 1262231.7278 | 2687695.8433 | 1262252.764
140 | 2687685.5532 | 1262279.7171 | 2687695.2401 | 1262254.5186 | 2687695.8433 | 1262252.764
141 | 2687685.5532 | 1262279.7171 | 2687673.7188 | 1262275.6304
142 | 2687697.8029 | 1262159.4814 | 2687698.5329 | 1262165.13 | 2687702.0675 | 1262177.2698 | 2687705.1475 | 1262188.8306
143 | 2687671.9718 | 1262160.5772 | 2687688.1235 | 1262155.7239 | 2687697.2147 | 1262154.9469 | 2687697.8029 | 1262159.4814
144 | 2687673.7188 | 1262275.6304 | 2687649.8457 | 1262267.3863
145 | 2687654.8056 | 1262089.033 | 2687679.6264 | 1262097.1405 | 2687673.239 | 1262117.8177 | 2687667.6137 | 1262136.8939 | 2687666.617 | 1262144.1515 | 2687668.4388 | 1262153.4081 | 2687671.9718 | 1262160.5772
146 | 2687671.9718 | 1262160.5772 | 2687664.1561 | 1262166.2992 | 2687660.1415 | 1262172.8004 | 2687659.5859 | 1262174.5854
147 | 2687635.4545 | 1262262.4166 | 2687649.8457 | 1262267.3863
148 | 2687699.1535 | 1262320.8624 | 2687673.1333 | 1262311.8918 | 2687669.7576 | 1262324.0959 | 2687667.9066 | 1262333.0644
149 | 2687699.1535 | 1262320.8624 | 2687700.4399 | 1262317.4454 | 2687707.7659 | 1262303.5875 | 2687719.9191 | 1262283.893
150 | 2687667.9066 | 1262333.0644 | 2687675.5254 | 1262335.0234
151 | 2687667.9066 | 1262333.0644 | 2687667.6316 | 1262334.4017
152 | 2687729.2674 | 1262269.8661 | 2687726.5807 | 1262273.0979 | 2687719.9191 | 1262283.893
153 | 2687664.7698 | 1262349.2317 | 2687664.8534 | 1262347.9087 | 2687667.6316 | 1262334.4017
154 | 2687654.8056 | 1262089.033 | 2687636.2157 | 1262148.3315
155 | 2687654.8301 | 1262190.7967 | 2687657.3407 | 1262181.7994 | 2687659.5859 | 1262174.5854
156 | 2687648.9693 | 1262211.801 | 2687653.533 | 1262195.4453
157 | 2687648.9693 | 1262211.801 | 2687648.1753 | 1262214.6464
158 | 2687654.8301 | 1262190.7967 | 2687653.533 | 1262195.4453
159 | 2687648.1753 | 1262214.6464 | 2687646.2475 | 1262221.5553 | 2687642.9784 | 1262233.9319
160 | 2687642.5551 | 1262235.5344 | 2687642.9784 | 1262233.9319
161 | 2687635.4545 | 1262262.4166 | 2687642.5551 | 1262235.5344
162 | 2687635.4545 | 1262262.4166 | 2687629.2148 | 1262281.1186
163 | 2687635.4545 | 1262262.4166 | 2687621.1061 | 1262257.7485
164 | 2687603.6901 | 1262252.0824 | 2687621.1061 | 1262257.7485
165 | 2687621.816 | 1262305.4885 | 2687626.7493 | 1262288.5083 | 2687629.2148 | 1262281.1186
166 | 2687621.816 | 1262305.4885 | 2687618.5781 | 1262316.6334
167 | 2687617.6503 | 1262319.8266 | 2687618.5781 | 1262316.6334
168 | 2687708.9146 | 1262427.4138 | 2687710.708 | 1262432.8334 | 2687715.734 | 1262446.7121
169 | 2687725.1984 | 1262472.8466 | 2687715.734 | 1262446.7121
170 | 2687729.2674 | 1262269.8661 | 2687735.4109 | 1262262.4761 | 2687745.1722 | 1262258.553
171 | 2687664.7698 | 1262349.2317 | 2687663.8372 | 1262363.9843
172 | 2687725.1984 | 1262472.8466 | 2687711.3729 | 1262474.6066
173 | 2687725.1984 | 1262472.8466 | 2687864.4699 | 1262603.973
174 | 2687653.3817 | 1262461.1742 | 2687654.8257 | 1262457.5913 | 2687655.4832 | 1262448.0303
175 | 2687653.3817 | 1262461.1742 | 2687650.3172 | 1262468.7779
176 | 2687655.4832 | 1262448.0303 | 2687655.5333 | 1262447.3024
177 | 2687646.4948 | 1262478.262 | 2687650.3172 | 1262468.7779
178 | 2687655.5333 | 1262447.3024 | 2687656.2223 | 1262437.2848
179 | 2687646.4948 | 1262478.262 | 2687682.9442 | 1262477.2883
180 | 2687646.4948 | 1262478.262 | 2687620.2231 | 1262476.85
181 | 2687656.7834 | 1262429.1259 | 2687656.2223 | 1262437.2848
182 | 2687683.8829 | 1262477.2632 | 2687682.9442 | 1262477.2883
183 | 2687620.2231 | 1262476.85 | 2687607.6398 | 1262476.1737 | 2687594.0218 | 1262471.5923
184 | 2687656.7834 | 1262429.1259 | 2687656.7895 | 1262429.0383
185 | 2687683.8829 | 1262477.2632 | 2687692.2629 | 1262477.0394 | 2687711.3729 | 1262474.6066
186 | 2687602.7066 | 1262371.9887 | 2687606.1214 | 1262359.5145 | 2687607.8972 | 1262353.4013
187 | 2687601.9145 | 1262374.8822 | 2687602.7066 | 1262371.9887
188 | 2687609.0368 | 1262349.4784 | 2687607.8972 | 1262353.4013
189 | 2687601.9145 | 1262374.8822 | 2687597.2713 | 1262391.8434
190 | 2687612.0943 | 1262338.9529 | 2687609.0368 | 1262349.4784
191 | 2687596.6681 | 1262394.0467 | 2687597.2713 | 1262391.8434
192 | 2687612.0943 | 1262338.9529 | 2687613.6646 | 1262333.5471
193 | 2687592.1777 | 1262410.3638 | 2687595.9649 | 1262396.6157 | 2687596.6681 | 1262394.0467
194 | 2687617.6503 | 1262319.8266 | 2687616.9991 | 1262322.0682 | 2687613.6646 | 1262333.5471
195 | 2687592.1777 | 1262410.3638 | 2687587.6913 | 1262426.6503 | 2687594.3629 | 1262429.9739 | 2687594.3629 | 1262429.9739
196 | 2687593.2282 | 1262435.6174 | 2687594.3629 | 1262429.9739
197 | 2687593.2282 | 1262435.6174 | 2687592.0691 | 1262441.3823 | 2687592.0691 | 1262441.3823
198 | 2687588.0367 | 1262450.7071 | 2687592.0691 | 1262441.3823
199 | 2687660.4137 | 1262418.1429 | 2687657.0062 | 1262425.8875 | 2687656.7895 | 1262429.0383
200 | 2687660.4137 | 1262418.1429 | 2687661.3909 | 1262402.6833
201 | 2687661.3909 | 1262402.6833 | 2687662.5647 | 1262384.1141
202 | 2687662.5647 | 1262384.1141 | 2687663.8372 | 1262363.9843
203 | 2687864.4699 | 1262603.973 | 2687829.8814 | 1262630.2023 | 2687800.5196 | 1262646.4571 | 2687794.6275 | 1262655.5991 | 2687776.2088 | 1262683.8259 | 2687775.8864 | 1262687.7798 | 2687777.3757 | 1262691.4938 | 2687781.0242 | 1262696.4407 | 2687787.4569 | 1262704.6649
204 | 2687787.4569 | 1262704.6649 | 2687789.4712 | 1262703.4716 | 2687809.533 | 1262709.6966 | 2687825.8066 | 1262713.2743 | 2687837.1235 | 1262713.7539 | 2687873.0456 | 1262709.2838 | 2687895.9197 | 1262710.8027 | 2687916.6298 | 1262715.4697
205 | 2687787.4569 | 1262704.6649 | 2687733.387 | 1262742.9931 | 2687720.1485 | 1262750.158 | 2687705.3079 | 1262754.0966 | 2687694.9142 | 1262755.8884
206 | 2687916.6298 | 1262715.4697 | 2687923.5812 | 1262709.0679 | 2687953.877 | 1262694.8626 | 2687959.609 | 1262685.3514 | 2687959.7139 | 1262685.0667
207 | 2687694.9142 | 1262755.8884 | 2687693.9154 | 1262737.2269
208 | 2687966.7889 | 1262665.8528 | 2687966.2067 | 1262667.4338
209 | 2687971.6142 | 1262652.7485 | 2687966.7889 | 1262665.8528
210 | 2687962.2168 | 1262678.2694 | 2687966.2067 | 1262667.4338
211 | 2687977.1902 | 1262651.6973 | 2687971.6142 | 1262652.7485
212 | 2687962.2168 | 1262678.2694 | 2687959.7139 | 1262685.0667
213 | 2687977.1902 | 1262651.6973 | 2687984.9275 | 1262660.8419 | 2687995.7016 | 1262689.6917
214 | 2688004.1497 | 1262701.6935 | 2687995.7016 | 1262689.6917
215 | 2688004.1497 | 1262701.6935 | 2687998.7 | 1262716.0238 | 2687994.1642 | 1262723.986
216 | 2688004.1497 | 1262701.6935 | 2688014.3051 | 1262689.1013 | 2688018.2705 | 1262688.4375
217 | 2687980.8854 | 1262738.5322 | 2687989.4162 | 1262732.3208 | 2687994.1642 | 1262723.986
218 | 2688018.2705 | 1262688.4375 | 2688025.674 | 1262689.8153
219 | 2687980.8854 | 1262738.5322 | 2687984.3278 | 1262742.6311 | 2687989.893 | 1262746.3502 | 2688016.3847 | 1262755.2342
220 | 2688025.674 | 1262689.8153 | 2688045.1612 | 1262693.4417 | 2688045.1612 | 1262693.4417
221 | 2687693.758 | 1262734.2875 | 2687693.9154 | 1262737.2269
222 | 2687277.5559 | 1262289.1091 | 2687280.1134 | 1262279.6436 | 2687283.3682 | 1262268.586
223 | 2687353.5243 | 1262584.0678 | 2687356.7077 | 1262569.0251 | 2687354.7576 | 1262562.3021
224 | 2687367.7393 | 1262558.2351 | 2687354.7576 | 1262562.3021
225 | 2687354.7576 | 1262562.3021 | 2687346.9337 | 1262564.7554

## bus_geodata
| x | y | coords
0 | 2687160.8367 | 1262301.7693
1 | 2687169.6746 | 1262258.8679
2 | 2687154.6863 | 1262331.9468
3 | 2687182.1304 | 1262206.6078
4 | 2687155.2558 | 1262362.4568
5 | 2687213.7774 | 1262344.1625
6 | 2687182.607 | 1262204.9468
7 | 2687159.7251 | 1262384.4568
8 | 2687227.1057 | 1262348.0374
9 | 2687210.421 | 1262210.3833
10 | 2687164.6698 | 1262402.9722
11 | 2687245.2332 | 1262353.3076
12 | 2687247.1145 | 1262432.3729
13 | 2687235.0612 | 1262428.8303
14 | 2687265.104 | 1262449.0894
15 | 2687264.0836 | 1262453.0444
16 | 2687294.605 | 1262457.042
17 | 2687290.873 | 1262471.4873
18 | 2687169.1173 | 1262419.6954
19 | 2687190.1946 | 1262417.9602
20 | 2687171.2793 | 1262427.9004
21 | 2687169.5984 | 1262401.8884
22 | 2687309.2934 | 1262460.8841
23 | 2687305.323 | 1262475.1478
24 | 2687313.5601 | 1262442.2725
25 | 2687285.4259 | 1262492.8905
26 | 2687294.016 | 1262536.3422
27 | 2687289.3952 | 1262552.8444
28 | 2687293.1203 | 1262522.8833
29 | 2687287.6348 | 1262559.131
30 | 2687284.969 | 1262520.7724
31 | 2687315.6796 | 1262576.8811
32 | 2687279.5357 | 1262516.0637
33 | 2687331.5164 | 1262504.5021
34 | 2687330.0527 | 1262510.2517
35 | 2687335.29 | 1262488.1986
36 | 2687285.2022 | 1262493.7705
37 | 2687337.4417 | 1262581.0137
38 | 2687194.2557 | 1262534.9347
39 | 2687216.8915 | 1262530.1862
40 | 2687182.8485 | 1262478.2329
41 | 2687315.0225 | 1262506.0932
42 | 2687335.3152 | 1262488.0897
43 | 2687194.8724 | 1262410.8902
44 | 2687177.5684 | 1262338.4338
45 | 2687266.2874 | 1262359.3023
46 | 2687269.8879 | 1262360.3259
47 | 2687282.3548 | 1262363.8702
48 | 2687303.1721 | 1262369.7884
49 | 2687311.7539 | 1262168.3115
50 | 2687303.1697 | 1262196.8818
51 | 2687321.5544 | 1262171.0249
52 | 2687193.2289 | 1262381.8431
53 | 2687220.7444 | 1262396.2156
54 | 2687173.4128 | 1262435.9938
55 | 2687149.0773 | 1262433.5311
56 | 2687205.1579 | 1262473.9085
57 | 2687212.392 | 1262480.2366
58 | 2687167.1964 | 1262447.1829
59 | 2687224.728 | 1262535.2509
60 | 2687162.1208 | 1262468.0194
61 | 2687153.9697 | 1262503.8981
62 | 2687157.039 | 1262492.7863
63 | 2687157.4971 | 1262490.5535
64 | 2687316.5831 | 1262313.7309
65 | 2687307.6309 | 1262371.1908
66 | 2687358.2099 | 1262386.8255
67 | 2687350.8003 | 1262418.7311
68 | 2687548.6305 | 1262450.6466
69 | 2687556.5745 | 1262422.0436
70 | 2687568.7639 | 1262460.9593
71 | 2687346.9791 | 1262436.0541
72 | 2687291.2347 | 1262306.0535
73 | 2687316.9269 | 1262312.6276
74 | 2687561.2704 | 1262405.1358
75 | 2687580.9123 | 1262467.1819
76 | 2687345.6542 | 1262442.6064
77 | 2687274.3588 | 1262300.9422
78 | 2687321.8827 | 1262296.7216
79 | 2687315.1242 | 1262435.45
80 | 2687358.5565 | 1262445.9662
81 | 2687374.5143 | 1262460.6849
82 | 2687362.6548 | 1262494.3069
83 | 2687376.4212 | 1262497.4374
84 | 2687363.2899 | 1262494.4513
85 | 2687385.9002 | 1262085.0753
86 | 2687387.8361 | 1262078.9131
87 | 2687381.5633 | 1262098.8803
88 | 2687389.743 | 1262072.8432
89 | 2687379.6762 | 1262104.8872
90 | 2687390.8251 | 1262059.6661
91 | 2687412.5161 | 1262080.241
92 | 2687378.8628 | 1262107.4765
93 | 2687390.7086 | 1262059.0021
94 | 2687418.0261 | 1262082.0309
95 | 2687400.6015 | 1262114.2048
96 | 2687420.0094 | 1262082.6752
97 | 2687423.8597 | 1262099.8898
98 | 2687421.8769 | 1262106.103
99 | 2687381.9506 | 1262052.5323
100 | 2687360.5894 | 1262044.8238
101 | 2687393.0238 | 1262023.7084
102 | 2687419.3585 | 1262042.6273
103 | 2687430.8948 | 1262050.9149
104 | 2687439.3492 | 1262019.1671
105 | 2687444.6169 | 1262001.017
106 | 2687340.4807 | 1262110.4454
107 | 2687362.7424 | 1262117.0256
108 | 2687400.5688 | 1262175.115
109 | 2687401.2588 | 1262172.7853
110 | 2687400.4908 | 1262175.3784
111 | 2687402.3235 | 1262169.19
112 | 2687395.2598 | 1262193.0418
113 | 2687404.0311 | 1262163.424
114 | 2687374.6169 | 1262186.7526
115 | 2687415.4397 | 1262199.789
116 | 2687405.7326 | 1262157.6785
117 | 2687357.8591 | 1262181.6471
118 | 2687602.3081 | 1262257.3773
119 | 2687407.6288 | 1262151.2754
120 | 2687343.456 | 1262177.433
121 | 2687362.8132 | 1262166.7658
122 | 2687320.8723 | 1262223.088
123 | 2687325.7084 | 1262235.6484
124 | 2687363.9415 | 1262163.3766
125 | 2687295.5189 | 1262227.3073
126 | 2687364.0036 | 1262117.3984
127 | 2687366.058 | 1262157.0188
128 | 2687409.4171 | 1262145.4309
129 | 2687411.3746 | 1262139.229
130 | 2687417.6114 | 1262119.4695
131 | 2687403.0586 | 1262114.9653
132 | 2687402.9566 | 1262114.9337
133 | 2687372.7296 | 1262137.3934
134 | 2687366.3355 | 1262156.1855
135 | 2687704.3916 | 1262227.7053
136 | 2687695.8433 | 1262252.764
137 | 2687685.5532 | 1262279.7171
138 | 2687705.1475 | 1262188.8306
139 | 2687697.8029 | 1262159.4814
140 | 2687673.7188 | 1262275.6304
141 | 2687671.9718 | 1262160.5772
142 | 2687649.8457 | 1262267.3863
143 | 2687699.1535 | 1262320.8624
144 | 2687667.9066 | 1262333.0644
145 | 2687719.9191 | 1262283.893
146 | 2687675.5254 | 1262335.0234
147 | 2687667.6316 | 1262334.4017
148 | 2687654.8056 | 1262089.033
149 | 2687659.5859 | 1262174.5854
150 | 2687636.2157 | 1262148.3315
151 | 2687648.9693 | 1262211.801
152 | 2687653.533 | 1262195.4453
153 | 2687648.1753 | 1262214.6464
154 | 2687654.8301 | 1262190.7967
155 | 2687642.9784 | 1262233.9319
156 | 2687642.5551 | 1262235.5344
157 | 2687635.4545 | 1262262.4166
158 | 2687621.1061 | 1262257.7485
159 | 2687603.6901 | 1262252.0824
160 | 2687629.2148 | 1262281.1186
161 | 2687621.816 | 1262305.4885
162 | 2687618.5781 | 1262316.6334
163 | 2687708.9146 | 1262427.4138
164 | 2687715.734 | 1262446.7121
165 | 2687729.2674 | 1262269.8661
166 | 2687664.7698 | 1262349.2317
167 | 2687745.1722 | 1262258.553
168 | 2687725.1984 | 1262472.8466
169 | 2687653.3817 | 1262461.1742
170 | 2687655.4832 | 1262448.0303
171 | 2687650.3172 | 1262468.7779
172 | 2687655.5333 | 1262447.3024
173 | 2687646.4948 | 1262478.262
174 | 2687656.2223 | 1262437.2848
175 | 2687682.9442 | 1262477.2883
176 | 2687620.2231 | 1262476.85
177 | 2687656.7834 | 1262429.1259
178 | 2687683.8829 | 1262477.2632
179 | 2687594.0218 | 1262471.5923
180 | 2687602.7066 | 1262371.9887
181 | 2687607.8972 | 1262353.4013
182 | 2687601.9145 | 1262374.8822
183 | 2687609.0368 | 1262349.4784
184 | 2687597.2713 | 1262391.8434
185 | 2687612.0943 | 1262338.9529
186 | 2687596.6681 | 1262394.0467
187 | 2687613.6646 | 1262333.5471
188 | 2687592.1777 | 1262410.3638
189 | 2687617.6503 | 1262319.8266
190 | 2687594.3629 | 1262429.9739
191 | 2687593.2282 | 1262435.6174
192 | 2687592.0691 | 1262441.3823
193 | 2687656.7895 | 1262429.0383
194 | 2687660.4137 | 1262418.1429
195 | 2687588.0367 | 1262450.7071
196 | 2687711.3729 | 1262474.6066
197 | 2687661.3909 | 1262402.6833
198 | 2687662.5647 | 1262384.1141
199 | 2687864.4699 | 1262603.973
200 | 2687787.4569 | 1262704.6649
201 | 2687916.6298 | 1262715.4697
202 | 2687694.9142 | 1262755.8884
203 | 2687966.7889 | 1262665.8528
204 | 2687966.2067 | 1262667.4338
205 | 2687971.6142 | 1262652.7485
206 | 2687962.2168 | 1262678.2694
207 | 2687977.1902 | 1262651.6973
208 | 2687959.7139 | 1262685.0667
209 | 2687995.7016 | 1262689.6917
210 | 2688004.1497 | 1262701.6935
211 | 2687994.1642 | 1262723.986
212 | 2688018.2705 | 1262688.4375
213 | 2687980.8854 | 1262738.5322
214 | 2688025.674 | 1262689.8153
215 | 2688016.3847 | 1262755.2342
216 | 2688045.1612 | 1262693.4417
217 | 2687693.9154 | 1262737.2269
218 | 2687693.758 | 1262734.2875
219 | 2687148.4728 | 1262433.4688
220 | 2687283.3682 | 1262268.586
221 | 2687277.5559 | 1262289.1091
222 | 2687663.8372 | 1262363.9843
223 | 2687353.5243 | 1262584.0678
224 | 2687354.7576 | 1262562.3021
225 | 2687367.7393 | 1262558.2351
226 | 2687346.9337 | 1262564.7554
227 | 2687346.9791 | 1262436.0541

## line_std_types
| c_nf_per_km | r_ohm_per_km | x_ohm_per_km | max_i_ka | type | q_mm2 | alpha | voltage_rating
NAYY 4x50 SE | 210 | 0.642 | 0.083 | 0.142 | cs | 50 | 0.00403 | LV
NAYY 4x120 SE | 264 | 0.225 | 0.08 | 0.242 | cs | 120 | 0.00403 | LV
NAYY 4x150 SE | 261 | 0.208 | 0.08 | 0.27 | cs | 150 | 0.00403 | LV
NA2XS2Y 1x95 RM/25 12/20 kV | 216 | 0.313 | 0.132 | 0.252 | cs | 95 | 0.00403 | MV
NA2XS2Y 1x185 RM/25 12/20 kV | 273 | 0.161 | 0.117 | 0.362 | cs | 185 | 0.00403 | MV
NA2XS2Y 1x240 RM/25 12/20 kV | 304 | 0.122 | 0.112 | 0.421 | cs | 240 | 0.00403 | MV
NA2XS2Y 1x95 RM/25 6/10 kV | 315 | 0.313 | 0.123 | 0.249 | cs | 95 | 0.00403 | MV
NA2XS2Y 1x185 RM/25 6/10 kV | 406 | 0.161 | 0.11 | 0.358 | cs | 185 | 0.00403 | MV
NA2XS2Y 1x240 RM/25 6/10 kV | 456 | 0.122 | 0.105 | 0.416 | cs | 240 | 0.00403 | MV
NA2XS2Y 1x150 RM/25 12/20 kV | 250 | 0.206 | 0.116 | 0.319 | cs | 150 | 0.00403 | MV
NA2XS2Y 1x120 RM/25 12/20 kV | 230 | 0.253 | 0.119 | 0.283 | cs | 120 | 0.00403 | MV
NA2XS2Y 1x70 RM/25 12/20 kV | 190 | 0.443 | 0.132 | 0.22 | cs | 70 | 0.00403 | MV
NA2XS2Y 1x150 RM/25 6/10 kV | 360 | 0.206 | 0.11 | 0.315 | cs | 150 | 0.00403 | MV
NA2XS2Y 1x120 RM/25 6/10 kV | 340 | 0.253 | 0.113 | 0.28 | cs | 120 | 0.00403 | MV
NA2XS2Y 1x70 RM/25 6/10 kV | 280 | 0.443 | 0.123 | 0.217 | cs | 70 | 0.00403 | MV
N2XS(FL)2Y 1x120 RM/35 64/110 kV | 112 | 0.153 | 0.166 | 0.366 | cs | 120 | 0.00393 | HV
N2XS(FL)2Y 1x185 RM/35 64/110 kV | 125 | 0.099 | 0.156 | 0.457 | cs | 185 | 0.00393 | HV
N2XS(FL)2Y 1x240 RM/35 64/110 kV | 135 | 0.075 | 0.149 | 0.526 | cs | 240 | 0.00393 | HV
N2XS(FL)2Y 1x300 RM/35 64/110 kV | 144 | 0.06 | 0.144 | 0.588 | cs | 300 | 0.00393 | HV
15-AL1/3-ST1A 0.4 | 11 | 1.8769 | 0.35 | 0.105 | ol | 16 | 0.00403 | LV
24-AL1/4-ST1A 0.4 | 11.25 | 1.2012 | 0.335 | 0.14 | ol | 24 | 0.00403 | LV
48-AL1/8-ST1A 0.4 | 12.2 | 0.5939 | 0.3 | 0.21 | ol | 48 | 0.00403 | LV
94-AL1/15-ST1A 0.4 | 13.2 | 0.306 | 0.29 | 0.35 | ol | 94 | 0.00403 | LV
34-AL1/6-ST1A 10.0 | 9.7 | 0.8342 | 0.36 | 0.17 | ol | 34 | 0.00403 | MV
48-AL1/8-ST1A 10.0 | 10.1 | 0.5939 | 0.35 | 0.21 | ol | 48 | 0.00403 | MV
70-AL1/11-ST1A 10.0 | 10.4 | 0.4132 | 0.339 | 0.29 | ol | 70 | 0.00403 | MV
94-AL1/15-ST1A 10.0 | 10.75 | 0.306 | 0.33 | 0.35 | ol | 94 | 0.00403 | MV
122-AL1/20-ST1A 10.0 | 11.1 | 0.2376 | 0.323 | 0.41 | ol | 122 | 0.00403 | MV
149-AL1/24-ST1A 10.0 | 11.25 | 0.194 | 0.315 | 0.47 | ol | 149 | 0.00403 | MV
34-AL1/6-ST1A 20.0 | 9.15 | 0.8342 | 0.382 | 0.17 | ol | 34 | 0.00403 | MV
48-AL1/8-ST1A 20.0 | 9.5 | 0.5939 | 0.372 | 0.21 | ol | 48 | 0.00403 | MV
70-AL1/11-ST1A 20.0 | 9.7 | 0.4132 | 0.36 | 0.29 | ol | 70 | 0.00403 | MV
94-AL1/15-ST1A 20.0 | 10 | 0.306 | 0.35 | 0.35 | ol | 94 | 0.00403 | MV
122-AL1/20-ST1A 20.0 | 10.3 | 0.2376 | 0.344 | 0.41 | ol | 122 | 0.00403 | MV
149-AL1/24-ST1A 20.0 | 10.5 | 0.194 | 0.337 | 0.47 | ol | 149 | 0.00403 | MV
184-AL1/30-ST1A 20.0 | 10.75 | 0.1571 | 0.33 | 0.535 | ol | 184 | 0.00403 | MV
243-AL1/39-ST1A 20.0 | 11 | 0.1188 | 0.32 | 0.645 | ol | 243 | 0.00403 | MV
48-AL1/8-ST1A 110.0 | 8 | 0.5939 | 0.46 | 0.21 | ol | 48 | 0.00403 | HV
70-AL1/11-ST1A 110.0 | 8.4 | 0.4132 | 0.45 | 0.29 | ol | 70 | 0.00403 | HV
94-AL1/15-ST1A 110.0 | 8.65 | 0.306 | 0.44 | 0.35 | ol | 94 | 0.00403 | HV
122-AL1/20-ST1A 110.0 | 8.5 | 0.2376 | 0.43 | 0.41 | ol | 122 | 0.00403 | HV
149-AL1/24-ST1A 110.0 | 8.75 | 0.194 | 0.41 | 0.47 | ol | 149 | 0.00403 | HV
184-AL1/30-ST1A 110.0 | 8.8 | 0.1571 | 0.4 | 0.535 | ol | 184 | 0.00403 | HV
243-AL1/39-ST1A 110.0 | 9 | 0.1188 | 0.39 | 0.645 | ol | 243 | 0.00403 | HV
305-AL1/39-ST1A 110.0 | 9.2 | 0.0949 | 0.38 | 0.74 | ol | 305 | 0.00403 | HV
490-AL1/64-ST1A 110.0 | 9.75 | 0.059 | 0.37 | 0.96 | ol | 490 | 0.00403 | HV
679-AL1/86-ST1A 110.0 | 9.95 | 0.042 | 0.36 | 1.15 | ol | 679 | 0.00403 | HV
490-AL1/64-ST1A 220.0 | 10 | 0.059 | 0.285 | 0.96 | ol | 490 | 0.00403 | HV
679-AL1/86-ST1A 220.0 | 11.7 | 0.042 | 0.275 | 1.15 | ol | 679 | 0.00403 | HV
490-AL1/64-ST1A 380.0 | 11 | 0.059 | 0.253 | 0.96 | ol | 490 | 0.00403 | HV
679-AL1/86-ST1A 380.0 | 14.6 | 0.042 | 0.25 | 1.15 | ol | 679 | 0.00403 | HV

## trafo_std_types
| i0_percent | pfe_kw | vkr_percent | sn_mva | vn_lv_kv | vn_hv_kv | vk_percent | shift_degree | vector_group | tap_side | tap_neutral | tap_min | tap_max | tap_step_degree | tap_step_percent | tap_phase_shifter
160 MVA 380/110 kV | 0.06 | 60 | 0.25 | 160 | 110 | 380 | 12.2 | 0 | Yy0 | hv | 0 | -9 | 9 | 0 | 1.5 | FALSE
100 MVA 220/110 kV | 0.06 | 55 | 0.26 | 100 | 110 | 220 | 12 | 0 | Yy0 | hv | 0 | -9 | 9 | 0 | 1.5 | FALSE
63 MVA 110/20 kV | 0.04 | 22 | 0.32 | 63 | 20 | 110 | 18 | 150 | YNd5 | hv | 0 | -9 | 9 | 0 | 1.5 | FALSE
40 MVA 110/20 kV | 0.05 | 18 | 0.34 | 40 | 20 | 110 | 16.2 | 150 | YNd5 | hv | 0 | -9 | 9 | 0 | 1.5 | FALSE
25 MVA 110/20 kV | 0.07 | 14 | 0.41 | 25 | 20 | 110 | 12 | 150 | YNd5 | hv | 0 | -9 | 9 | 0 | 1.5 | FALSE
63 MVA 110/10 kV | 0.04 | 22 | 0.32 | 63 | 10 | 110 | 18 | 150 | YNd5 | hv | 0 | -9 | 9 | 0 | 1.5 | FALSE
40 MVA 110/10 kV | 0.05 | 18 | 0.34 | 40 | 10 | 110 | 16.2 | 150 | YNd5 | hv | 0 | -9 | 9 | 0 | 1.5 | FALSE
25 MVA 110/10 kV | 0.07 | 14 | 0.41 | 25 | 10 | 110 | 12 | 150 | YNd5 | hv | 0 | -9 | 9 | 0 | 1.5 | FALSE
0.25 MVA 20/0.4 kV | 0.32 | 0.8 | 1.44 | 0.25 | 0.4 | 20 | 6 | 150 | Yzn5 | hv | 0 | -2 | 2 | 0 | 2.5 | FALSE
0.4 MVA 20/0.4 kV | 0.3375 | 1.35 | 1.425 | 0.4 | 0.4 | 20 | 6 | 150 | Dyn5 | hv | 0 | -2 | 2 | 0 | 2.5 | FALSE
0.63 MVA 20/0.4 kV | 0.2619 | 1.65 | 1.206 | 0.63 | 0.4 | 20 | 6 | 150 | Dyn5 | hv | 0 | -2 | 2 | 0 | 2.5 | FALSE
0.25 MVA 10/0.4 kV | 0.24 | 0.6 | 1.2 | 0.25 | 0.4 | 10 | 4 | 150 | Dyn5 | hv | 0 | -2 | 2 | 0 | 2.5 | FALSE
0.4 MVA 10/0.4 kV | 0.2375 | 0.95 | 1.325 | 0.4 | 0.4 | 10 | 4 | 150 | Dyn5 | hv | 0 | -2 | 2 | 0 | 2.5 | FALSE
0.63 MVA 10/0.4 kV | 0.1873 | 1.18 | 1.0794 | 0.63 | 0.4 | 10 | 4 | 150 | Dyn5 | hv | 0 | -2 | 2 | 0 | 2.5 | FALSE

## trafo3w_std_types
| sn_hv_mva | sn_mv_mva | sn_lv_mva | vn_hv_kv | vn_mv_kv | vn_lv_kv | vk_hv_percent | vk_mv_percent | vk_lv_percent | vkr_hv_percent | vkr_mv_percent | vkr_lv_percent | pfe_kw | i0_percent | shift_mv_degree | shift_lv_degree | vector_group | tap_side | tap_neutral | tap_min | tap_max | tap_step_percent
63/25/38 MVA 110/20/10 kV | 63 | 25 | 38 | 110 | 20 | 10 | 10.4 | 10.4 | 10.4 | 0.28 | 0.32 | 0.35 | 35 | 0.89 | 0 | 0 | YN0yn0yn0 | hv | 0 | -10 | 10 | 1.2
63/25/38 MVA 110/10/10 kV | 63 | 25 | 38 | 110 | 10 | 10 | 10.4 | 10.4 | 10.4 | 0.28 | 0.32 | 0.35 | 35 | 0.89 | 0 | 0 | YN0yn0yn0 | hv | 0 | -10 | 10 | 1.2

## fuse_std_types
| fuse_type | i_rated_a | t_avg | t_min | t_total | x_avg | x_min | x_total
HV 100A | HV 100A | 100 | 0 | [10.0, 3.64, 0.854, 0.281, 0.1, 0.0531, 0.022, 0.01] | [10.0, 4.267, 1.21, 0.403, 0.1, 0.058, 0.022, 0.01] | 0 | [300.0, 350.0, 450.0, 550.0, 700.0, 850.0, 1200.0, 1752.0] | [600.0, 700.0, 900.0, 1150.0, 1665.0, 2000.0, 3000.0, 4313.0]
HV 10A | HV 10A | 10 | 0 | [10.0, 1675.0, 0.344, 0.156, 0.1, 0.0417, 0.0171, 0.01] | [10.0, 1.3, 0.3, 0.155, 0.1, 0.0555, 0.023, 0.01] | 0 | [30.0, 32.0, 35.0, 37.0, 39.0, 50.0, 70.0, 88.0] | [60.0, 70.0, 80.0, 87.0, 94.0, 110.0, 150.0, 216.0]
HV 125A | HV 125A | 125 | 0 | [10.0, 1.82, 0.344, 0.1, 0.0467, 0.0269, 0.01] | [10.0, 2.478, 0.426, 0.1, 0.0427, 0.0211, 0.01] | 0 | [375.0, 500.0, 700.0, 925.0, 1200.0, 1500.0, 2341.0] | [750.0, 1000.0, 1500.0, 2200.0, 3000.0, 4000.0, 5765.0]
HV 160A | HV 160A | 160 | 0 | [10.0, 4.15, 1.03, 0.198, 0.1, 0.051, 0.0172, 0.01] | [10.0, 2.3, 0.734, 0.274, 0.1, 0.046, 0.0177, 0.01] | 0 | [480.0, 550.0, 700.0, 1000.0, 1260.0, 1600.0, 2500.0, 3227.0] | [960.0, 1300.0, 1700.0, 2200.0, 2996.0, 4000.0, 6000.0, 7946.0]
HV 16A | HV 16A | 16 | 0 | [10.0, 0.352, 0.164, 0.1, 0.0649, 0.0342, 0.01] | [10.0, 2.34, 0.722, 0.181, 0.1, 0.055, 0.0296, 0.01] | 0 | [48.0, 60.0, 65.0, 71.0, 80.0, 100.0, 162.0] | [96.0, 110.0, 125.0, 150.0, 168.0, 200.0, 250.0, 398.0]
HV 200A | HV 200A | 200 | 0 | [10.0, 4.267, 1.21, 0.403, 0.1, 0.058, 0.022, 0.01] | [10.0, 3.73, 1.654, 0.328, 0.1, 0.0531, 0.019, 0.01] | 0 | [600.0, 700.0, 900.0, 1150.0, 1665.0, 2000.0, 3000.0, 4313.0] | [1200.0, 1500.0, 1800.0, 2700.0, 3960.0, 5000.0, 7500.0, 10620.0]
HV 20A | HV 20A | 20 | 0 | [10.0, 1.3, 0.3, 0.155, 0.1, 0.0555, 0.023, 0.01] | [10.0, 1.3, 0.161, 0.1, 0.0611, 0.0399, 0.0141, 0.01] | 0 | [60.0, 70.0, 80.0, 87.0, 94.0, 110.0, 150.0, 216.0] | [120.0, 150.0, 200.0, 223.0, 260.0, 300.0, 450.0, 532.0]
HV 25A | HV 25A | 25 | 0 | [10.0, 2.512, 0.833, 0.299, 0.1, 0.0372, 0.0223, 0.01] | [10.0, 3.125, 0.597, 0.198, 0.1, 0.0378, 0.022, 0.01] | 0 | [75.0, 82.0, 90.0, 100.0, 124.0, 170.0, 200.0, 289.0] | [150.0, 170.0, 210.0, 250.0, 294.0, 400.0, 500.0, 711.0]
HV 31.5A | HV 31.5A | 31.5 | 0 | [10.0, 2.34, 0.722, 0.181, 0.1, 0.055, 0.0296, 0.01] | [10.0, 2.84, 0.368, 0.164, 0.1, 0.0621, 0.0378, 0.0195, 0.01] | 0 | [95.0, 110.0, 125.0, 150.0, 165.0, 200.0, 250.0, 390.0] | [189.0, 220.0, 300.0, 350.0, 393.0, 450.0, 530.0, 700.0, 960.0]
HV 40A | HV 40A | 40 | 0 | [10.0, 1.3, 0.161, 0.1, 0.0611, 0.0399, 0.0141, 0.01] | [10.0, 2.05, 0.369, 0.198, 0.1, 0.051, 0.0298, 0.01] | 0 | [120.0, 150.0, 200.0, 223.0, 260.0, 300.0, 450.0, 532.0] | [240.0, 300.0, 400.0, 450.0, 530.0, 650.0, 800.0, 1311.0]
HV 50A | HV 50A | 50 | 0 | [10.0, 3.215, 0.597, 0.198, 0.1, 0.0378, 0.022, 0.01] | [10.0, 3.64, 0.854, 0.281, 0.1, 0.0531, 0.022, 0.01] | 0 | [150.0, 170.0, 210.0, 250.0, 294.0, 400.0, 500.0, 711.0] | [300.0, 350.0, 450.0, 550.0, 700.0, 850.0, 1200.0, 1752.0]
HV 6.3A | HV 6.3A | 6.3 | 0 | [10.0, 1.39, 0.344, 0.168, 0.1, 0.056, 0.0263, 0.01] | [10.0, 1.711, 0.516, 0.198, 0.1, 0.0634, 0.0303, 0.01] | 0 | [19.0, 19.5, 20.4, 20.8, 22.0, 25.0, 32.0, 48.0] | [38.0, 40.0, 43.0, 48.0, 53.0, 60.0, 75.0, 118.0]
HV 63A | HV 63A | 63 | 0 | [10.0, 2.84, 0.368, 0.164, 0.1, 0.0621, 0.0378, 0.0195, 0.01] | [10.0, 1.82, 0.344, 0.1, 0.0467, 0.0269, 0.01] | 0 | [189.0, 220.0, 300.0, 350.0, 393.0, 450.0, 530.0, 700.0, 961.0] | [378.0, 500.0, 700.0, 934.0, 1200.0, 1500.0, 2366.0]
HV 80A | HV 80A | 80 | 0 | [10.0, 2.05, 0.369, 0.198, 0.1, 0.051, 0.0298, 0.01] | [10.0, 4.15, 1.03, 0.198, 0.1, 0.051, 0.0172, 0.01] | 0 | [240.0, 300.0, 400.0, 450.0, 530.0, 650.0, 800.0, 1311.0] | [480.0, 550.0, 700.0, 1000.0, 1260.0, 1600.0, 2500.0, 3227.0]
Siemens NH-1-100 | Siemens NH-1-100 | 100 | [5400.0, 2000.0, 400.0, 20.0, 1.0, 0.2, 0.012, 0.004] | 0 | 0 | [150.0, 190.0, 250.0, 430.0, 900.0, 1250.0, 2700.0, 3600.0] | 0 | 0
Siemens NH-1-125 | Siemens NH-1-125 | 125 | [4800.0, 120.0, 7.0, 0.1, 0.004] | 0 | 0 | [180.0, 400.0, 740.0, 2000.0, 4250.0] | 0 | 0
Siemens NH-1-16 | Siemens NH-1-16 | 16 | [4000.0, 400.0, 2.0, 0.1, 0.04, 0.01] | 0 | 0 | [26.0, 35.0, 75.0, 150.0, 200.0, 300.0] | 0 | 0
Siemens NH-1-160 | Siemens NH-1-160 | 160 | [4800.0, 120.0, 7.0, 0.1, 0.004] | 0 | 0 | [210.0, 500.0, 900.0, 2300.0, 5000.0] | 0 | 0
Siemens NH-1-25 | Siemens NH-1-25 | 25 | [4000.0, 1000.0, 10.0, 0.2, 0.02, 0.01] | 0 | 0 | [40.0, 50.0, 100.0, 210.0, 400.0, 500.0] | 0 | 0
Siemens NH-1-50 | Siemens NH-1-50 | 50 | [4000.0, 40.0, 4.0, 1.0, 0.02, 0.01] | 0 | 0 | [86.0, 200.0, 300.0, 400.0, 1000.0, 1280.0] | 0 | 0
Siemens NH-1-63 | Siemens NH-1-63 | 63 | [4000.0, 100.0, 10.0, 2.0, 0.04, 0.01] | 0 | 0 | [100.0, 200.0, 300.0, 400.0, 1000.0, 1500.0] | 0 | 0
Siemens NH-1-80 | Siemens NH-1-80 | 80 | [4800.0, 120.0, 7.0, 0.1, 0.01] | 0 | 0 | [150.58, 250.0, 450.0, 1150.0, 2470.0] | 0 | 0
Siemens NH-2-1000 | Siemens NH-2-1000 | 1000 | [4800.0, 120.0, 7.0, 0.1, 0.004] | 0 | 0 | [1900.0, 3500.0, 8400.0, 24000.0, 52000.0] | 0 | 0
Siemens NH-2-200 | Siemens NH-2-200 | 200 | [4800.0, 120.0, 7.0, 0.1, 0.004] | 0 | 0 | [280.0, 650.0, 1200.0, 3000.0, 7000.0] | 0 | 0
Siemens NH-2-224 | Siemens NH-2-224 | 224 | [4800.0, 120.0, 7.0, 0.2, 0.04, 0.004] | 0 | 0 | [400.0, 750.0, 1453.0, 3025.0, 4315.0, 7600.0] | 0 | 0
Siemens NH-2-250 | Siemens NH-2-250 | 250 | [4800.0, 120.0, 7.0, 0.1, 0.004] | 0 | 0 | [450.0, 800.0, 1650.0, 4000.0, 8500.0] | 0 | 0
Siemens NH-2-315 | Siemens NH-2-315 | 315 | [4800.0, 120.0, 7.0, 0.1, 0.004] | 0 | 0 | [550.0, 920.0, 1900.0, 5000.0, 11000.0] | 0 | 0
Siemens NH-2-355 | Siemens NH-2-355 | 355 | [4800.0, 120.0, 6.0, 0.1, 0.004] | 0 | 0 | [650.0, 1116.27, 2350.0, 5840.0, 12790.0] | 0 | 0
Siemens NH-2-400 | Siemens NH-2-400 | 400 | [4800.0, 120.0, 7.0, 0.1, 0.004] | 0 | 0 | [720.0, 1350.0, 2800.0, 6500.0, 15000.0] | 0 | 0
Siemens NH-2-425 | Siemens NH-2-425 | 425 | [4800.0, 120.0, 7.0, 0.1, 0.004] | 0 | 0 | [850.0, 1500.0, 3050.0, 7500.0, 16500.0] | 0 | 0
Siemens NH-2-630 | Siemens NH-2-630 | 630 | [4800.0, 120.0, 7.0, 0.1, 0.004] | 0 | 0 | [1200.0, 2000.0, 4800.0, 12000.0, 26000.0] | 0 | 0

## dtypes
| element | column | dtype
0 | bus | name | object
1 | bus | vn_kv | float64
2 | bus | type | object
3 | bus | zone | object
4 | bus | in_service | bool
5 | load | name | object
6 | load | bus | uint32
7 | load | p_mw | float64
8 | load | q_mvar | float64
9 | load | const_z_percent | float64
10 | load | const_i_percent | float64
11 | load | sn_mva | float64
12 | load | scaling | float64
13 | load | in_service | bool
14 | load | type | object
15 | ext_grid | name | object
16 | ext_grid | bus | uint32
17 | ext_grid | vm_pu | float64
18 | ext_grid | va_degree | float64
19 | ext_grid | slack_weight | float64
20 | ext_grid | in_service | bool
21 | line | name | object
22 | line | std_type | object
23 | line | from_bus | uint32
24 | line | to_bus | uint32
25 | line | length_km | float64
26 | line | r_ohm_per_km | float64
27 | line | x_ohm_per_km | float64
28 | line | c_nf_per_km | float64
29 | line | g_us_per_km | float64
30 | line | max_i_ka | float64
31 | line | df | float64
32 | line | parallel | uint32
33 | line | type | object
34 | line | in_service | bool
35 | trafo | name | object
36 | trafo | std_type | object
37 | trafo | hv_bus | uint32
38 | trafo | lv_bus | uint32
39 | trafo | sn_mva | float64
40 | trafo | vn_hv_kv | float64
41 | trafo | vn_lv_kv | float64
42 | trafo | vk_percent | float64
43 | trafo | vkr_percent | float64
44 | trafo | pfe_kw | float64
45 | trafo | i0_percent | float64
46 | trafo | shift_degree | float64
47 | trafo | tap_side | object
48 | trafo | tap_neutral | int32
49 | trafo | tap_min | int32
50 | trafo | tap_max | int32
51 | trafo | tap_step_percent | float64
52 | trafo | tap_step_degree | float64
53 | trafo | tap_pos | int32
54 | trafo | tap_phase_shifter | bool
55 | trafo | parallel | uint32
56 | trafo | df | float64
57 | trafo | in_service | bool
58 | line_geodata | coords | object
59 | bus_geodata | x | float64
60 | bus_geodata | y | float64
61 | bus_geodata | coords | object

## parameters
| version | format_version | converged | OPF_converged | name | f_hz | sn_mva
0 | 2.14.6 | 2.14.0 | FALSE | FALSE |  | 50 | 1