## bus
| name | vn_kv | type | zone | in_service
0 | bus_LV_56-1_0_8_node_0 | 0.4 | n |  | TRUE
1 | bus_LV_56-1_0_8_node_1 | 0.4 | n |  | TRUE
2 | bus_LV_56-1_0_8_node_2 | 0.4 | n |  | TRUE
3 | bus_LV_56-1_0_8_node_4 | 0.4 | n |  | TRUE
4 | bus_LV_56-1_0_8_node_5 | 0.4 | n |  | TRUE
5 | bus_LV_56-1_0_8_node_3 | 0.4 | n |  | TRUE
6 | bus_LV_56-1_0_8_node_6 | 0.4 | n |  | TRUE
7 | bus_LV_56-1_0_8_node_7 | 0.4 | n |  | TRUE
8 | bus_LV_56-1_0_8_node_32 | 0.4 | n |  | TRUE
9 | bus_LV_56-1_0_8_node_145 | 0.4 | n |  | TRUE
10 | bus_LV_56-1_0_8_node_143 | 0.4 | n |  | TRUE
11 | bus_LV_56-1_0_8_node_194 | 0.4 | n |  | TRUE
12 | bus_LV_56-1_0_8_node_33 | 0.4 | n |  | TRUE
13 | bus_LV_56-1_0_8_node_148 | 0.4 | n |  | TRUE
14 | bus_LV_56-1_0_8_node_144 | 0.4 | n |  | TRUE
15 | bus_LV_56-1_0_8_node_154 | 0.4 | n |  | TRUE
16 | bus_LV_56-1_0_8_node_8 | 0.4 | n |  | TRUE
17 | bus_LV_56-1_0_8_node_9 | 0.4 | n |  | TRUE
18 | bus_LV_56-1_0_8_node_10 | 0.4 | n |  | TRUE
19 | bus_LV_56-1_0_8_node_11 | 0.4 | n |  | TRUE
20 | bus_LV_56-1_0_8_node_12 | 0.4 | n |  | TRUE
21 | bus_LV_56-1_0_8_node_13 | 0.4 | n |  | TRUE
22 | bus_LV_56-1_0_8_node_14 | 0.4 | n |  | TRUE
23 | bus_LV_56-1_0_8_node_15 | 0.4 | n |  | TRUE
24 | bus_LV_56-1_0_8_node_16 | 0.4 | n |  | TRUE
25 | bus_LV_56-1_0_8_node_17 | 0.4 | n |  | TRUE
26 | bus_LV_56-1_0_8_node_22 | 0.4 | n |  | TRUE
27 | bus_LV_56-1_0_8_node_18 | 0.4 | n |  | TRUE
28 | bus_LV_56-1_0_8_node_35 | 0.4 | n |  | TRUE
29 | bus_LV_56-1_0_8_node_19 | 0.4 | n |  | TRUE
30 | bus_LV_56-1_0_8_node_20 | 0.4 | n |  | TRUE
31 | bus_LV_56-1_0_8_node_36 | 0.4 | n |  | TRUE
32 | bus_LV_56-1_0_8_node_37 | 0.4 | n |  | TRUE
33 | bus_LV_56-1_0_8_node_24 | 0.4 | n |  | TRUE
34 | bus_LV_56-1_0_8_node_192 | 0.4 | n |  | TRUE
35 | bus_LV_56-1_0_8_node_29 | 0.4 | n |  | TRUE
36 | bus_LV_56-1_0_8_node_25 | 0.4 | n |  | TRUE
37 | bus_LV_56-1_0_8_node_26 | 0.4 | n |  | TRUE
38 | bus_LV_56-1_0_8_node_27 | 0.4 | n |  | TRUE
39 | bus_LV_56-1_0_8_node_28 | 0.4 | n |  | TRUE
40 | bus_LV_56-1_0_8_node_30 | 0.4 | n |  | TRUE
41 | bus_LV_56-1_0_8_node_31 | 0.4 | n |  | TRUE
42 | bus_LV_56-1_0_8_node_100 | 0.4 | n |  | TRUE
43 | bus_LV_56-1_0_8_node_116 | 0.4 | n |  | TRUE
44 | bus_LV_56-1_0_8_node_119 | 0.4 | n |  | TRUE
45 | bus_LV_56-1_0_8_node_118 | 0.4 | n |  | TRUE
46 | bus_LV_56-1_0_8_node_155 | 0.4 | n |  | TRUE
47 | bus_LV_56-1_0_8_node_34 | 0.4 | n |  | TRUE
48 | bus_LV_56-1_0_8_node_156 | 0.4 | n |  | TRUE
49 | bus_LV_56-1_0_8_node_114 | 0.4 | n |  | TRUE
50 | bus_LV_56-1_0_8_node_120 | 0.4 | n |  | TRUE
51 | bus_LV_56-1_0_8_node_157 | 0.4 | n |  | TRUE
52 | bus_LV_56-1_0_8_node_38 | 0.4 | n |  | TRUE
53 | bus_LV_56-1_0_8_node_39 | 0.4 | n |  | TRUE
54 | bus_LV_56-1_0_8_node_40 | 0.4 | n |  | TRUE
55 | bus_LV_56-1_0_8_node_41 | 0.4 | n |  | TRUE
56 | bus_LV_56-1_0_8_node_56 | 0.4 | n |  | TRUE
57 | bus_LV_56-1_0_8_node_54 | 0.4 | n |  | TRUE
58 | bus_LV_56-1_0_8_node_57 | 0.4 | n |  | TRUE
59 | bus_LV_56-1_0_8_node_59 | 0.4 | n |  | TRUE
60 | bus_LV_56-1_0_8_node_52 | 0.4 | n |  | TRUE
61 | bus_LV_56-1_0_8_node_42 | 0.4 | n |  | TRUE
62 | bus_LV_56-1_0_8_node_43 | 0.4 | n |  | TRUE
63 | bus_LV_56-1_0_8_node_44 | 0.4 | n |  | TRUE
64 | bus_LV_56-1_0_8_node_45 | 0.4 | n |  | TRUE
65 | bus_LV_56-1_0_8_node_46 | 0.4 | n |  | TRUE
66 | bus_LV_56-1_0_8_node_181 | 0.4 | n |  | TRUE
67 | bus_LV_56-1_0_8_node_48 | 0.4 | n |  | TRUE
68 | bus_LV_56-1_0_8_node_196 | 0.4 | n |  | TRUE
69 | bus_LV_56-1_0_8_node_195 | 0.4 | n |  | TRUE
70 | bus_LV_56-1_0_8_node_178 | 0.4 | n |  | TRUE
71 | bus_LV_56-1_0_8_node_130 | 0.4 | n |  | TRUE
72 | bus_LV_56-1_0_8_node_131 | 0.4 | n |  | TRUE
73 | bus_LV_56-1_0_8_node_189 | 0.4 | n |  | TRUE
74 | bus_LV_56-1_0_8_node_170 | 0.4 | n |  | TRUE
75 | bus_LV_56-1_0_8_node_127 | 0.4 | n |  | TRUE
76 | bus_LV_56-1_0_8_node_188 | 0.4 | n |  | TRUE
77 | bus_LV_56-1_0_8_node_179 | 0.4 | n |  | TRUE
78 | bus_LV_56-1_0_8_node_58 | 0.4 | n |  | TRUE
79 | bus_LV_56-1_0_8_node_49 | 0.4 | n |  | TRUE
80 | bus_LV_56-1_0_8_node_50 | 0.4 | n |  | TRUE
81 | bus_LV_56-1_0_8_node_51 | 0.4 | n |  | TRUE
82 | bus_LV_56-1_0_8_node_53 | 0.4 | n |  | TRUE
83 | bus_LV_56-1_0_8_node_55 | 0.4 | n |  | TRUE
84 | bus_LV_56-1_0_8_node_94 | 0.4 | n |  | TRUE
85 | bus_LV_56-1_0_8_node_72 | 0.4 | n |  | TRUE
86 | bus_LV_56-1_0_8_node_92 | 0.4 | n |  | TRUE
87 | bus_LV_56-1_0_8_node_75 | 0.4 | n |  | TRUE
88 | bus_LV_56-1_0_8_node_60 | 0.4 | n |  | TRUE
89 | bus_LV_56-1_0_8_node_61 | 0.4 | n |  | TRUE
90 | bus_LV_56-1_0_8_node_62 | 0.4 | n |  | TRUE
91 | bus_LV_56-1_0_8_node_63 | 0.4 | n |  | TRUE
92 | bus_LV_56-1_0_8_node_64 | 0.4 | n |  | TRUE
93 | bus_LV_56-1_0_8_node_65 | 0.4 | n |  | TRUE
94 | bus_LV_56-1_0_8_node_66 | 0.4 | n |  | TRUE
95 | bus_LV_56-1_0_8_node_67 | 0.4 | n |  | TRUE
96 | bus_LV_56-1_0_8_node_68 | 0.4 | n |  | TRUE
97 | bus_LV_56-1_0_8_node_69 | 0.4 | n |  | TRUE
98 | bus_LV_56-1_0_8_node_121 | 0.4 | n |  | TRUE
99 | bus_LV_56-1_0_8_node_70 | 0.4 | n |  | TRUE
100 | bus_LV_56-1_0_8_node_71 | 0.4 | n |  | TRUE
101 | bus_LV_56-1_0_8_node_123 | 0.4 | n |  | TRUE
102 | bus_LV_56-1_0_8_node_80 | 0.4 | n |  | TRUE
103 | bus_LV_56-1_0_8_node_79 | 0.4 | n |  | TRUE
104 | bus_LV_56-1_0_8_node_85 | 0.4 | n |  | TRUE
105 | bus_LV_56-1_0_8_node_77 | 0.4 | n |  | TRUE
106 | bus_LV_56-1_0_8_node_90 | 0.4 | n |  | TRUE
107 | bus_LV_56-1_0_8_node_82 | 0.4 | n |  | TRUE
108 | bus_LV_56-1_0_8_node_73 | 0.4 | n |  | TRUE
109 | bus_LV_56-1_0_8_node_74 | 0.4 | n |  | TRUE
110 | bus_LV_56-1_0_8_node_76 | 0.4 | n |  | TRUE
111 | bus_LV_56-1_0_8_node_78 | 0.4 | n |  | TRUE
112 | bus_LV_56-1_0_8_node_122 | 0.4 | n |  | TRUE
113 | bus_LV_56-1_0_8_node_81 | 0.4 | n |  | TRUE
114 | bus_LV_56-1_0_8_node_83 | 0.4 | n |  | TRUE
115 | bus_LV_56-1_0_8_node_86 | 0.4 | n |  | TRUE
116 | bus_LV_56-1_0_8_node_87 | 0.4 | n |  | TRUE
117 | bus_LV_56-1_0_8_node_84 | 0.4 | n |  | TRUE
118 | bus_LV_56-1_0_8_node_88 | 0.4 | n |  | TRUE
119 | bus_LV_56-1_0_8_node_89 | 0.4 | n |  | TRUE
120 | bus_LV_56-1_0_8_node_91 | 0.4 | n |  | TRUE
121 | bus_LV_56-1_0_8_node_104 | 0.4 | n |  | TRUE
122 | bus_LV_56-1_0_8_node_97 | 0.4 | n |  | TRUE
123 | bus_LV_56-1_0_8_node_126 | 0.4 | n |  | TRUE
124 | bus_LV_56-1_0_8_node_124 | 0.4 | n |  | TRUE
125 | bus_LV_56-1_0_8_node_117 | 0.4 | n |  | TRUE
126 | bus_LV_56-1_0_8_node_95 | 0.4 | n |  | TRUE
127 | bus_LV_56-1_0_8_node_99 | 0.4 | n |  | TRUE
128 | bus_LV_56-1_0_8_node_96 | 0.4 | n |  | TRUE
129 | bus_LV_56-1_0_8_node_134 | 0.4 | n |  | TRUE
130 | bus_LV_56-1_0_8_node_135 | 0.4 | n |  | TRUE
131 | bus_LV_56-1_0_8_node_115 | 0.4 | n |  | TRUE
132 | bus_LV_56-1_0_8_node_93 | 0.4 | n |  | TRUE
133 | bus_LV_56-1_0_8_node_98 | 0.4 | n |  | TRUE
134 | bus_LV_56-1_0_8_node_101 | 0.4 | n |  | TRUE
135 | bus_LV_56-1_0_8_node_102 | 0.4 | n |  | TRUE
136 | bus_LV_56-1_0_8_node_103 | 0.4 | n |  | TRUE
137 | bus_LV_56-1_0_8_node_105 | 0.4 | n |  | TRUE
138 | bus_LV_56-1_0_8_node_108 | 0.4 | n |  | TRUE
139 | bus_LV_56-1_0_8_node_110 | 0.4 | n |  | TRUE
140 | bus_LV_56-1_0_8_node_106 | 0.4 | n |  | TRUE
141 | bus_LV_56-1_0_8_node_109 | 0.4 | n |  | TRUE
142 | bus_LV_56-1_0_8_node_107 | 0.4 | n |  | TRUE
143 | bus_LV_56-1_0_8_node_111 | 0.4 | n |  | TRUE
144 | bus_LV_56-1_0_8_node_112 | 0.4 | n |  | TRUE
145 | bus_LV_56-1_0_8_node_113 | 0.4 | n |  | TRUE
146 | bus_LV_56-1_0_8_node_137 | 0.4 | n |  | TRUE
147 | bus_LV_56-1_0_8_node_138 | 0.4 | n |  | TRUE
148 | bus_LV_56-1_0_8_node_185 | 0.4 | n |  | TRUE
149 | bus_LV_56-1_0_8_node_182 | 0.4 | n |  | TRUE
150 | bus_LV_56-1_0_8_node_183 | 0.4 | n |  | TRUE
151 | bus_LV_56-1_0_8_node_132 | 0.4 | n |  | TRUE
152 | bus_LV_56-1_0_8_node_133 | 0.4 | n |  | TRUE
153 | bus_LV_56-1_0_8_node_164 | 0.4 | n |  | TRUE
154 | bus_LV_56-1_0_8_node_193 | 0.4 | n |  | TRUE
155 | bus_LV_56-1_0_8_node_140 | 0.4 | n |  | TRUE
156 | bus_LV_56-1_0_8_node_136 | 0.4 | n |  | TRUE
157 | bus_LV_56-1_0_8_node_186 | 0.4 | n |  | TRUE
158 | bus_LV_56-1_0_8_node_168 | 0.4 | n |  | TRUE
159 | bus_LV_56-1_0_8_node_167 | 0.4 | n |  | TRUE
160 | bus_LV_56-1_0_8_node_165 | 0.4 | n |  | TRUE
161 | bus_LV_56-1_0_8_node_163 | 0.4 | n |  | TRUE
162 | bus_LV_56-1_0_8_node_187 | 0.4 | n |  | TRUE
163 | bus_LV_56-1_0_8_node_190 | 0.4 | n |  | TRUE
164 | bus_LV_56-1_0_8_node_171 | 0.4 | n |  | TRUE
165 | bus_LV_56-1_0_8_node_146 | 0.4 | n |  | TRUE
166 | bus_LV_56-1_0_8_node_166 | 0.4 | n |  | TRUE
167 | bus_LV_56-1_0_8_node_162 | 0.4 | n |  | TRUE
168 | bus_LV_56-1_0_8_node_139 | 0.4 | n |  | TRUE
169 | bus_LV_56-1_0_8_node_169 | 0.4 | n |  | TRUE
170 | bus_LV_56-1_0_8_node_141 | 0.4 | n |  | TRUE
171 | bus_LV_56-1_0_8_node_142 | 0.4 | n |  | TRUE
172 | bus_LV_56-1_0_8_node_153 | 0.4 | n |  | TRUE
173 | bus_LV_56-1_0_8_node_151 | 0.4 | n |  | TRUE
174 | bus_LV_56-1_0_8_node_191 | 0.4 | n |  | TRUE
175 | bus_LV_56-1_0_8_node_149 | 0.4 | n |  | TRUE
176 | bus_LV_56-1_0_8_node_147 | 0.4 | n |  | TRUE
177 | bus_LV_56-1_0_8_node_159 | 0.4 | n |  | TRUE
178 | bus_LV_56-1_0_8_node_160 | 0.4 | n |  | TRUE
179 | bus_LV_56-1_0_8_node_150 | 0.4 | n |  | TRUE
180 | bus_LV_56-1_0_8_node_158 | 0.4 | n |  | TRUE
181 | bus_LV_56-1_0_8_node_152 | 0.4 | n |  | TRUE
182 | bus_LV_56-1_0_8_node_173 | 0.4 | n |  | TRUE
183 | bus_LV_56-1_0_8_node_174 | 0.4 | n |  | TRUE
184 | bus_LV_56-1_0_8_node_175 | 0.4 | n |  | TRUE
185 | bus_LV_56-1_0_8_node_176 | 0.4 | n |  | TRUE
186 | bus_LV_56-1_0_8_node_177 | 0.4 | n |  | TRUE
187 | bus_LV_56-1_0_8_node_180 | 0.4 | n |  | TRUE
188 | bus_LV_56-1_0_8_node_184 | 0.4 | n |  | TRUE
189 | bus_MV_372_0_node_58 | 20 | n |  | TRUE

## load
| name | bus | p_mw | q_mvar | const_z_percent | const_i_percent | sn_mva | scaling | in_service | type
0 | LV_56-1_0_8_load_0 | 0 | 0.0045002 | 0.0011279 | 0 | 0 |  | 1 | TRUE | wye
1 | LV_56-1_0_8_load_2 | 2 | 0.0043698 | 0.0010952 | 0 | 0 |  | 1 | TRUE | wye
2 | LV_56-1_0_8_load_4 | 3 | 0.00074363 | 0.00018637 | 0 | 0 |  | 1 | TRUE | wye
3 | LV_56-1_0_8_load_5 | 4 | 0.0054508 | 0.0013661 | 0 | 0 |  | 1 | TRUE | wye
4 | LV_56-1_0_8_load_7 | 7 | 0.00087281 | 0.00021875 | 0 | 0 |  | 1 | TRUE | wye
5 | LV_56-1_0_8_load_145 | 9 | 0.00048846 | 0.00012242 | 0 | 0 |  | 1 | TRUE | wye
6 | LV_56-1_0_8_load_143 | 10 | 0.00090328 | 0.00022638 | 0 | 0 |  | 1 | TRUE | wye
7 | LV_56-1_0_8_load_194 | 11 | 0.00084722 | 0.00021233 | 0 | 0 |  | 1 | TRUE | wye
8 | LV_56-1_0_8_load_148 | 13 | 0.00049907 | 0.00012508 | 0 | 0 |  | 1 | TRUE | wye
9 | LV_56-1_0_8_load_154 | 15 | 0.00085084 | 0.00021324 | 0 | 0 |  | 1 | TRUE | wye
10 | LV_56-1_0_8_load_8 | 16 | 0.00027574 | 6.9106e-05 | 0 | 0 |  | 1 | TRUE | wye
11 | LV_56-1_0_8_load_9 | 17 | 0.00030218 | 7.5733e-05 | 0 | 0 |  | 1 | TRUE | wye
12 | LV_56-1_0_8_load_10 | 18 | 0.00029091 | 7.2909e-05 | 0 | 0 |  | 1 | TRUE | wye
13 | LV_56-1_0_8_load_11 | 19 | 0.00034609 | 8.6737e-05 | 0 | 0 |  | 1 | TRUE | wye
14 | LV_56-1_0_8_load_12 | 20 | 0.00069242 | 0.00017354 | 0 | 0 |  | 1 | TRUE | wye
15 | LV_56-1_0_8_load_13 | 21 | 0.0015022 | 0.00037649 | 0 | 0 |  | 1 | TRUE | wye
16 | LV_56-1_0_8_load_14 | 22 | 0.00025343 | 6.3516e-05 | 0 | 0 |  | 1 | TRUE | wye
17 | LV_56-1_0_8_load_16 | 24 | 0.0024109 | 0.00060423 | 0 | 0 |  | 1 | TRUE | wye
18 | LV_56-1_0_8_load_17 | 25 | 0.0025831 | 0.0006474 | 0 | 0 |  | 1 | TRUE | wye
19 | LV_56-1_0_8_load_22 | 26 | 0.0032162 | 0.00080605 | 0 | 0 |  | 1 | TRUE | wye
20 | LV_56-1_0_8_load_18 | 27 | 0.0011756 | 0.00029464 | 0 | 0 |  | 1 | TRUE | wye
21 | LV_56-1_0_8_load_19 | 29 | 0.0039855 | 0.00099887 | 0 | 0 |  | 1 | TRUE | wye
22 | LV_56-1_0_8_load_20 | 30 | 0.0012875 | 0.00032268 | 0 | 0 |  | 1 | TRUE | wye
23 | LV_56-1_0_8_load_37 | 32 | 0.0021796 | 0.00054627 | 0 | 0 |  | 1 | TRUE | wye
24 | LV_56-1_0_8_load_24 | 33 | 0.00071951 | 0.00018033 | 0 | 0 |  | 1 | TRUE | wye
25 | LV_56-1_0_8_load_25 | 36 | 0.0024705 | 0.00061915 | 0 | 0 |  | 1 | TRUE | wye
26 | LV_56-1_0_8_load_30 | 40 | 0.0019458 | 0.00048766 | 0 | 0 |  | 1 | TRUE | wye
27 | LV_56-1_0_8_load_100 | 42 | 9.7335e-05 | 2.4394e-05 | 0 | 0 |  | 1 | TRUE | wye
28 | LV_56-1_0_8_load_116 | 43 | 0.0013679 | 0.00034283 | 0 | 0 |  | 1 | TRUE | wye
29 | LV_56-1_0_8_load_119 | 44 | 0.0011434 | 0.00028657 | 0 | 0 |  | 1 | TRUE | wye
30 | LV_56-1_0_8_load_118 | 45 | 0.0042858 | 0.0010741 | 0 | 0 |  | 1 | TRUE | wye
31 | LV_56-1_0_8_load_155 | 46 | 0.0046542 | 0.0011665 | 0 | 0 |  | 1 | TRUE | wye
32 | LV_56-1_0_8_load_156 | 48 | 0.0038666 | 0.00096906 | 0 | 0 |  | 1 | TRUE | wye
33 | LV_56-1_0_8_load_114 | 49 | 0.0021348 | 0.00053504 | 0 | 0 |  | 1 | TRUE | wye
34 | LV_56-1_0_8_load_120 | 50 | 0.0015763 | 0.00039507 | 0 | 0 |  | 1 | TRUE | wye
35 | LV_56-1_0_8_load_157 | 51 | 0.0017762 | 0.00044516 | 0 | 0 |  | 1 | TRUE | wye
36 | LV_56-1_0_8_load_38 | 52 | 0.0022679 | 0.00056838 | 0 | 0 |  | 1 | TRUE | wye
37 | LV_56-1_0_8_load_39 | 53 | 0.021269 | 0.0053305 | 0 | 0 |  | 1 | TRUE | wye
38 | LV_56-1_0_8_load_40 | 54 | 0.0073053 | 0.0018309 | 0 | 0 |  | 1 | TRUE | wye
39 | LV_56-1_0_8_load_41 | 55 | 0.052984 | 0.013279 | 0 | 0 |  | 1 | TRUE | wye
40 | LV_56-1_0_8_load_56 | 56 | 0.0010981 | 0.00027522 | 0 | 0 |  | 1 | TRUE | wye
41 | LV_56-1_0_8_load_57 | 58 | 0.0010987 | 0.00027536 | 0 | 0 |  | 1 | TRUE | wye
42 | LV_56-1_0_8_load_59 | 59 | 0.0012446 | 0.00031192 | 0 | 0 |  | 1 | TRUE | wye
43 | LV_56-1_0_8_load_52 | 60 | 0.0011962 | 0.0002998 | 0 | 0 |  | 1 | TRUE | wye
44 | LV_56-1_0_8_load_42 | 61 | 0.002536 | 0.00063558 | 0 | 0 |  | 1 | TRUE | wye
45 | LV_56-1_0_8_load_43 | 62 | 0.00093502 | 0.00023434 | 0 | 0 |  | 1 | TRUE | wye
46 | LV_56-1_0_8_load_44 | 63 | 0.00082588 | 0.00020698 | 0 | 0 |  | 1 | TRUE | wye
47 | LV_56-1_0_8_load_181 | 66 | 0.00098853 | 0.00024775 | 0 | 0 |  | 1 | TRUE | wye
48 | LV_56-1_0_8_load_196 | 68 | 0.010202 | 0.0025568 | 0 | 0 |  | 1 | TRUE | wye
49 | LV_56-1_0_8_load_195 | 69 | 0.0012493 | 0.00031311 | 0 | 0 |  | 1 | TRUE | wye
50 | LV_56-1_0_8_load_178 | 70 | 0.00079837 | 0.00020009 | 0 | 0 |  | 1 | TRUE | wye
51 | LV_56-1_0_8_load_189 | 73 | 0.0060183 | 0.0015083 | 0 | 0 |  | 1 | TRUE | wye
52 | LV_56-1_0_8_load_170 | 74 | 0.0046099 | 0.0011553 | 0 | 0 |  | 1 | TRUE | wye
53 | LV_56-1_0_8_load_188 | 76 | 0.0016646 | 0.00041718 | 0 | 0 |  | 1 | TRUE | wye
54 | LV_56-1_0_8_load_179 | 77 | 0.0020145 | 0.00050489 | 0 | 0 |  | 1 | TRUE | wye
55 | LV_56-1_0_8_load_58 | 78 | 0.0012508 | 0.00031347 | 0 | 0 |  | 1 | TRUE | wye
56 | LV_56-1_0_8_load_49 | 79 | 0.00067658 | 0.00016957 | 0 | 0 |  | 1 | TRUE | wye
57 | LV_56-1_0_8_load_50 | 80 | 0.0015463 | 0.00038753 | 0 | 0 |  | 1 | TRUE | wye
58 | LV_56-1_0_8_load_51 | 81 | 0.0011189 | 0.00028042 | 0 | 0 |  | 1 | TRUE | wye
59 | LV_56-1_0_8_load_53 | 82 | 0.0068835 | 0.0017252 | 0 | 0 |  | 1 | TRUE | wye
60 | LV_56-1_0_8_load_55 | 83 | 0.0010197 | 0.00025556 | 0 | 0 |  | 1 | TRUE | wye
61 | LV_56-1_0_8_load_94 | 84 | 0.0059539 | 0.0014922 | 0 | 0 |  | 1 | TRUE | wye
62 | LV_56-1_0_8_load_72 | 85 | 0.00068901 | 0.00017268 | 0 | 0 |  | 1 | TRUE | wye
63 | LV_56-1_0_8_load_92 | 86 | 0.0017261 | 0.00043261 | 0 | 0 |  | 1 | TRUE | wye
64 | LV_56-1_0_8_load_75 | 87 | 0.0012709 | 0.00031852 | 0 | 0 |  | 1 | TRUE | wye
65 | LV_56-1_0_8_load_60 | 88 | 0.0029615 | 0.00074223 | 0 | 0 |  | 1 | TRUE | wye
66 | LV_56-1_0_8_load_61 | 89 | 0.0027613 | 0.00069204 | 0 | 0 |  | 1 | TRUE | wye
67 | LV_56-1_0_8_load_63 | 91 | 0.0028983 | 0.00072638 | 0 | 0 |  | 1 | TRUE | wye
68 | LV_56-1_0_8_load_64 | 92 | 0.0035096 | 0.00087958 | 0 | 0 |  | 1 | TRUE | wye
69 | LV_56-1_0_8_load_65 | 93 | 0.0031463 | 0.00078853 | 0 | 0 |  | 1 | TRUE | wye
70 | LV_56-1_0_8_load_66 | 94 | 0.0034437 | 0.00086307 | 0 | 0 |  | 1 | TRUE | wye
71 | LV_56-1_0_8_load_67 | 95 | 0.0067306 | 0.0016868 | 0 | 0 |  | 1 | TRUE | wye
72 | LV_56-1_0_8_load_68 | 96 | 0.0036907 | 0.00092498 | 0 | 0 |  | 1 | TRUE | wye
73 | LV_56-1_0_8_load_70 | 99 | 0.0012645 | 0.00031692 | 0 | 0 |  | 1 | TRUE | wye
74 | LV_56-1_0_8_load_71 | 100 | 0.0013756 | 0.00034475 | 0 | 0 |  | 1 | TRUE | wye
75 | LV_56-1_0_8_load_79 | 103 | 0.0011495 | 0.00028809 | 0 | 0 |  | 1 | TRUE | wye
76 | LV_56-1_0_8_load_90 | 106 | 0.0027068 | 0.0006784 | 0 | 0 |  | 1 | TRUE | wye
77 | LV_56-1_0_8_load_73 | 108 | 0.0012111 | 0.00030353 | 0 | 0 |  | 1 | TRUE | wye
78 | LV_56-1_0_8_load_74 | 109 | 0.0013144 | 0.00032943 | 0 | 0 |  | 1 | TRUE | wye
79 | LV_56-1_0_8_load_76 | 110 | 0.0013212 | 0.00033112 | 0 | 0 |  | 1 | TRUE | wye
80 | LV_56-1_0_8_load_78 | 111 | 0.0018339 | 0.00045962 | 0 | 0 |  | 1 | TRUE | wye
81 | LV_56-1_0_8_load_122 | 112 | 0.02471 | 0.006193 | 0 | 0 |  | 1 | TRUE | wye
82 | LV_56-1_0_8_load_81 | 113 | 0.0067906 | 0.0017019 | 0 | 0 |  | 1 | TRUE | wye
83 | LV_56-1_0_8_load_86 | 115 | 0.0045722 | 0.0011459 | 0 | 0 |  | 1 | TRUE | wye
84 | LV_56-1_0_8_load_89 | 119 | 0.0063561 | 0.001593 | 0 | 0 |  | 1 | TRUE | wye
85 | LV_56-1_0_8_load_91 | 120 | 0.0012264 | 0.00030737 | 0 | 0 |  | 1 | TRUE | wye
86 | LV_56-1_0_8_load_104 | 121 | 0.0055235 | 0.0013843 | 0 | 0 |  | 1 | TRUE | wye
87 | LV_56-1_0_8_load_124 | 124 | 0.0029899 | 0.00074934 | 0 | 0 |  | 1 | TRUE | wye
88 | LV_56-1_0_8_load_117 | 125 | 0.0032076 | 0.0008039 | 0 | 0 |  | 1 | TRUE | wye
89 | LV_56-1_0_8_load_95 | 126 | 0.0017469 | 0.00043782 | 0 | 0 |  | 1 | TRUE | wye
90 | LV_56-1_0_8_load_96 | 128 | 0.0061754 | 0.0015477 | 0 | 0 |  | 1 | TRUE | wye
91 | LV_56-1_0_8_load_134 | 129 | 0.0024774 | 0.00062091 | 0 | 0 |  | 1 | TRUE | wye
92 | LV_56-1_0_8_load_115 | 131 | 0.0022846 | 0.00057258 | 0 | 0 |  | 1 | TRUE | wye
93 | LV_56-1_0_8_load_93 | 132 | 0.0041021 | 0.0010281 | 0 | 0 |  | 1 | TRUE | wye
94 | LV_56-1_0_8_load_101 | 134 | 0.0051001 | 0.0012782 | 0 | 0 |  | 1 | TRUE | wye
95 | LV_56-1_0_8_load_102 | 135 | 0.0015767 | 0.00039516 | 0 | 0 |  | 1 | TRUE | wye
96 | LV_56-1_0_8_load_103 | 136 | 0.0019513 | 0.00048904 | 0 | 0 |  | 1 | TRUE | wye
97 | LV_56-1_0_8_load_105 | 137 | 0.010742 | 0.0026922 | 0 | 0 |  | 1 | TRUE | wye
98 | LV_56-1_0_8_load_108 | 138 | 0.0015321 | 0.00038399 | 0 | 0 |  | 1 | TRUE | wye
99 | LV_56-1_0_8_load_110 | 139 | 0.0020155 | 0.00050513 | 0 | 0 |  | 1 | TRUE | wye
100 | LV_56-1_0_8_load_106 | 140 | 0.0035591 | 0.000892 | 0 | 0 |  | 1 | TRUE | wye
101 | LV_56-1_0_8_load_109 | 141 | 0.001262 | 0.00031629 | 0 | 0 |  | 1 | TRUE | wye
102 | LV_56-1_0_8_load_107 | 142 | 0.0037427 | 0.00093802 | 0 | 0 |  | 1 | TRUE | wye
103 | LV_56-1_0_8_load_111 | 143 | 0.0025047 | 0.00062773 | 0 | 0 |  | 1 | TRUE | wye
104 | LV_56-1_0_8_load_112 | 144 | 0.0013455 | 0.00033721 | 0 | 0 |  | 1 | TRUE | wye
105 | LV_56-1_0_8_load_113 | 145 | 0.0015529 | 0.00038918 | 0 | 0 |  | 1 | TRUE | wye
106 | LV_56-1_0_8_load_185 | 148 | 0.0089147 | 0.0022342 | 0 | 0 |  | 1 | TRUE | wye
107 | LV_56-1_0_8_load_182 | 149 | 0.0026813 | 0.000672 | 0 | 0 |  | 1 | TRUE | wye
108 | LV_56-1_0_8_load_183 | 150 | 0.0024847 | 0.00062272 | 0 | 0 |  | 1 | TRUE | wye
109 | LV_56-1_0_8_load_193 | 154 | 0.018293 | 0.0045847 | 0 | 0 |  | 1 | TRUE | wye
110 | LV_56-1_0_8_load_140 | 155 | 0.0065868 | 0.0016508 | 0 | 0 |  | 1 | TRUE | wye
111 | LV_56-1_0_8_load_186 | 157 | 0.0020047 | 0.00050242 | 0 | 0 |  | 1 | TRUE | wye
112 | LV_56-1_0_8_load_168 | 158 | 0.002103 | 0.00052705 | 0 | 0 |  | 1 | TRUE | wye
113 | LV_56-1_0_8_load_167 | 159 | 0.0020856 | 0.00052271 | 0 | 0 |  | 1 | TRUE | wye
114 | LV_56-1_0_8_load_165 | 160 | 0.0025837 | 0.00064754 | 0 | 0 |  | 1 | TRUE | wye
115 | LV_56-1_0_8_load_163 | 161 | 0.0019918 | 0.0004992 | 0 | 0 |  | 1 | TRUE | wye
116 | LV_56-1_0_8_load_187 | 162 | 0.0019068 | 0.00047789 | 0 | 0 |  | 1 | TRUE | wye
117 | LV_56-1_0_8_load_190 | 163 | 0.0066658 | 0.0016706 | 0 | 0 |  | 1 | TRUE | wye
118 | LV_56-1_0_8_load_171 | 164 | 0.004979 | 0.0012479 | 0 | 0 |  | 1 | TRUE | wye
119 | LV_56-1_0_8_load_146 | 165 | 0.0046098 | 0.0011553 | 0 | 0 |  | 1 | TRUE | wye
120 | LV_56-1_0_8_load_166 | 166 | 0.0042637 | 0.0010686 | 0 | 0 |  | 1 | TRUE | wye
121 | LV_56-1_0_8_load_162 | 167 | 0.0023085 | 0.00057858 | 0 | 0 |  | 1 | TRUE | wye
122 | LV_56-1_0_8_load_139 | 168 | 0.0065639 | 0.0016451 | 0 | 0 |  | 1 | TRUE | wye
123 | LV_56-1_0_8_load_169 | 169 | 0.0016586 | 0.00041569 | 0 | 0 |  | 1 | TRUE | wye
124 | LV_56-1_0_8_load_142 | 171 | 0.001065 | 0.00026691 | 0 | 0 |  | 1 | TRUE | wye
125 | LV_56-1_0_8_load_153 | 172 | 0.0030805 | 0.00077205 | 0 | 0 |  | 1 | TRUE | wye
126 | LV_56-1_0_8_load_191 | 174 | 0.0024592 | 0.00061633 | 0 | 0 |  | 1 | TRUE | wye
127 | LV_56-1_0_8_load_149 | 175 | 0.00060677 | 0.00015207 | 0 | 0 |  | 1 | TRUE | wye
128 | LV_56-1_0_8_load_160 | 178 | 0.025883 | 0.0064869 | 0 | 0 |  | 1 | TRUE | wye
129 | LV_56-1_0_8_load_150 | 179 | 0.000397 | 9.9497e-05 | 0 | 0 |  | 1 | TRUE | wye
130 | LV_56-1_0_8_load_158 | 180 | 0.031405 | 0.0078708 | 0 | 0 |  | 1 | TRUE | wye
131 | LV_56-1_0_8_load_152 | 181 | 0.00084552 | 0.00021191 | 0 | 0 |  | 1 | TRUE | wye
132 | LV_56-1_0_8_load_173 | 182 | 0.0029127 | 0.00072999 | 0 | 0 |  | 1 | TRUE | wye
133 | LV_56-1_0_8_load_174 | 183 | 0.0016592 | 0.00041582 | 0 | 0 |  | 1 | TRUE | wye
134 | LV_56-1_0_8_load_176 | 185 | 0.0016679 | 0.00041801 | 0 | 0 |  | 1 | TRUE | wye
135 | LV_56-1_0_8_load_177 | 186 | 0.039626 | 0.0099311 | 0 | 0 |  | 1 | TRUE | wye
136 | LV_56-1_0_8_load_180 | 187 | 0.0032904 | 0.00082466 | 0 | 0 |  | 1 | TRUE | wye
137 | LV_56-1_0_8_load_184 | 188 | 0.0032469 | 0.00081375 | 0 | 0 |  | 1 | TRUE | wye

## ext_grid
| name | bus | vm_pu | va_degree | slack_weight | in_service
0 |  | 91 | 1 | 0 | 1 | TRUE

## line
| name | std_type | from_bus | to_bus | length_km | r_ohm_per_km | x_ohm_per_km | c_nf_per_km | g_us_per_km | max_i_ka | df | parallel | type | in_service
0 | LV_56-1_0_8_line_0 |  | 0 | 1 | 0.018141 | 0.125 | 0.08 | 261 | 0 | 0.364 | 1 | 1 | cs | TRUE
1 | LV_56-1_0_8_line_1 |  | 1 | 2 | 0.024254 | 0.125 | 0.08 | 261 | 0 | 0.364 | 1 | 1 | cs | TRUE
2 | LV_56-1_0_8_line_2 |  | 2 | 3 | 0.012474 | 0.125 | 0.08 | 261 | 0 | 0.364 | 1 | 1 | cs | TRUE
3 | LV_56-1_0_8_line_3 |  | 2 | 4 | 0.035471 | 0.125 | 0.08 | 261 | 0 | 0.364 | 1 | 1 | cs | TRUE
4 | LV_56-1_0_8_line_4 |  | 4 | 8 | 0.0060642 | 0.125 | 0.08 | 261 | 0 | 0.364 | 1 | 1 | cs | TRUE
5 | LV_56-1_0_8_line_5 |  | 5 | 6 | 0.038057 | 0.125 | 0.08 | 261 | 0 | 0.364 | 1 | 1 | cs | TRUE
6 | LV_56-1_0_8_line_6 |  | 5 | 7 | 0.020945 | 0.125 | 0.08 | 261 | 0 | 0.364 | 1 | 1 | cs | TRUE
7 | LV_56-1_0_8_line_7 |  | 6 | 9 | 0.015485 | 0.125 | 0.08 | 261 | 0 | 0.364 | 1 | 4 | cs | TRUE
8 | LV_56-1_0_8_line_8 |  | 6 | 10 | 0.032015 | 0.125 | 0.08 | 261 | 0 | 0.364 | 1 | 4 | cs | TRUE
9 | LV_56-1_0_8_line_9 |  | 7 | 11 | 0.017111 | 0.125 | 0.08 | 261 | 0 | 0.364 | 1 | 1 | cs | TRUE
10 | LV_56-1_0_8_line_10 |  | 8 | 12 | 0.025603 | 0.125 | 0.08 | 261 | 0 | 0.364 | 1 | 1 | cs | TRUE
11 | LV_56-1_0_8_line_11 |  | 9 | 13 | 0.016639 | 0.125 | 0.08 | 261 | 0 | 0.364 | 1 | 4 | cs | TRUE
12 | LV_56-1_0_8_line_12 |  | 10 | 14 | 0.0064268 | 0.125 | 0.08 | 261 | 0 | 0.364 | 1 | 4 | cs | TRUE
13 | LV_56-1_0_8_line_13 |  | 11 | 15 | 0.0064448 | 0.125 | 0.08 | 261 | 0 | 0.364 | 1 | 1 | cs | TRUE
14 | LV_56-1_0_8_line_14 |  | 12 | 46 | 0.0048565 | 0.125 | 0.08 | 261 | 0 | 0.364 | 1 | 1 | cs | TRUE
15 | LV_56-1_0_8_line_15 |  | 13 | 179 | 0.01636 | 0.125 | 0.08 | 261 | 0 | 0.364 | 1 | 4 | cs | TRUE
16 | LV_56-1_0_8_line_16 |  | 14 | 176 | 0.17538 | 0.125 | 0.08 | 261 | 0 | 0.364 | 1 | 4 | cs | TRUE
17 | LV_56-1_0_8_line_17 |  | 14 | 165 | 0.014406 | 0.125 | 0.08 | 261 | 0 | 0.364 | 1 | 1 | cs | TRUE
18 | LV_56-1_0_8_line_18 |  | 15 | 181 | 0.01063 | 0.125 | 0.08 | 261 | 0 | 0.364 | 1 | 1 | cs | TRUE
19 | LV_56-1_0_8_line_19 |  | 16 | 17 | 0.0014513 | 0.125 | 0.08 | 261 | 0 | 0.364 | 1 | 1 | cs | TRUE
20 | LV_56-1_0_8_line_20 |  | 16 | 18 | 0.019871 | 0.125 | 0.08 | 261 | 0 | 0.364 | 1 | 1 | cs | TRUE
21 | LV_56-1_0_8_line_21 |  | 17 | 19 | 0.0032507 | 0.125 | 0.08 | 261 | 0 | 0.364 | 1 | 1 | cs | TRUE
22 | LV_56-1_0_8_line_22 |  | 18 | 20 | 0.01564 | 0.125 | 0.08 | 261 | 0 | 0.364 | 1 | 1 | cs | TRUE
23 | LV_56-1_0_8_line_23 |  | 20 | 21 | 0.0078853 | 0.125 | 0.08 | 261 | 0 | 0.364 | 1 | 1 | cs | TRUE
24 | LV_56-1_0_8_line_24 |  | 21 | 22 | 0.0058729 | 0.125 | 0.08 | 261 | 0 | 0.364 | 1 | 1 | cs | TRUE
25 | LV_56-1_0_8_line_25 |  | 22 | 23 | 0.024415 | 0.125 | 0.08 | 261 | 0 | 0.364 | 1 | 1 | cs | TRUE
26 | LV_56-1_0_8_line_26 |  | 23 | 24 | 0.015951 | 0.125 | 0.08 | 261 | 0 | 0.364 | 1 | 1 | cs | TRUE
27 | LV_56-1_0_8_line_27 |  | 23 | 25 | 0.023758 | 0.125 | 0.08 | 261 | 0 | 0.364 | 1 | 1 | cs | TRUE
28 | LV_56-1_0_8_line_28 |  | 24 | 26 | 0.0068911 | 0.125 | 0.08 | 261 | 0 | 0.364 | 1 | 1 | cs | TRUE
29 | LV_56-1_0_8_line_29 |  | 25 | 27 | 0.0083419 | 0.125 | 0.08 | 261 | 0 | 0.364 | 1 | 1 | cs | TRUE
30 | LV_56-1_0_8_line_30 |  | 26 | 28 | 0.030648 | 0.125 | 0.08 | 261 | 0 | 0.364 | 1 | 1 | cs | TRUE
31 | LV_56-1_0_8_line_31 |  | 27 | 29 | 0.024229 | 0.125 | 0.08 | 261 | 0 | 0.364 | 1 | 1 | cs | TRUE
32 | LV_56-1_0_8_line_32 |  | 28 | 31 | 0.005394 | 0.125 | 0.08 | 261 | 0 | 0.364 | 1 | 1 | cs | TRUE
33 | LV_56-1_0_8_line_33 |  | 28 | 32 | 0.073274 | 0.125 | 0.08 | 261 | 0 | 0.364 | 1 | 1 | cs | TRUE
34 | LV_56-1_0_8_line_34 |  | 29 | 30 | 0.021078 | 0.125 | 0.08 | 261 | 0 | 0.364 | 1 | 1 | cs | TRUE
35 | LV_56-1_0_8_line_35 |  | 31 | 52 | 0.033695 | 0.125 | 0.08 | 261 | 0 | 0.364 | 1 | 1 | cs | TRUE
36 | LV_56-1_0_8_line_36 |  | 31 | 53 | 0.064475 | 0.125 | 0.08 | 261 | 0 | 0.364 | 1 | 1 | cs | TRUE
37 | LV_56-1_0_8_line_37 |  | 31 | 54 | 0.033447 | 0.125 | 0.08 | 261 | 0 | 0.364 | 1 | 1 | cs | TRUE
38 | LV_56-1_0_8_line_38 |  | 32 | 55 | 0.019738 | 0.125 | 0.08 | 261 | 0 | 0.364 | 1 | 1 | cs | TRUE
39 | LV_56-1_0_8_line_39 |  | 33 | 34 | 0.029817 | 0.125 | 0.08 | 261 | 0 | 0.364 | 1 | 1 | cs | TRUE
40 | LV_56-1_0_8_line_40 |  | 34 | 35 | 0.010674 | 0.125 | 0.08 | 261 | 0 | 0.364 | 1 | 1 | cs | TRUE
41 | LV_56-1_0_8_line_41 |  | 35 | 42 | 0.01029 | 0.125 | 0.08 | 261 | 0 | 0.364 | 1 | 1 | cs | TRUE
42 | LV_56-1_0_8_line_42 |  | 35 | 38 | 0.16898 | 0.125 | 0.08 | 261 | 0 | 0.364 | 1 | 1 | cs | TRUE
43 | LV_56-1_0_8_line_43 |  | 36 | 37 | 0.013763 | 0.125 | 0.08 | 261 | 0 | 0.364 | 1 | 1 | cs | TRUE
44 | LV_56-1_0_8_line_44 |  | 36 | 38 | 0.049945 | 0.125 | 0.08 | 261 | 0 | 0.364 | 1 | 1 | cs | TRUE
45 | LV_56-1_0_8_line_45 |  | 37 | 39 | 0.003542 | 0.125 | 0.08 | 261 | 0 | 0.364 | 1 | 1 | cs | TRUE
46 | LV_56-1_0_8_line_46 |  | 39 | 40 | 0.011783 | 0.125 | 0.08 | 261 | 0 | 0.364 | 1 | 4 | cs | TRUE
47 | LV_56-1_0_8_line_47 |  | 39 | 41 | 0.038268 | 0.125 | 0.08 | 261 | 0 | 0.364 | 1 | 4 | cs | TRUE
48 | LV_56-1_0_8_line_48 |  | 40 | 43 | 0.018778 | 0.125 | 0.08 | 261 | 0 | 0.364 | 1 | 4 | cs | TRUE
49 | LV_56-1_0_8_line_49 |  | 41 | 44 | 0.033621 | 0.125 | 0.08 | 261 | 0 | 0.364 | 1 | 4 | cs | TRUE
50 | LV_56-1_0_8_line_50 |  | 41 | 45 | 0.045164 | 0.125 | 0.08 | 261 | 0 | 0.364 | 1 | 1 | cs | TRUE
51 | LV_56-1_0_8_line_51 |  | 43 | 49 | 0.017791 | 0.125 | 0.08 | 261 | 0 | 0.364 | 1 | 4 | cs | TRUE
52 | LV_56-1_0_8_line_52 |  | 44 | 50 | 0.021551 | 0.125 | 0.08 | 261 | 0 | 0.364 | 1 | 4 | cs | TRUE
53 | LV_56-1_0_8_line_53 |  | 46 | 47 | 0.015342 | 0.125 | 0.08 | 261 | 0 | 0.364 | 1 | 1 | cs | TRUE
54 | LV_56-1_0_8_line_54 |  | 47 | 48 | 0.01005 | 0.125 | 0.08 | 261 | 0 | 0.364 | 1 | 1 | cs | TRUE
55 | LV_56-1_0_8_line_55 |  | 48 | 51 | 0.026459 | 0.125 | 0.08 | 261 | 0 | 0.364 | 1 | 1 | cs | TRUE
56 | LV_56-1_0_8_line_56 |  | 49 | 144 | 0.025667 | 0.125 | 0.08 | 261 | 0 | 0.364 | 1 | 4 | cs | TRUE
57 | LV_56-1_0_8_line_57 |  | 50 | 146 | 0.026211 | 0.125 | 0.08 | 261 | 0 | 0.364 | 1 | 4 | cs | TRUE
58 | LV_56-1_0_8_line_58 |  | 51 | 171 | 0.035249 | 0.125 | 0.08 | 261 | 0 | 0.364 | 1 | 1 | cs | TRUE
59 | LV_56-1_0_8_line_59 |  | 54 | 56 | 0.010539 | 0.125 | 0.08 | 261 | 0 | 0.364 | 1 | 1 | cs | TRUE
60 | LV_56-1_0_8_line_60 |  | 55 | 57 | 0.04203 | 0.125 | 0.08 | 261 | 0 | 0.364 | 1 | 1 | cs | TRUE
61 | LV_56-1_0_8_line_61 |  | 56 | 58 | 0.0051215 | 0.125 | 0.08 | 261 | 0 | 0.364 | 1 | 1 | cs | TRUE
62 | LV_56-1_0_8_line_62 |  | 57 | 59 | 0.01971 | 0.125 | 0.08 | 261 | 0 | 0.364 | 1 | 1 | cs | TRUE
63 | LV_56-1_0_8_line_63 |  | 57 | 60 | 0.025577 | 0.125 | 0.08 | 261 | 0 | 0.364 | 1 | 1 | cs | TRUE
64 | LV_56-1_0_8_line_64 |  | 58 | 78 | 0.0068266 | 0.125 | 0.08 | 261 | 0 | 0.364 | 1 | 1 | cs | TRUE
65 | LV_56-1_0_8_line_65 |  | 59 | 85 | 0.025037 | 0.125 | 0.08 | 261 | 0 | 0.364 | 1 | 1 | cs | TRUE
66 | LV_56-1_0_8_line_66 |  | 60 | 80 | 0.010653 | 0.125 | 0.08 | 261 | 0 | 0.364 | 1 | 1 | cs | TRUE
67 | LV_56-1_0_8_line_67 |  | 61 | 62 | 0.022694 | 0.125 | 0.08 | 261 | 0 | 0.364 | 1 | 1 | cs | TRUE
68 | LV_56-1_0_8_line_68 |  | 62 | 63 | 0.0559 | 0.125 | 0.08 | 261 | 0 | 0.364 | 1 | 1 | cs | TRUE
69 | LV_56-1_0_8_line_69 |  | 63 | 64 | 0.041714 | 0.125 | 0.08 | 261 | 0 | 0.364 | 1 | 1 | cs | TRUE
70 | LV_56-1_0_8_line_70 |  | 64 | 65 | 0.0356 | 0.125 | 0.08 | 261 | 0 | 0.364 | 1 | 1 | cs | TRUE
71 | LV_56-1_0_8_line_71 |  | 65 | 66 | 0.021436 | 0.125 | 0.08 | 261 | 0 | 0.364 | 1 | 1 | cs | TRUE
72 | LV_56-1_0_8_line_72 |  | 66 | 70 | 0.0044701 | 0.125 | 0.08 | 261 | 0 | 0.364 | 1 | 1 | cs | TRUE
73 | LV_56-1_0_8_line_73 |  | 67 | 68 | 0.035521 | 0.125 | 0.08 | 261 | 0 | 0.364 | 1 | 1 | cs | TRUE
74 | LV_56-1_0_8_line_74 |  | 67 | 69 | 0.028596 | 0.125 | 0.08 | 261 | 0 | 0.364 | 1 | 1 | cs | TRUE
75 | LV_56-1_0_8_line_75 |  | 69 | 78 | 0.0051682 | 0.125 | 0.08 | 261 | 0 | 0.364 | 1 | 1 | cs | TRUE
76 | LV_56-1_0_8_line_76 |  | 70 | 184 | 0.011138 | 0.125 | 0.08 | 261 | 0 | 0.364 | 1 | 1 | cs | TRUE
77 | LV_56-1_0_8_line_77 |  | 71 | 72 | 0.054862 | 0.125 | 0.08 | 261 | 0 | 0.364 | 1 | 1 | cs | TRUE
78 | LV_56-1_0_8_line_78 |  | 71 | 73 | 0.044031 | 0.125 | 0.08 | 261 | 0 | 0.364 | 1 | 1 | cs | TRUE
79 | LV_56-1_0_8_line_79 |  | 72 | 74 | 0.018405 | 0.125 | 0.08 | 261 | 0 | 0.364 | 1 | 1 | cs | TRUE
80 | LV_56-1_0_8_line_80 |  | 72 | 75 | 0.036532 | 0.125 | 0.08 | 261 | 0 | 0.364 | 1 | 1 | cs | TRUE
81 | LV_56-1_0_8_line_81 |  | 73 | 163 | 0.018522 | 0.125 | 0.08 | 261 | 0 | 0.364 | 1 | 1 | cs | TRUE
82 | LV_56-1_0_8_line_82 |  | 74 | 164 | 0.012745 | 0.125 | 0.08 | 261 | 0 | 0.364 | 1 | 1 | cs | TRUE
83 | LV_56-1_0_8_line_83 |  | 75 | 95 | 0.022715 | 0.125 | 0.08 | 261 | 0 | 0.364 | 1 | 1 | cs | TRUE
84 | LV_56-1_0_8_line_84 |  | 76 | 77 | 0.0029434 | 0.125 | 0.08 | 261 | 0 | 0.364 | 1 | 1 | cs | TRUE
85 | LV_56-1_0_8_line_85 |  | 77 | 185 | 0.0046292 | 0.125 | 0.08 | 261 | 0 | 0.364 | 1 | 1 | cs | TRUE
86 | LV_56-1_0_8_line_86 |  | 79 | 80 | 0.0036284 | 0.125 | 0.08 | 261 | 0 | 0.364 | 1 | 1 | cs | TRUE
87 | LV_56-1_0_8_line_87 |  | 79 | 81 | 0.022006 | 0.125 | 0.08 | 261 | 0 | 0.364 | 1 | 1 | cs | TRUE
88 | LV_56-1_0_8_line_88 |  | 82 | 83 | 0.041924 | 0.125 | 0.08 | 261 | 0 | 0.364 | 1 | 1 | cs | TRUE
89 | LV_56-1_0_8_line_89 |  | 83 | 84 | 0.037957 | 0.125 | 0.08 | 261 | 0 | 0.364 | 1 | 1 | cs | TRUE
90 | LV_56-1_0_8_line_90 |  | 84 | 86 | 0.0060368 | 0.125 | 0.08 | 261 | 0 | 0.364 | 1 | 1 | cs | TRUE
91 | LV_56-1_0_8_line_91 |  | 85 | 87 | 0.0014047 | 0.125 | 0.08 | 261 | 0 | 0.364 | 1 | 1 | cs | TRUE
92 | LV_56-1_0_8_line_92 |  | 86 | 132 | 0.00049635 | 0.125 | 0.08 | 261 | 0 | 0.364 | 1 | 1 | cs | TRUE
93 | LV_56-1_0_8_line_93 |  | 87 | 108 | 0.00050289 | 0.125 | 0.08 | 261 | 0 | 0.364 | 1 | 1 | cs | TRUE
94 | LV_56-1_0_8_line_94 |  | 88 | 89 | 0.023992 | 0.125 | 0.08 | 261 | 0 | 0.364 | 1 | 2 | cs | TRUE
95 | LV_56-1_0_8_line_95 |  | 88 | 90 | 0.0075948 | 0.125 | 0.08 | 261 | 0 | 0.364 | 1 | 2 | cs | TRUE
96 | LV_56-1_0_8_line_96 |  | 89 | 91 | 0.0015191 | 0.125 | 0.08 | 261 | 0 | 0.364 | 1 | 4 | cs | TRUE
97 | LV_56-1_0_8_line_97 |  | 90 | 92 | 0.027175 | 0.125 | 0.08 | 261 | 0 | 0.364 | 1 | 1 | cs | TRUE
98 | LV_56-1_0_8_line_98 |  | 90 | 93 | 0.015027 | 0.125 | 0.08 | 261 | 0 | 0.364 | 1 | 1 | cs | TRUE
99 | LV_56-1_0_8_line_99 |  | 91 | 94 | 0.032662 | 0.125 | 0.08 | 261 | 0 | 0.364 | 1 | 4 | cs | TRUE
100 | LV_56-1_0_8_line_100 |  | 92 | 95 | 0.014062 | 0.125 | 0.08 | 261 | 0 | 0.364 | 1 | 1 | cs | TRUE
101 | LV_56-1_0_8_line_101 |  | 93 | 96 | 0.012062 | 0.125 | 0.08 | 261 | 0 | 0.364 | 1 | 1 | cs | TRUE
102 | LV_56-1_0_8_line_102 |  | 94 | 97 | 0.016701 | 0.125 | 0.08 | 261 | 0 | 0.364 | 1 | 4 | cs | TRUE
103 | LV_56-1_0_8_line_103 |  | 96 | 98 | 0.027105 | 0.125 | 0.08 | 261 | 0 | 0.364 | 1 | 1 | cs | TRUE
104 | LV_56-1_0_8_line_104 |  | 97 | 99 | 0.0096115 | 0.125 | 0.08 | 261 | 0 | 0.364 | 1 | 4 | cs | TRUE
105 | LV_56-1_0_8_line_105 |  | 97 | 100 | 0.015855 | 0.125 | 0.08 | 261 | 0 | 0.364 | 1 | 4 | cs | TRUE
106 | LV_56-1_0_8_line_106 |  | 98 | 101 | 0.005841 | 0.125 | 0.08 | 261 | 0 | 0.364 | 1 | 1 | cs | TRUE
107 | LV_56-1_0_8_line_107 |  | 98 | 102 | 0.026716 | 0.125 | 0.08 | 261 | 0 | 0.364 | 1 | 1 | cs | TRUE
108 | LV_56-1_0_8_line_108 |  | 99 | 103 | 0.0010222 | 0.125 | 0.08 | 261 | 0 | 0.364 | 1 | 4 | cs | TRUE
109 | LV_56-1_0_8_line_109 |  | 100 | 104 | 0.017177 | 0.125 | 0.08 | 261 | 0 | 0.364 | 1 | 4 | cs | TRUE
110 | LV_56-1_0_8_line_110 |  | 101 | 148 | 0.031915 | 0.125 | 0.08 | 261 | 0 | 0.364 | 1 | 1 | cs | TRUE
111 | LV_56-1_0_8_line_111 |  | 101 | 149 | 0.01163 | 0.125 | 0.08 | 261 | 0 | 0.364 | 1 | 1 | cs | TRUE
112 | LV_56-1_0_8_line_112 |  | 102 | 112 | 0.00992 | 0.125 | 0.08 | 261 | 0 | 0.364 | 1 | 1 | cs | TRUE
113 | LV_56-1_0_8_line_113 |  | 103 | 105 | 0.020663 | 0.125 | 0.08 | 261 | 0 | 0.364 | 1 | 2 | cs | TRUE
114 | LV_56-1_0_8_line_114 |  | 104 | 106 | 0.0078827 | 0.125 | 0.08 | 261 | 0 | 0.364 | 1 | 4 | cs | TRUE
115 | LV_56-1_0_8_line_115 |  | 104 | 107 | 0.004495 | 0.125 | 0.08 | 261 | 0 | 0.364 | 1 | 1 | cs | TRUE
116 | LV_56-1_0_8_line_116 |  | 105 | 111 | 0.013811 | 0.125 | 0.08 | 261 | 0 | 0.364 | 1 | 1 | cs | TRUE
117 | LV_56-1_0_8_line_117 |  | 105 | 110 | 0.014933 | 0.125 | 0.08 | 261 | 0 | 0.364 | 1 | 1 | cs | TRUE
118 | LV_56-1_0_8_line_118 |  | 106 | 118 | 0.021591 | 0.125 | 0.08 | 261 | 0 | 0.364 | 1 | 4 | cs | TRUE
119 | LV_56-1_0_8_line_119 |  | 107 | 113 | 0.019845 | 0.125 | 0.08 | 261 | 0 | 0.364 | 1 | 1 | cs | TRUE
120 | LV_56-1_0_8_line_120 |  | 108 | 109 | 0.018957 | 0.125 | 0.08 | 261 | 0 | 0.364 | 1 | 1 | cs | TRUE
121 | LV_56-1_0_8_line_121 |  | 109 | 110 | 0.0055643 | 0.125 | 0.08 | 261 | 0 | 0.364 | 1 | 1 | cs | TRUE
122 | LV_56-1_0_8_line_122 |  | 113 | 114 | 0.010022 | 0.125 | 0.08 | 261 | 0 | 0.364 | 1 | 1 | cs | TRUE
123 | LV_56-1_0_8_line_123 |  | 114 | 115 | 0.014677 | 0.125 | 0.08 | 261 | 0 | 0.364 | 1 | 1 | cs | TRUE
124 | LV_56-1_0_8_line_124 |  | 114 | 116 | 0.019342 | 0.125 | 0.08 | 261 | 0 | 0.364 | 1 | 1 | cs | TRUE
125 | LV_56-1_0_8_line_125 |  | 115 | 120 | 0.037041 | 0.125 | 0.08 | 261 | 0 | 0.364 | 1 | 1 | cs | TRUE
126 | LV_56-1_0_8_line_126 |  | 116 | 121 | 0.012132 | 0.125 | 0.08 | 261 | 0 | 0.364 | 1 | 1 | cs | TRUE
127 | LV_56-1_0_8_line_127 |  | 116 | 122 | 0.014134 | 0.125 | 0.08 | 261 | 0 | 0.364 | 1 | 1 | cs | TRUE
128 | LV_56-1_0_8_line_128 |  | 117 | 118 | 0.004734 | 0.125 | 0.08 | 261 | 0 | 0.364 | 1 | 4 | cs | TRUE
129 | LV_56-1_0_8_line_129 |  | 117 | 119 | 0.050617 | 0.125 | 0.08 | 261 | 0 | 0.364 | 1 | 4 | cs | TRUE
130 | LV_56-1_0_8_line_130 |  | 118 | 123 | 0.004797 | 0.125 | 0.08 | 261 | 0 | 0.364 | 1 | 1 | cs | TRUE
131 | LV_56-1_0_8_line_131 |  | 118 | 124 | 0.053696 | 0.125 | 0.08 | 261 | 0 | 0.364 | 1 | 1 | cs | TRUE
132 | LV_56-1_0_8_line_132 |  | 119 | 125 | 0.02822 | 0.125 | 0.08 | 261 | 0 | 0.364 | 1 | 4 | cs | TRUE
133 | LV_56-1_0_8_line_133 |  | 120 | 126 | 0.0014721 | 0.125 | 0.08 | 261 | 0 | 0.364 | 1 | 1 | cs | TRUE
134 | LV_56-1_0_8_line_134 |  | 122 | 127 | 0.030916 | 0.125 | 0.08 | 261 | 0 | 0.364 | 1 | 1 | cs | TRUE
135 | LV_56-1_0_8_line_135 |  | 122 | 128 | 0.038733 | 0.125 | 0.08 | 261 | 0 | 0.364 | 1 | 1 | cs | TRUE
136 | LV_56-1_0_8_line_136 |  | 123 | 129 | 0.015844 | 0.125 | 0.08 | 261 | 0 | 0.364 | 1 | 1 | cs | TRUE
137 | LV_56-1_0_8_line_137 |  | 123 | 130 | 0.011364 | 0.125 | 0.08 | 261 | 0 | 0.364 | 1 | 1 | cs | TRUE
138 | LV_56-1_0_8_line_138 |  | 125 | 131 | 0.022365 | 0.125 | 0.08 | 261 | 0 | 0.364 | 1 | 4 | cs | TRUE
139 | LV_56-1_0_8_line_139 |  | 126 | 132 | 0.039135 | 0.125 | 0.08 | 261 | 0 | 0.364 | 1 | 1 | cs | TRUE
140 | LV_56-1_0_8_line_140 |  | 127 | 135 | 0.0023086 | 0.125 | 0.08 | 261 | 0 | 0.364 | 1 | 1 | cs | TRUE
141 | LV_56-1_0_8_line_141 |  | 127 | 136 | 0.026571 | 0.125 | 0.08 | 261 | 0 | 0.364 | 1 | 1 | cs | TRUE
142 | LV_56-1_0_8_line_142 |  | 128 | 133 | 0.048717 | 0.125 | 0.08 | 261 | 0 | 0.364 | 1 | 1 | cs | TRUE
143 | LV_56-1_0_8_line_143 |  | 129 | 155 | 0.031984 | 0.125 | 0.08 | 261 | 0 | 0.364 | 1 | 1 | cs | TRUE
144 | LV_56-1_0_8_line_144 |  | 130 | 156 | 0.026195 | 0.125 | 0.08 | 261 | 0 | 0.364 | 1 | 1 | cs | TRUE
145 | LV_56-1_0_8_line_145 |  | 130 | 157 | 0.025179 | 0.125 | 0.08 | 261 | 0 | 0.364 | 1 | 1 | cs | TRUE
146 | LV_56-1_0_8_line_146 |  | 131 | 145 | 0.036658 | 0.125 | 0.08 | 261 | 0 | 0.364 | 1 | 4 | cs | TRUE
147 | LV_56-1_0_8_line_147 |  | 133 | 134 | 0.006703 | 0.125 | 0.08 | 261 | 0 | 0.364 | 1 | 1 | cs | TRUE
148 | LV_56-1_0_8_line_148 |  | 134 | 137 | 0.012266 | 0.125 | 0.08 | 261 | 0 | 0.364 | 1 | 1 | cs | TRUE
149 | LV_56-1_0_8_line_149 |  | 135 | 138 | 0.0064331 | 0.125 | 0.08 | 261 | 0 | 0.364 | 1 | 1 | cs | TRUE
150 | LV_56-1_0_8_line_150 |  | 136 | 139 | 0.006693 | 0.125 | 0.08 | 261 | 0 | 0.364 | 1 | 1 | cs | TRUE
151 | LV_56-1_0_8_line_151 |  | 138 | 140 | 0.022926 | 0.125 | 0.08 | 261 | 0 | 0.364 | 1 | 1 | cs | TRUE
152 | LV_56-1_0_8_line_152 |  | 139 | 141 | 0.020968 | 0.125 | 0.08 | 261 | 0 | 0.364 | 1 | 1 | cs | TRUE
153 | LV_56-1_0_8_line_153 |  | 140 | 142 | 0.026299 | 0.125 | 0.08 | 261 | 0 | 0.364 | 1 | 1 | cs | TRUE
154 | LV_56-1_0_8_line_154 |  | 143 | 144 | 0.017449 | 0.125 | 0.08 | 261 | 0 | 0.364 | 1 | 4 | cs | TRUE
155 | LV_56-1_0_8_line_155 |  | 143 | 145 | 0.021998 | 0.125 | 0.08 | 261 | 0 | 0.364 | 1 | 4 | cs | TRUE
156 | LV_56-1_0_8_line_156 |  | 146 | 147 | 0.012668 | 0.125 | 0.08 | 261 | 0 | 0.364 | 1 | 4 | cs | TRUE
157 | LV_56-1_0_8_line_157 |  | 147 | 170 | 0.039595 | 0.125 | 0.08 | 261 | 0 | 0.364 | 1 | 4 | cs | TRUE
158 | LV_56-1_0_8_line_158 |  | 147 | 171 | 0.027737 | 0.125 | 0.08 | 261 | 0 | 0.364 | 1 | 1 | cs | TRUE
159 | LV_56-1_0_8_line_159 |  | 149 | 150 | 0.012771 | 0.125 | 0.08 | 261 | 0 | 0.364 | 1 | 1 | cs | TRUE
160 | LV_56-1_0_8_line_160 |  | 150 | 188 | 0.013538 | 0.125 | 0.08 | 261 | 0 | 0.364 | 1 | 1 | cs | TRUE
161 | LV_56-1_0_8_line_161 |  | 151 | 152 | 0.030694 | 0.125 | 0.08 | 261 | 0 | 0.364 | 1 | 1 | cs | TRUE
162 | LV_56-1_0_8_line_162 |  | 151 | 153 | 0.005123 | 0.125 | 0.08 | 261 | 0 | 0.364 | 1 | 1 | cs | TRUE
163 | LV_56-1_0_8_line_163 |  | 152 | 154 | 0.049628 | 0.125 | 0.08 | 261 | 0 | 0.364 | 1 | 1 | cs | TRUE
164 | LV_56-1_0_8_line_164 |  | 153 | 166 | 0.014029 | 0.125 | 0.08 | 261 | 0 | 0.364 | 1 | 1 | cs | TRUE
165 | LV_56-1_0_8_line_165 |  | 153 | 167 | 0.011593 | 0.125 | 0.08 | 261 | 0 | 0.364 | 1 | 1 | cs | TRUE
166 | LV_56-1_0_8_line_166 |  | 155 | 168 | 0.018631 | 0.125 | 0.08 | 261 | 0 | 0.364 | 1 | 1 | cs | TRUE
167 | LV_56-1_0_8_line_167 |  | 156 | 158 | 0.014986 | 0.125 | 0.08 | 261 | 0 | 0.364 | 1 | 1 | cs | TRUE
168 | LV_56-1_0_8_line_168 |  | 156 | 159 | 0.013196 | 0.125 | 0.08 | 261 | 0 | 0.364 | 1 | 1 | cs | TRUE
169 | LV_56-1_0_8_line_169 |  | 157 | 162 | 0.016669 | 0.125 | 0.08 | 261 | 0 | 0.364 | 1 | 1 | cs | TRUE
170 | LV_56-1_0_8_line_170 |  | 158 | 169 | 0.0011983 | 0.125 | 0.08 | 261 | 0 | 0.364 | 1 | 1 | cs | TRUE
171 | LV_56-1_0_8_line_171 |  | 159 | 166 | 0.0094455 | 0.125 | 0.08 | 261 | 0 | 0.364 | 1 | 1 | cs | TRUE
172 | LV_56-1_0_8_line_172 |  | 160 | 161 | 0.019615 | 0.125 | 0.08 | 261 | 0 | 0.364 | 1 | 1 | cs | TRUE
173 | LV_56-1_0_8_line_173 |  | 161 | 167 | 0.019433 | 0.125 | 0.08 | 261 | 0 | 0.364 | 1 | 1 | cs | TRUE
174 | LV_56-1_0_8_line_174 |  | 170 | 172 | 0.023057 | 0.125 | 0.08 | 261 | 0 | 0.364 | 1 | 1 | cs | TRUE
175 | LV_56-1_0_8_line_175 |  | 170 | 173 | 0.008405 | 0.125 | 0.08 | 261 | 0 | 0.364 | 1 | 4 | cs | TRUE
176 | LV_56-1_0_8_line_176 |  | 172 | 174 | 0.0071093 | 0.125 | 0.08 | 261 | 0 | 0.364 | 1 | 1 | cs | TRUE
177 | LV_56-1_0_8_line_177 |  | 173 | 175 | 0.007723 | 0.125 | 0.08 | 261 | 0 | 0.364 | 1 | 4 | cs | TRUE
178 | LV_56-1_0_8_line_178 |  | 175 | 179 | 0.017122 | 0.125 | 0.08 | 261 | 0 | 0.364 | 1 | 4 | cs | TRUE
179 | LV_56-1_0_8_line_179 |  | 176 | 177 | 0.090937 | 0.125 | 0.08 | 261 | 0 | 0.364 | 1 | 1 | cs | TRUE
180 | LV_56-1_0_8_line_180 |  | 176 | 178 | 0.069725 | 0.125 | 0.08 | 261 | 0 | 0.364 | 1 | 1 | cs | TRUE
181 | LV_56-1_0_8_line_181 |  | 177 | 180 | 0.081084 | 0.125 | 0.08 | 261 | 0 | 0.364 | 1 | 1 | cs | TRUE
182 | LV_56-1_0_8_line_182 |  | 182 | 183 | 0.0029195 | 0.125 | 0.08 | 261 | 0 | 0.364 | 1 | 1 | cs | TRUE
183 | LV_56-1_0_8_line_183 |  | 182 | 184 | 0.019059 | 0.125 | 0.08 | 261 | 0 | 0.364 | 1 | 1 | cs | TRUE
184 | LV_56-1_0_8_line_184 |  | 183 | 185 | 0.023326 | 0.125 | 0.08 | 261 | 0 | 0.364 | 1 | 1 | cs | TRUE
185 | LV_56-1_0_8_line_185 |  | 184 | 186 | 0.012036 | 0.125 | 0.08 | 261 | 0 | 0.364 | 1 | 1 | cs | TRUE
186 | LV_56-1_0_8_line_186 |  | 186 | 187 | 0.0036178 | 0.125 | 0.08 | 261 | 0 | 0.364 | 1 | 1 | cs | TRUE
187 | LV_56-1_0_8_line_187 |  | 187 | 188 | 0.0084569 | 0.125 | 0.08 | 261 | 0 | 0.364 | 1 | 1 | cs | TRUE

## trafo
| name | std_type | hv_bus | lv_bus | sn_mva | vn_hv_kv | vn_lv_kv | vk_percent | vkr_percent | pfe_kw | i0_percent | shift_degree | tap_side | tap_neutral | tap_min | tap_max | tap_step_percent | tap_step_degree | tap_pos | tap_phase_shifter | parallel | df | in_service
0 | LV_56-1_0_8_trafo_63 | 0.63 MVA 20/0.4 kV | 189 | 91 | 0.63 | 20 | 0.4 | 6 | 1.206 | 1.65 | 0.2619 | 150 | hv | 0 | -2 | 2 | 2.5 | 0 | 0 | FALSE | 1 | 1 | TRUE

## line_geodata
| x0 | y0 | x1 | y1 | x2 | y2 | x3 | y3 | x4 | y4 | x5 | y5 | x6 | y6 | x7 | y7 | x8 | y8 | x9 | y9 | x10 | y10 | x11 | y11 | x12 | y12 | x13 | y13
0 | 2686536.6304 | 1263931.9718 | 2686549.103 | 1263941.3284 | 2686551.6396 | 1263941.5825
1 | 2686536.6304 | 1263931.9718 | 2686532.7267 | 1263932.6041 | 2686529.1396 | 1263932.7073 | 2686512.4059 | 1263931.417
2 | 2686512.4059 | 1263931.417 | 2686511.7537 | 1263943.8736
3 | 2686512.4059 | 1263931.417 | 2686477.0232 | 1263928.9194
4 | 2686470.9737 | 1263928.4976 | 2686476.6325 | 1263928.8918 | 2686477.0232 | 1263928.9194
5 | 2686565.6537 | 1263843.5264 | 2686553.8546 | 1263879.7158
6 | 2686553.8546 | 1263879.7158 | 2686533.7511 | 1263873.8372
7 | 2686565.6537 | 1263843.5264 | 2686557.5279 | 1263840.8165 | 2686550.6271 | 1263840.3162
8 | 2686565.6537 | 1263843.5264 | 2686574.9419 | 1263812.8886
9 | 2686517.3275 | 1263869.0347 | 2686533.7511 | 1263873.8372
10 | 2686445.2941 | 1263928.5445 | 2686470.9737 | 1263928.4976
11 | 2686550.6271 | 1263840.3162 | 2686534.0312 | 1263839.1133
12 | 2686576.8064 | 1263806.7383 | 2686574.9419 | 1263812.8886
13 | 2686517.3275 | 1263869.0347 | 2686511.1417 | 1263867.226
14 | 2686445.2941 | 1263928.5445 | 2686440.4378 | 1263928.5911
15 | 2686534.0312 | 1263839.1133 | 2686517.7145 | 1263837.9306
16 | 2686576.8064 | 1263806.7383 | 2686580.4933 | 1263807.0258 | 2686649.7983 | 1263810.9328 | 2686662.4305 | 1263813.531 | 2686670.1369 | 1263808.3732 | 2686750.0867 | 1263803.4971
17 | 2686576.8064 | 1263806.7383 | 2686581.0219 | 1263792.9625
18 | 2686500.9392 | 1263864.2426 | 2686511.1417 | 1263867.226
19 | 2686333.7147 | 1263535.6934 | 2686332.9649 | 1263536.9361
20 | 2686333.7147 | 1263535.6934 | 2686336.236 | 1263531.5147 | 2686346.1145 | 1263520.2395
21 | 2686332.9649 | 1263536.9361 | 2686331.2856 | 1263539.7194
22 | 2686356.6923 | 1263508.8755 | 2686354.4964 | 1263512.444 | 2686346.5094 | 1263519.7888 | 2686346.1145 | 1263520.2395
23 | 2686356.6923 | 1263508.8755 | 2686360.8249 | 1263502.1598
24 | 2686363.9028 | 1263497.1581 | 2686363.9028 | 1263497.1581 | 2686360.8249 | 1263502.1598
25 | 2686365.8856 | 1263472.8234 | 2686363.9028 | 1263497.1581
26 | 2686365.8856 | 1263472.8234 | 2686381.3054 | 1263468.7412
27 | 2686365.8856 | 1263472.8234 | 2686357.7958 | 1263473.2723 | 2686342.2364 | 1263471.5339
28 | 2686381.3054 | 1263468.7412 | 2686387.967 | 1263466.9776
29 | 2686333.9461 | 1263470.6077 | 2686342.2364 | 1263471.5339
30 | 2686417.0624 | 1263457.6478 | 2686413.766 | 1263459.49 | 2686401.5882 | 1263463.3707 | 2686396.6953 | 1263464.6669 | 2686387.967 | 1263466.9776
31 | 2686333.9461 | 1263470.6077 | 2686309.8669 | 1263467.9175
32 | 2686417.0624 | 1263457.6478 | 2686420.7585 | 1263453.7098
33 | 2686417.0624 | 1263457.6478 | 2686424.9548 | 1263473.787 | 2686423.9673 | 1263483.1021 | 2686418.9105 | 1263528.7637
34 | 2686309.8669 | 1263467.9175 | 2686288.9191 | 1263465.5771
35 | 2686420.7585 | 1263453.7098 | 2686419.9037 | 1263445.7132 | 2686417.038 | 1263429.9477 | 2686413.9471 | 1263420.8287
36 | 2686470.8014 | 1263491.8603 | 2686465.6814 | 1263483.9569 | 2686463.5766 | 1263481.0794 | 2686447.3952 | 1263474.8936 | 2686433.7368 | 1263466.6986 | 2686420.7585 | 1263453.7098
37 | 2686420.7585 | 1263453.7098 | 2686426.2917 | 1263447.2744 | 2686442.6385 | 1263428.4126
38 | 2686418.9105 | 1263528.7637 | 2686416.7378 | 1263548.3821
39 | 2686221.0436 | 1263845.6163 | 2686208.1137 | 1263843.8042 | 2686198.8734 | 1263839.5106 | 2686193.7024 | 1263835.4544
40 | 2686221.0436 | 1263845.6163 | 2686221.2899 | 1263846.8098 | 2686222.0551 | 1263850.6351 | 2686223.5212 | 1263855.994
41 | 2686223.5212 | 1263855.994 | 2686232.9258 | 1263851.8178
42 | 2686223.5212 | 1263855.994 | 2686206.8322 | 1263866.0698 | 2686191.6766 | 1263872.7653 | 2686194.7365 | 1263879.3707 | 2686196.292 | 1263882.7294 | 2686205.175 | 1263893.9566 | 2686212.3433 | 1263901.3781 | 2686216.3688 | 1263904.2724 | 2686220.0877 | 1263905.9724 | 2686224.0657 | 1263906.9534 | 2686250.8478 | 1263908.7899 | 2686267.5063 | 1263910.6009 | 2686271.9477 | 1263915.9589 | 2686299.8005 | 1263934.7357
43 | 2686348.7155 | 1263911.1643 | 2686336.9251 | 1263904.0643
44 | 2686299.8005 | 1263934.7357 | 2686304.5032 | 1263932.5136 | 2686314.21 | 1263919.8119 | 2686317.6626 | 1263917.5716 | 2686321.5568 | 1263916.5499 | 2686326.9496 | 1263915.0496 | 2686331.2201 | 1263911.9873 | 2686336.9251 | 1263904.0643
45 | 2686351.7545 | 1263912.999 | 2686348.7155 | 1263911.1643
46 | 2686351.7545 | 1263912.999 | 2686351.9314 | 1263909.143 | 2686352.9137 | 1263905.8436 | 2686355.3787 | 1263902.1025
47 | 2686351.7545 | 1263912.999 | 2686356.849 | 1263913.3514 | 2686356.9964 | 1263910.4846 | 2686357.5373 | 1263908.0017 | 2686359.2811 | 1263904.6578 | 2686361.5582 | 1263901.4107 | 2686370.8334 | 1263891.4494 | 2686375.1956 | 1263886.7649
48 | 2686368.4996 | 1263888.6715 | 2686355.4173 | 1263902.0438 | 2686355.3787 | 1263902.1025
49 | 2686375.1956 | 1263886.7649 | 2686398.8839 | 1263862.9063
50 | 2686375.1956 | 1263886.7649 | 2686381.272 | 1263892.6028 | 2686380.5146 | 1263912.9856 | 2686388.4978 | 1263913.0801 | 2686396.8538 | 1263913.1669
51 | 2686380.9415 | 1263875.9539 | 2686368.4996 | 1263888.6715
52 | 2686398.8839 | 1263862.9063 | 2686414.068 | 1263847.6129
53 | 2686425.0962 | 1263928.7383 | 2686440.4378 | 1263928.5911
54 | 2686425.0962 | 1263928.7383 | 2686427.1585 | 1263918.902
55 | 2686432.5879 | 1263893.0063 | 2686427.1585 | 1263918.902
56 | 2686380.9415 | 1263875.9539 | 2686398.8908 | 1263857.6067
57 | 2686432.5357 | 1263829.0124 | 2686414.068 | 1263847.6129
58 | 2686432.5879 | 1263893.0063 | 2686439.821 | 1263858.5074
59 | 2686449.5405 | 1263420.4486 | 2686442.6385 | 1263428.4126
60 | 2686419.0882 | 1263589.0592 | 2686415.4155 | 1263583.1564 | 2686413.8387 | 1263574.5599 | 2686416.7378 | 1263548.3821
61 | 2686452.8948 | 1263416.5783 | 2686449.5405 | 1263420.4486
62 | 2686419.0882 | 1263589.0592 | 2686428.0656 | 1263590.7472 | 2686435.5218 | 1263598.2473
63 | 2686419.0882 | 1263589.0592 | 2686402.2101 | 1263608.277
64 | 2686457.3657 | 1263411.4195 | 2686452.8948 | 1263416.5783
65 | 2686453.1735 | 1263616.0029 | 2686435.5218 | 1263598.2473
66 | 2686402.2101 | 1263608.277 | 2686399.3697 | 1263611.5111 | 2686394.2388 | 1263615.25
67 | 2686500.0061 | 1263442.9513 | 2686511.559 | 1263441.2384 | 2686522.5728 | 1263441.1028
68 | 2686522.5728 | 1263441.1028 | 2686535.489 | 1263440.9438 | 2686578.4718 | 1263440.9584
69 | 2686620.1855 | 1263440.9725 | 2686578.4718 | 1263440.9584
70 | 2686620.1855 | 1263440.9725 | 2686606.6476 | 1263473.9115
71 | 2686606.6476 | 1263473.9115 | 2686598.5018 | 1263493.7394
72 | 2686598.5018 | 1263493.7394 | 2686596.8032 | 1263497.8742
73 | 2686486.7032 | 1263396.6841 | 2686485.5351 | 1263390.5399 | 2686484.6148 | 1263388.5582 | 2686461.4457 | 1263374.4194
74 | 2686486.7032 | 1263396.6841 | 2686478.1885 | 1263397.8494 | 2686461.4172 | 1263406.7446 | 2686460.7505 | 1263407.5139
75 | 2686460.7505 | 1263407.5139 | 2686457.3657 | 1263411.4195
76 | 2686592.5706 | 1263508.1769 | 2686596.8032 | 1263497.8742
77 | 2686628.511 | 1263616.6558 | 2686630.656 | 1263610.1043 | 2686635.5643 | 1263594.3971 | 2686641.6574 | 1263596.0209 | 2686645.6745 | 1263596.9138 | 2686649.5521 | 1263584.7165 | 2686652.0635 | 1263576.8137
78 | 2686652.0635 | 1263576.8137 | 2686652.0059 | 1263577.1465 | 2686651.8342 | 1263580.6356 | 2686652.8269 | 1263583.8305 | 2686654.3931 | 1263585.9329 | 2686656.7702 | 1263587.1909 | 2686659.7717 | 1263587.4796 | 2686663.9004 | 1263586.9285 | 2686668.5821 | 1263585.6516 | 2686672.6663 | 1263583.5098 | 2686685.2757 | 1263575.5746
79 | 2686628.511 | 1263616.6558 | 2686610.6379 | 1263612.2612
80 | 2686606.5579 | 1263645.5572 | 2686618.0333 | 1263633.5602 | 2686621.326 | 1263629.394 | 2686623.9588 | 1263625.5406 | 2686626.3335 | 1263621.3054 | 2686628.511 | 1263616.6558
81 | 2686701.5384 | 1263566.7446 | 2686698.7025 | 1263567.9902 | 2686687.6373 | 1263574.0884 | 2686685.2757 | 1263575.5746
82 | 2686598.2616 | 1263609.2181 | 2686610.6379 | 1263612.2612
83 | 2686606.5579 | 1263645.5572 | 2686603.3299 | 1263639.1382 | 2686588.1612 | 1263635.807
84 | 2686643.9841 | 1263520.5338 | 2686641.1222 | 1263519.846
85 | 2686641.1222 | 1263519.846 | 2686636.6212 | 1263518.7642
86 | 2686391.3063 | 1263617.3868 | 2686391.3063 | 1263617.3868 | 2686394.2388 | 1263615.25
87 | 2686391.3063 | 1263617.3868 | 2686382.7994 | 1263620.6207 | 2686370.1685 | 1263623.2693
88 | 2686355.2943 | 1263677.2265 | 2686334.1958 | 1263667.0478 | 2686329.659 | 1263659.4422 | 2686329.4084 | 1263652.8778 | 2686330.85 | 1263650.1638
89 | 2686355.2943 | 1263677.2265 | 2686361.7681 | 1263680.3498 | 2686381.539 | 1263687.2662 | 2686390.6596 | 1263690.9152
90 | 2686390.6596 | 1263690.9152 | 2686396.2645 | 1263693.1577
91 | 2686454.1639 | 1263616.9991 | 2686453.1735 | 1263616.0029
92 | 2686396.2645 | 1263693.1577 | 2686396.7253 | 1263693.3421
93 | 2686454.1639 | 1263616.9991 | 2686454.5185 | 1263617.3557
94 | 2686546.1915 | 1263622.4148 | 2686531.9448 | 1263634.1227 | 2686528.1831 | 1263638.2064
95 | 2686552.0591 | 1263617.5928 | 2686546.1915 | 1263622.4148
96 | 2686527.154 | 1263639.3236 | 2686528.1831 | 1263638.2064
97 | 2686552.0591 | 1263617.5928 | 2686563.4261 | 1263626.8777 | 2686574.1954 | 1263632.7399 | 2686574.4263 | 1263632.7907
98 | 2686552.0591 | 1263617.5928 | 2686563.4115 | 1263607.7475
99 | 2686527.154 | 1263639.3236 | 2686505.0247 | 1263663.3471
100 | 2686588.1612 | 1263635.807 | 2686574.4263 | 1263632.7907
101 | 2686571.8151 | 1263599.1637 | 2686568.4636 | 1263603.3661 | 2686563.4115 | 1263607.7475
102 | 2686493.4809 | 1263675.3038 | 2686496.8849 | 1263672.7961 | 2686503.9286 | 1263664.537 | 2686505.0247 | 1263663.3471
103 | 2686583.7903 | 1263575.3015 | 2686581.9584 | 1263583.1031 | 2686577.212 | 1263592.3966 | 2686571.8151 | 1263599.1637
104 | 2686493.4809 | 1263675.3038 | 2686489.8094 | 1263666.4212
105 | 2686493.4809 | 1263675.3038 | 2686499.1911 | 1263690.0947
106 | 2686583.7903 | 1263575.3015 | 2686584.7035 | 1263569.5326
107 | 2686558.66 | 1263566.0264 | 2686583.7903 | 1263575.3015
108 | 2686489.419 | 1263665.4765 | 2686489.8094 | 1263666.4212
109 | 2686506.2559 | 1263705.737 | 2686501.196 | 1263695.2881 | 2686499.1911 | 1263690.0947
110 | 2686584.7035 | 1263569.5326 | 2686609.7155 | 1263577.1048 | 2686612.8486 | 1263577.1507 | 2686615.5026 | 1263576.4779
111 | 2686584.7035 | 1263569.5326 | 2686586.521 | 1263558.0834 | 2686586.5226 | 1263558.0455
112 | 2686549.2218 | 1263562.8858 | 2686558.66 | 1263566.0264
113 | 2686480.5265 | 1263646.8363 | 2686487.4278 | 1263660.6593 | 2686489.419 | 1263665.4765
114 | 2686506.2559 | 1263705.737 | 2686511.5843 | 1263711.546
115 | 2686506.2559 | 1263705.737 | 2686503.0013 | 1263708.8474
116 | 2686480.5265 | 1263646.8363 | 2686490.1265 | 1263636.9074
117 | 2686480.5265 | 1263646.8363 | 2686473.106 | 1263636.0526 | 2686471.8071 | 1263634.746
118 | 2686526.1789 | 1263727.4568 | 2686511.5843 | 1263711.546
119 | 2686503.0013 | 1263708.8474 | 2686488.661 | 1263722.5648
120 | 2686454.5185 | 1263617.3557 | 2686467.884 | 1263630.7999
121 | 2686471.8071 | 1263634.746 | 2686467.884 | 1263630.7999
122 | 2686481.4186 | 1263729.4926 | 2686488.661 | 1263722.5648
123 | 2686481.4186 | 1263729.4926 | 2686474.5167 | 1263724.4655 | 2686468.8176 | 1263722.1853
124 | 2686467.6975 | 1263743.125 | 2686469.7995 | 1263741.043 | 2686481.4186 | 1263729.4926
125 | 2686434.4266 | 1263708.4259 | 2686468.8176 | 1263722.1853
126 | 2686467.6975 | 1263743.125 | 2686464.5236 | 1263739.6981 | 2686462.2716 | 1263738.6421 | 2686457.375 | 1263737.6253
127 | 2686455.404 | 1263749.8061 | 2686462.1434 | 1263747.4027 | 2686467.6975 | 1263743.125
128 | 2686526.1789 | 1263727.4568 | 2686522.875 | 1263730.8556
129 | 2686522.875 | 1263730.8556 | 2686518.4851 | 1263735.3616 | 2686487.487 | 1263767.0468
130 | 2686529.4265 | 1263730.996 | 2686526.1789 | 1263727.4568
131 | 2686526.1789 | 1263727.4568 | 2686533.9417 | 1263719.4751 | 2686563.7874 | 1263689.1315
132 | 2686487.487 | 1263767.0468 | 2686467.7526 | 1263787.2186
133 | 2686434.4266 | 1263708.4259 | 2686433.0599 | 1263707.8791
134 | 2686455.404 | 1263749.8061 | 2686454.1291 | 1263757.1378 | 2686437.079 | 1263773.3236
135 | 2686455.404 | 1263749.8061 | 2686446.2056 | 1263750.3721 | 2686416.7096 | 1263749.2459
136 | 2686529.4265 | 1263730.996 | 2686518.2884 | 1263742.2635
137 | 2686529.4265 | 1263730.996 | 2686537.4988 | 1263722.9744
138 | 2686467.7526 | 1263787.2186 | 2686452.1121 | 1263803.2058
139 | 2686396.7253 | 1263693.3421 | 2686433.0599 | 1263707.8791
140 | 2686437.079 | 1263773.3236 | 2686435.4299 | 1263771.7079
141 | 2686437.079 | 1263773.3236 | 2686440.9034 | 1263777.0825 | 2686425.8506 | 1263792.0227
142 | 2686369.2792 | 1263754.5182 | 2686373.2715 | 1263751.9522 | 2686381.1758 | 1263749.2211 | 2686390.0339 | 1263748.2274 | 2686416.7096 | 1263749.2459
143 | 2686495.8036 | 1263765.0095 | 2686518.2884 | 1263742.2635
144 | 2686537.4988 | 1263722.9744 | 2686545.1354 | 1263737.4976 | 2686554.8769 | 1263738.4298
145 | 2686537.4988 | 1263722.9744 | 2686555.1573 | 1263705.0253
146 | 2686452.1121 | 1263803.2058 | 2686426.4768 | 1263829.4092
147 | 2686369.2792 | 1263754.5182 | 2686367.5682 | 1263751.5019 | 2686366.5887 | 1263748.4185
148 | 2686372.3081 | 1263737.9827 | 2686372.151 | 1263738.9367 | 2686370.5805 | 1263741.2489 | 2686368.2072 | 1263743.3381 | 2686367.3705 | 1263745.4387 | 2686366.5887 | 1263748.4185
149 | 2686435.4299 | 1263771.7079 | 2686433.0464 | 1263769.3726 | 2686429.9522 | 1263769.2598
150 | 2686425.8506 | 1263792.0227 | 2686421.1002 | 1263796.7375
151 | 2686429.9522 | 1263769.2598 | 2686416.7539 | 1263768.7785 | 2686409.9024 | 1263775.6718
152 | 2686406.218 | 1263811.5084 | 2686421.1002 | 1263796.7375
153 | 2686409.9024 | 1263775.6718 | 2686391.3629 | 1263794.3244
154 | 2686411.0933 | 1263845.1337 | 2686398.8908 | 1263857.6067
155 | 2686411.0933 | 1263845.1337 | 2686426.4768 | 1263829.4092
156 | 2686432.5357 | 1263829.0124 | 2686445.0372 | 1263831.2747
157 | 2686445.0372 | 1263831.2747 | 2686446.8349 | 1263831.4567 | 2686484.5484 | 1263835.2778
158 | 2686445.0372 | 1263831.2747 | 2686443.6721 | 1263840.1396 | 2686439.821 | 1263858.5074
159 | 2686586.5226 | 1263558.0455 | 2686587.088 | 1263545.2868
160 | 2686587.6873 | 1263531.762 | 2686587.088 | 1263545.2868
161 | 2686596.4986 | 1263742.3867 | 2686604.293 | 1263717.3476 | 2686608.5835 | 1263718.6003
162 | 2686596.4986 | 1263742.3867 | 2686591.3833 | 1263741.9003
163 | 2686608.5835 | 1263718.6003 | 2686623.4561 | 1263671.2536
164 | 2686591.3833 | 1263741.9003 | 2686577.4172 | 1263740.5726
165 | 2686591.3833 | 1263741.9003 | 2686594.8107 | 1263730.8255
166 | 2686495.8036 | 1263765.0095 | 2686482.7058 | 1263778.2595
167 | 2686554.8769 | 1263738.4298 | 2686553.7582 | 1263753.3744
168 | 2686554.8769 | 1263738.4298 | 2686568.0141 | 1263739.6787
169 | 2686555.1573 | 1263705.0253 | 2686566.8473 | 1263693.143
170 | 2686553.6688 | 1263754.5694 | 2686553.7582 | 1263753.3744
171 | 2686568.0141 | 1263739.6787 | 2686577.4172 | 1263740.5726
172 | 2686600.556 | 1263712.2608 | 2686606.355 | 1263693.5223
173 | 2686594.8107 | 1263730.8255 | 2686600.556 | 1263712.2608
174 | 2686484.5484 | 1263835.2778 | 2686477.2788 | 1263857.1591
175 | 2686492.9349 | 1263836.1344 | 2686484.5484 | 1263835.2778
176 | 2686475.0374 | 1263863.9058 | 2686477.2788 | 1263857.1591
177 | 2686492.9349 | 1263836.1344 | 2686500.6377 | 1263836.6928
178 | 2686500.6377 | 1263836.6928 | 2686517.7145 | 1263837.9306
179 | 2686768.1863 | 1263732.8176 | 2686765.1291 | 1263733.2509 | 2686757.6863 | 1263734.2981 | 2686750.4849 | 1263735.3155 | 2686745.0801 | 1263736.0813 | 2686750.0867 | 1263803.4971
180 | 2686750.0867 | 1263803.4971 | 2686754.0253 | 1263856.419 | 2686755.9994 | 1263872.9583
181 | 2686768.1863 | 1263732.8176 | 2686769.5992 | 1263698.1553 | 2686766.7607 | 1263651.8497
182 | 2686613.9407 | 1263513.3131 | 2686611.1021 | 1263512.6308
183 | 2686592.5706 | 1263508.1769 | 2686611.1021 | 1263512.6308
184 | 2686613.9407 | 1263513.3131 | 2686636.6212 | 1263518.7642
185 | 2686592.5706 | 1263508.1769 | 2686589.9723 | 1263519.9296
186 | 2686589.9723 | 1263519.9296 | 2686589.1914 | 1263523.4621
187 | 2686587.6873 | 1263531.762 | 2686587.7702 | 1263529.8905 | 2686589.1914 | 1263523.4621

## bus_geodata
| x | y | coords
0 | 2686551.6396 | 1263941.5825
1 | 2686536.6304 | 1263931.9718
2 | 2686512.4059 | 1263931.417
3 | 2686511.7537 | 1263943.8736
4 | 2686477.0232 | 1263928.9194
5 | 2686553.8546 | 1263879.7158
6 | 2686565.6537 | 1263843.5264
7 | 2686533.7511 | 1263873.8372
8 | 2686470.9737 | 1263928.4976
9 | 2686550.6271 | 1263840.3162
10 | 2686574.9419 | 1263812.8886
11 | 2686517.3275 | 1263869.0347
12 | 2686445.2941 | 1263928.5445
13 | 2686534.0312 | 1263839.1133
14 | 2686576.8064 | 1263806.7383
15 | 2686511.1417 | 1263867.2259
16 | 2686333.7147 | 1263535.6934
17 | 2686332.9649 | 1263536.9361
18 | 2686346.1145 | 1263520.2395
19 | 2686331.2856 | 1263539.7194
20 | 2686356.6923 | 1263508.8755
21 | 2686360.8249 | 1263502.1598
22 | 2686363.9028 | 1263497.1581
23 | 2686365.8856 | 1263472.8234
24 | 2686381.3054 | 1263468.7412
25 | 2686342.2364 | 1263471.5339
26 | 2686387.967 | 1263466.9776
27 | 2686333.9461 | 1263470.6077
28 | 2686417.0624 | 1263457.6478
29 | 2686309.8669 | 1263467.9175
30 | 2686288.9191 | 1263465.5771
31 | 2686420.7585 | 1263453.7098
32 | 2686418.9105 | 1263528.7637
33 | 2686193.7024 | 1263835.4544
34 | 2686221.0436 | 1263845.6163
35 | 2686223.5212 | 1263855.994
36 | 2686336.9251 | 1263904.0643
37 | 2686348.7155 | 1263911.1643
38 | 2686299.8005 | 1263934.7357
39 | 2686351.7545 | 1263912.999
40 | 2686355.3787 | 1263902.1025
41 | 2686375.1956 | 1263886.7649
42 | 2686232.9258 | 1263851.8178
43 | 2686368.4996 | 1263888.6715
44 | 2686398.8839 | 1263862.9063
45 | 2686396.8538 | 1263913.1669
46 | 2686440.4378 | 1263928.5911
47 | 2686425.0962 | 1263928.7383
48 | 2686427.1585 | 1263918.902
49 | 2686380.9415 | 1263875.9539
50 | 2686414.068 | 1263847.6129
51 | 2686432.5879 | 1263893.0063
52 | 2686413.9471 | 1263420.8287
53 | 2686470.8014 | 1263491.8603
54 | 2686442.6385 | 1263428.4126
55 | 2686416.7378 | 1263548.3821
56 | 2686449.5405 | 1263420.4486
57 | 2686419.0882 | 1263589.0592
58 | 2686452.8948 | 1263416.5783
59 | 2686435.5218 | 1263598.2473
60 | 2686402.2101 | 1263608.277
61 | 2686500.0061 | 1263442.9513
62 | 2686522.5728 | 1263441.1028
63 | 2686578.4718 | 1263440.9584
64 | 2686620.1855 | 1263440.9725
65 | 2686606.6476 | 1263473.9115
66 | 2686598.5018 | 1263493.7394
67 | 2686486.7032 | 1263396.6841
68 | 2686461.4457 | 1263374.4194
69 | 2686460.7505 | 1263407.5139
70 | 2686596.8032 | 1263497.8742
71 | 2686652.0635 | 1263576.8137
72 | 2686628.511 | 1263616.6558
73 | 2686685.2757 | 1263575.5746
74 | 2686610.6379 | 1263612.2612
75 | 2686606.5579 | 1263645.5572
76 | 2686643.9841 | 1263520.5338
77 | 2686641.1222 | 1263519.846
78 | 2686457.3657 | 1263411.4195
79 | 2686391.3063 | 1263617.3868
80 | 2686394.2388 | 1263615.25
81 | 2686370.1685 | 1263623.2693
82 | 2686330.85 | 1263650.1638
83 | 2686355.2943 | 1263677.2265
84 | 2686390.6596 | 1263690.9152
85 | 2686453.1735 | 1263616.0029
86 | 2686396.2645 | 1263693.1577
87 | 2686454.1639 | 1263616.9991
88 | 2686546.1915 | 1263622.4148
89 | 2686528.1831 | 1263638.2064
90 | 2686552.0591 | 1263617.5928
91 | 2686527.154 | 1263639.3236
92 | 2686574.4263 | 1263632.7906
93 | 2686563.4115 | 1263607.7475
94 | 2686505.0247 | 1263663.3471
95 | 2686588.1612 | 1263635.807
96 | 2686571.8151 | 1263599.1637
97 | 2686493.4809 | 1263675.3038
98 | 2686583.7903 | 1263575.3015
99 | 2686489.8094 | 1263666.4212
100 | 2686499.1911 | 1263690.0947
101 | 2686584.7035 | 1263569.5326
102 | 2686558.66 | 1263566.0264
103 | 2686489.419 | 1263665.4765
104 | 2686506.2559 | 1263705.737
105 | 2686480.5265 | 1263646.8363
106 | 2686511.5843 | 1263711.546
107 | 2686503.0013 | 1263708.8474
108 | 2686454.5185 | 1263617.3557
109 | 2686467.884 | 1263630.7999
110 | 2686471.8071 | 1263634.746
111 | 2686490.1265 | 1263636.9074
112 | 2686549.2218 | 1263562.8858
113 | 2686488.661 | 1263722.5648
114 | 2686481.4186 | 1263729.4926
115 | 2686468.8176 | 1263722.1853
116 | 2686467.6975 | 1263743.125
117 | 2686522.875 | 1263730.8556
118 | 2686526.1789 | 1263727.4568
119 | 2686487.487 | 1263767.0468
120 | 2686434.4266 | 1263708.4259
121 | 2686457.375 | 1263737.6253
122 | 2686455.404 | 1263749.8061
123 | 2686529.4265 | 1263730.996
124 | 2686563.7874 | 1263689.1315
125 | 2686467.7526 | 1263787.2186
126 | 2686433.0599 | 1263707.8791
127 | 2686437.079 | 1263773.3236
128 | 2686416.7096 | 1263749.2459
129 | 2686518.2884 | 1263742.2635
130 | 2686537.4988 | 1263722.9744
131 | 2686452.1121 | 1263803.2058
132 | 2686396.7253 | 1263693.3421
133 | 2686369.2792 | 1263754.5182
134 | 2686366.5887 | 1263748.4185
135 | 2686435.4299 | 1263771.7079
136 | 2686425.8506 | 1263792.0227
137 | 2686372.3081 | 1263737.9827
138 | 2686429.9522 | 1263769.2598
139 | 2686421.1002 | 1263796.7375
140 | 2686409.9024 | 1263775.6718
141 | 2686406.218 | 1263811.5084
142 | 2686391.3629 | 1263794.3244
143 | 2686411.0933 | 1263845.1337
144 | 2686398.8908 | 1263857.6067
145 | 2686426.4768 | 1263829.4092
146 | 2686432.5357 | 1263829.0124
147 | 2686445.0372 | 1263831.2747
148 | 2686615.5026 | 1263576.4779
149 | 2686586.5226 | 1263558.0455
150 | 2686587.088 | 1263545.2868
151 | 2686596.4986 | 1263742.3867
152 | 2686608.5835 | 1263718.6003
153 | 2686591.3833 | 1263741.9003
154 | 2686623.4561 | 1263671.2536
155 | 2686495.8036 | 1263765.0095
156 | 2686554.8769 | 1263738.4298
157 | 2686555.1573 | 1263705.0253
158 | 2686553.7582 | 1263753.3744
159 | 2686568.0141 | 1263739.6787
160 | 2686606.355 | 1263693.5223
161 | 2686600.556 | 1263712.2608
162 | 2686566.8473 | 1263693.143
163 | 2686701.5384 | 1263566.7446
164 | 2686598.2616 | 1263609.2181
165 | 2686581.0219 | 1263792.9625
166 | 2686577.4172 | 1263740.5726
167 | 2686594.8107 | 1263730.8255
168 | 2686482.7058 | 1263778.2595
169 | 2686553.6688 | 1263754.5694
170 | 2686484.5484 | 1263835.2778
171 | 2686439.8211 | 1263858.5074
172 | 2686477.2788 | 1263857.1591
173 | 2686492.9349 | 1263836.1344
174 | 2686475.0374 | 1263863.9058
175 | 2686500.6377 | 1263836.6928
176 | 2686750.0867 | 1263803.4971
177 | 2686768.1863 | 1263732.8176
178 | 2686755.9994 | 1263872.9583
179 | 2686517.7145 | 1263837.9306
180 | 2686766.7607 | 1263651.8497
181 | 2686500.9392 | 1263864.2426
182 | 2686611.1021 | 1263512.6308
183 | 2686613.9407 | 1263513.3131
184 | 2686592.5706 | 1263508.1769
185 | 2686636.6212 | 1263518.7642
186 | 2686589.9723 | 1263519.9296
187 | 2686589.1914 | 1263523.4621
188 | 2686587.6873 | 1263531.762
189 | 2686552.0591 | 1263617.5928

## line_std_types
| c_nf_per_km | r_ohm_per_km | x_ohm_per_km | max_i_ka | type | q_mm2 | alpha | voltage_rating
NAYY 4x50 SE | 210 | 0.642 | 0.083 | 0.142 | cs | 50 | 0.00403 | LV
NAYY 4x120 SE | 264 | 0.225 | 0.08 | 0.242 | cs | 120 | 0.00403 | LV
NAYY 4x150 SE | 261 | 0.208 | 0.08 | 0.27 | cs | 150 | 0.00403 | LV
NA2XS2Y 1x95 RM/25 12/20 kV | 216 | 0.313 | 0.132 | 0.252 | cs | 95 | 0.00403 | MV
NA2XS2Y 1x185 RM/25 12/20 kV | 273 | 0.161 | 0.117 | 0.362 | cs | 185 | 0.00403 | MV
NA2XS2Y 1x240 RM/25 12/20 kV | 304 | 0.122 | 0.112 | 0.421 | cs | 240 | 0.00403 | MV
NA2XS2Y 1x95 RM/25 6/10 kV | 315 | 0.313 | 0.123 | 0.249 | cs | 95 | 0.00403 | MV
NA2XS2Y 1x185 RM/25 6/10 kV | 406 | 0.161 | 0.11 | 0.358 | cs | 185 | 0.00403 | MV
NA2XS2Y 1x240 RM/25 6/10 kV | 456 | 0.122 | 0.105 | 0.416 | cs | 240 | 0.00403 | MV
NA2XS2Y 1x150 RM/25 12/20 kV | 250 | 0.206 | 0.116 | 0.319 | cs | 150 | 0.00403 | MV
NA2XS2Y 1x120 RM/25 12/20 kV | 230 | 0.253 | 0.119 | 0.283 | cs | 120 | 0.00403 | MV
NA2XS2Y 1x70 RM/25 12/20 kV | 190 | 0.443 | 0.132 | 0.22 | cs | 70 | 0.00403 | MV
NA2XS2Y 1x150 RM/25 6/10 kV | 360 | 0.206 | 0.11 | 0.315 | cs | 150 | 0.00403 | MV
NA2XS2Y 1x120 RM/25 6/10 kV | 340 | 0.253 | 0.113 | 0.28 | cs | 120 | 0.00403 | MV
NA2XS2Y 1x70 RM/25 6/10 kV | 280 | 0.443 | 0.123 | 0.217 | cs | 70 | 0.00403 | MV
N2XS(FL)2Y 1x120 RM/35 64/110 kV | 112 | 0.153 | 0.166 | 0.366 | cs | 120 | 0.00393 | HV
N2XS(FL)2Y 1x185 RM/35 64/110 kV | 125 | 0.099 | 0.156 | 0.457 | cs | 185 | 0.00393 | HV
N2XS(FL)2Y 1x240 RM/35 64/110 kV | 135 | 0.075 | 0.149 | 0.526 | cs | 240 | 0.00393 | HV
N2XS(FL)2Y 1x300 RM/35 64/110 kV | 144 | 0.06 | 0.144 | 0.588 | cs | 300 | 0.00393 | HV
15-AL1/3-ST1A 0.4 | 11 | 1.8769 | 0.35 | 0.105 | ol | 16 | 0.00403 | LV
24-AL1/4-ST1A 0.4 | 11.25 | 1.2012 | 0.335 | 0.14 | ol | 24 | 0.00403 | LV
48-AL1/8-ST1A 0.4 | 12.2 | 0.5939 | 0.3 | 0.21 | ol | 48 | 0.00403 | LV
94-AL1/15-ST1A 0.4 | 13.2 | 0.306 | 0.29 | 0.35 | ol | 94 | 0.00403 | LV
34-AL1/6-ST1A 10.0 | 9.7 | 0.8342 | 0.36 | 0.17 | ol | 34 | 0.00403 | MV
48-AL1/8-ST1A 10.0 | 10.1 | 0.5939 | 0.35 | 0.21 | ol | 48 | 0.00403 | MV
70-AL1/11-ST1A 10.0 | 10.4 | 0.4132 | 0.339 | 0.29 | ol | 70 | 0.00403 | MV
94-AL1/15-ST1A 10.0 | 10.75 | 0.306 | 0.33 | 0.35 | ol | 94 | 0.00403 | MV
122-AL1/20-ST1A 10.0 | 11.1 | 0.2376 | 0.323 | 0.41 | ol | 122 | 0.00403 | MV
149-AL1/24-ST1A 10.0 | 11.25 | 0.194 | 0.315 | 0.47 | ol | 149 | 0.00403 | MV
34-AL1/6-ST1A 20.0 | 9.15 | 0.8342 | 0.382 | 0.17 | ol | 34 | 0.00403 | MV
48-AL1/8-ST1A 20.0 | 9.5 | 0.5939 | 0.372 | 0.21 | ol | 48 | 0.00403 | MV
70-AL1/11-ST1A 20.0 | 9.7 | 0.4132 | 0.36 | 0.29 | ol | 70 | 0.00403 | MV
94-AL1/15-ST1A 20.0 | 10 | 0.306 | 0.35 | 0.35 | ol | 94 | 0.00403 | MV
122-AL1/20-ST1A 20.0 | 10.3 | 0.2376 | 0.344 | 0.41 | ol | 122 | 0.00403 | MV
149-AL1/24-ST1A 20.0 | 10.5 | 0.194 | 0.337 | 0.47 | ol | 149 | 0.00403 | MV
184-AL1/30-ST1A 20.0 | 10.75 | 0.1571 | 0.33 | 0.535 | ol | 184 | 0.00403 | MV
243-AL1/39-ST1A 20.0 | 11 | 0.1188 | 0.32 | 0.645 | ol | 243 | 0.00403 | MV
48-AL1/8-ST1A 110.0 | 8 | 0.5939 | 0.46 | 0.21 | ol | 48 | 0.00403 | HV
70-AL1/11-ST1A 110.0 | 8.4 | 0.4132 | 0.45 | 0.29 | ol | 70 | 0.00403 | HV
94-AL1/15-ST1A 110.0 | 8.65 | 0.306 | 0.44 | 0.35 | ol | 94 | 0.00403 | HV
122-AL1/20-ST1A 110.0 | 8.5 | 0.2376 | 0.43 | 0.41 | ol | 122 | 0.00403 | HV
149-AL1/24-ST1A 110.0 | 8.75 | 0.194 | 0.41 | 0.47 | ol | 149 | 0.00403 | HV
184-AL1/30-ST1A 110.0 | 8.8 | 0.1571 | 0.4 | 0.535 | ol | 184 | 0.00403 | HV
243-AL1/39-ST1A 110.0 | 9 | 0.1188 | 0.39 | 0.645 | ol | 243 | 0.00403 | HV
305-AL1/39-ST1A 110.0 | 9.2 | 0.0949 | 0.38 | 0.74 | ol | 305 | 0.00403 | HV
490-AL1/64-ST1A 110.0 | 9.75 | 0.059 | 0.37 | 0.96 | ol | 490 | 0.00403 | HV
679-AL1/86-ST1A 110.0 | 9.95 | 0.042 | 0.36 | 1.15 | ol | 679 | 0.00403 | HV
490-AL1/64-ST1A 220.0 | 10 | 0.059 | 0.285 | 0.96 | ol | 490 | 0.00403 | HV
679-AL1/86-ST1A 220.0 | 11.7 | 0.042 | 0.275 | 1.15 | ol | 679 | 0.00403 | HV
490-AL1/64-ST1A 380.0 | 11 | 0.059 | 0.253 | 0.96 | ol | 490 | 0.00403 | HV
679-AL1/86-ST1A 380.0 | 14.6 | 0.042 | 0.25 | 1.15 | ol | 679 | 0.00403 | HV

## trafo_std_types
| i0_percent | pfe_kw | vkr_percent | sn_mva | vn_lv_kv | vn_hv_kv | vk_percent | shift_degree | vector_group | tap_side | tap_neutral | tap_min | tap_max | tap_step_degree | tap_step_percent | tap_phase_shifter
160 MVA 380/110 kV | 0.06 | 60 | 0.25 | 160 | 110 | 380 | 12.2 | 0 | Yy0 | hv | 0 | -9 | 9 | 0 | 1.5 | FALSE
100 MVA 220/110 kV | 0.06 | 55 | 0.26 | 100 | 110 | 220 | 12 | 0 | Yy0 | hv | 0 | -9 | 9 | 0 | 1.5 | FALSE
63 MVA 110/20 kV | 0.04 | 22 | 0.32 | 63 | 20 | 110 | 18 | 150 | YNd5 | hv | 0 | -9 | 9 | 0 | 1.5 | FALSE
40 MVA 110/20 kV | 0.05 | 18 | 0.34 | 40 | 20 | 110 | 16.2 | 150 | YNd5 | hv | 0 | -9 | 9 | 0 | 1.5 | FALSE
25 MVA 110/20 kV | 0.07 | 14 | 0.41 | 25 | 20 | 110 | 12 | 150 | YNd5 | hv | 0 | -9 | 9 | 0 | 1.5 | FALSE
63 MVA 110/10 kV | 0.04 | 22 | 0.32 | 63 | 10 | 110 | 18 | 150 | YNd5 | hv | 0 | -9 | 9 | 0 | 1.5 | FALSE
40 MVA 110/10 kV | 0.05 | 18 | 0.34 | 40 | 10 | 110 | 16.2 | 150 | YNd5 | hv | 0 | -9 | 9 | 0 | 1.5 | FALSE
25 MVA 110/10 kV | 0.07 | 14 | 0.41 | 25 | 10 | 110 | 12 | 150 | YNd5 | hv | 0 | -9 | 9 | 0 | 1.5 | FALSE
0.25 MVA 20/0.4 kV | 0.32 | 0.8 | 1.44 | 0.25 | 0.4 | 20 | 6 | 150 | Yzn5 | hv | 0 | -2 | 2 | 0 | 2.5 | FALSE
0.4 MVA 20/0.4 kV | 0.3375 | 1.35 | 1.425 | 0.4 | 0.4 | 20 | 6 | 150 | Dyn5 | hv | 0 | -2 | 2 | 0 | 2.5 | FALSE
0.63 MVA 20/0.4 kV | 0.2619 | 1.65 | 1.206 | 0.63 | 0.4 | 20 | 6 | 150 | Dyn5 | hv | 0 | -2 | 2 | 0 | 2.5 | FALSE
0.25 MVA 10/0.4 kV | 0.24 | 0.6 | 1.2 | 0.25 | 0.4 | 10 | 4 | 150 | Dyn5 | hv | 0 | -2 | 2 | 0 | 2.5 | FALSE
0.4 MVA 10/0.4 kV | 0.2375 | 0.95 | 1.325 | 0.4 | 0.4 | 10 | 4 | 150 | Dyn5 | hv | 0 | -2 | 2 | 0 | 2.5 | FALSE
0.63 MVA 10/0.4 kV | 0.1873 | 1.18 | 1.0794 | 0.63 | 0.4 | 10 | 4 | 150 | Dyn5 | hv | 0 | -2 | 2 | 0 | 2.5 | FALSE

## trafo3w_std_types
| sn_hv_mva | sn_mv_mva | sn_lv_mva | vn_hv_kv | vn_mv_kv | vn_lv_kv | vk_hv_percent | vk_mv_percent | vk_lv_percent | vkr_hv_percent | vkr_mv_percent | vkr_lv_percent | pfe_kw | i0_percent | shift_mv_degree | shift_lv_degree | vector_group | tap_side | tap_neutral | tap_min | tap_max | tap_step_percent
63/25/38 MVA 110/20/10 kV | 63 | 25 | 38 | 110 | 20 | 10 | 10.4 | 10.4 | 10.4 | 0.28 | 0.32 | 0.35 | 35 | 0.89 | 0 | 0 | YN0yn0yn0 | hv | 0 | -10 | 10 | 1.2
63/25/38 MVA 110/10/10 kV | 63 | 25 | 38 | 110 | 10 | 10 | 10.4 | 10.4 | 10.4 | 0.28 | 0.32 | 0.35 | 35 | 0.89 | 0 | 0 | YN0yn0yn0 | hv | 0 | -10 | 10 | 1.2

## fuse_std_types
| fuse_type | i_rated_a | t_avg | t_min | t_total | x_avg | x_min | x_total
HV 100A | HV 100A | 100 | 0 | [10.0, 3.64, 0.854, 0.281, 0.1, 0.0531, 0.022, 0.01] | [10.0, 4.267, 1.21, 0.403, 0.1, 0.058, 0.022, 0.01] | 0 | [300.0, 350.0, 450.0, 550.0, 700.0, 850.0, 1200.0, 1752.0] | [600.0, 700.0, 900.0, 1150.0, 1665.0, 2000.0, 3000.0, 4313.0]
HV 10A | HV 10A | 10 | 0 | [10.0, 1675.0, 0.344, 0.156, 0.1, 0.0417, 0.0171, 0.01] | [10.0, 1.3, 0.3, 0.155, 0.1, 0.0555, 0.023, 0.01] | 0 | [30.0, 32.0, 35.0, 37.0, 39.0, 50.0, 70.0, 88.0] | [60.0, 70.0, 80.0, 87.0, 94.0, 110.0, 150.0, 216.0]
HV 125A | HV 125A | 125 | 0 | [10.0, 1.82, 0.344, 0.1, 0.0467, 0.0269, 0.01] | [10.0, 2.478, 0.426, 0.1, 0.0427, 0.0211, 0.01] | 0 | [375.0, 500.0, 700.0, 925.0, 1200.0, 1500.0, 2341.0] | [750.0, 1000.0, 1500.0, 2200.0, 3000.0, 4000.0, 5765.0]
HV 160A | HV 160A | 160 | 0 | [10.0, 4.15, 1.03, 0.198, 0.1, 0.051, 0.0172, 0.01] | [10.0, 2.3, 0.734, 0.274, 0.1, 0.046, 0.0177, 0.01] | 0 | [480.0, 550.0, 700.0, 1000.0, 1260.0, 1600.0, 2500.0, 3227.0] | [960.0, 1300.0, 1700.0, 2200.0, 2996.0, 4000.0, 6000.0, 7946.0]
HV 16A | HV 16A | 16 | 0 | [10.0, 0.352, 0.164, 0.1, 0.0649, 0.0342, 0.01] | [10.0, 2.34, 0.722, 0.181, 0.1, 0.055, 0.0296, 0.01] | 0 | [48.0, 60.0, 65.0, 71.0, 80.0, 100.0, 162.0] | [96.0, 110.0, 125.0, 150.0, 168.0, 200.0, 250.0, 398.0]
HV 200A | HV 200A | 200 | 0 | [10.0, 4.267, 1.21, 0.403, 0.1, 0.058, 0.022, 0.01] | [10.0, 3.73, 1.654, 0.328, 0.1, 0.0531, 0.019, 0.01] | 0 | [600.0, 700.0, 900.0, 1150.0, 1665.0, 2000.0, 3000.0, 4313.0] | [1200.0, 1500.0, 1800.0, 2700.0, 3960.0, 5000.0, 7500.0, 10620.0]
HV 20A | HV 20A | 20 | 0 | [10.0, 1.3, 0.3, 0.155, 0.1, 0.0555, 0.023, 0.01] | [10.0, 1.3, 0.161, 0.1, 0.0611, 0.0399, 0.0141, 0.01] | 0 | [60.0, 70.0, 80.0, 87.0, 94.0, 110.0, 150.0, 216.0] | [120.0, 150.0, 200.0, 223.0, 260.0, 300.0, 450.0, 532.0]
HV 25A | HV 25A | 25 | 0 | [10.0, 2.512, 0.833, 0.299, 0.1, 0.0372, 0.0223, 0.01] | [10.0, 3.125, 0.597, 0.198, 0.1, 0.0378, 0.022, 0.01] | 0 | [75.0, 82.0, 90.0, 100.0, 124.0, 170.0, 200.0, 289.0] | [150.0, 170.0, 210.0, 250.0, 294.0, 400.0, 500.0, 711.0]
HV 31.5A | HV 31.5A | 31.5 | 0 | [10.0, 2.34, 0.722, 0.181, 0.1, 0.055, 0.0296, 0.01] | [10.0, 2.84, 0.368, 0.164, 0.1, 0.0621, 0.0378, 0.0195, 0.01] | 0 | [95.0, 110.0, 125.0, 150.0, 165.0, 200.0, 250.0, 390.0] | [189.0, 220.0, 300.0, 350.0, 393.0, 450.0, 530.0, 700.0, 960.0]
HV 40A | HV 40A | 40 | 0 | [10.0, 1.3, 0.161, 0.1, 0.0611, 0.0399, 0.0141, 0.01] | [10.0, 2.05, 0.369, 0.198, 0.1, 0.051, 0.0298, 0.01] | 0 | [120.0, 150.0, 200.0, 223.0, 260.0, 300.0, 450.0, 532.0] | [240.0, 300.0, 400.0, 450.0, 530.0, 650.0, 800.0, 1311.0]
HV 50A | HV 50A | 50 | 0 | [10.0, 3.215, 0.597, 0.198, 0.1, 0.0378, 0.022, 0.01] | [10.0, 3.64, 0.854, 0.281, 0.1, 0.0531, 0.022, 0.01] | 0 | [150.0, 170.0, 210.0, 250.0, 294.0, 400.0, 500.0, 711.0] | [300.0, 350.0, 450.0, 550.0, 700.0, 850.0, 1200.0, 1752.0]
HV 6.3A | HV 6.3A | 6.3 | 0 | [10.0, 1.39, 0.344, 0.168, 0.1, 0.056, 0.0263, 0.01] | [10.0, 1.711, 0.516, 0.198, 0.1, 0.0634, 0.0303, 0.01] | 0 | [19.0, 19.5, 20.4, 20.8, 22.0, 25.0, 32.0, 48.0] | [38.0, 40.0, 43.0, 48.0, 53.0, 60.0, 75.0, 118.0]
HV 63A | HV 63A | 63 | 0 | [10.0, 2.84, 0.368, 0.164, 0.1, 0.0621, 0.0378, 0.0195, 0.01] | [10.0, 1.82, 0.344, 0.1, 0.0467, 0.0269, 0.01] | 0 | [189.0, 220.0, 300.0, 350.0, 393.0, 450.0, 530.0, 700.0, 961.0] | [378.0, 500.0, 700.0, 934.0, 1200.0, 1500.0, 2366.0]
HV 80A | HV 80A | 80 | 0 | [10.0, 2.05, 0.369, 0.198, 0.1, 0.051, 0.0298, 0.01] | [10.0, 4.15, 1.03, 0.198, 0.1, 0.051, 0.0172, 0.01] | 0 | [240.0, 300.0, 400.0, 450.0, 530.0, 650.0, 800.0, 1311.0] | [480.0, 550.0, 700.0, 1000.0, 1260.0, 1600.0, 2500.0, 3227.0]
Siemens NH-1-100 | Siemens NH-1-100 | 100 | [5400.0, 2000.0, 400.0, 20.0, 1.0, 0.2, 0.012, 0.004] | 0 | 0 | [150.0, 190.0, 250.0, 430.0, 900.0, 1250.0, 2700.0, 3600.0] | 0 | 0
Siemens NH-1-125 | Siemens NH-1-125 | 125 | [4800.0, 120.0, 7.0, 0.1, 0.004] | 0 | 0 | [180.0, 400.0, 740.0, 2000.0, 4250.0] | 0 | 0
Siemens NH-1-16 | Siemens NH-1-16 | 16 | [4000.0, 400.0, 2.0, 0.1, 0.04, 0.01] | 0 | 0 | [26.0, 35.0, 75.0, 150.0, 200.0, 300.0] | 0 | 0
Siemens NH-1-160 | Siemens NH-1-160 | 160 | [4800.0, 120.0, 7.0, 0.1, 0.004] | 0 | 0 | [210.0, 500.0, 900.0, 2300.0, 5000.0] | 0 | 0
Siemens NH-1-25 | Siemens NH-1-25 | 25 | [4000.0, 1000.0, 10.0, 0.2, 0.02, 0.01] | 0 | 0 | [40.0, 50.0, 100.0, 210.0, 400.0, 500.0] | 0 | 0
Siemens NH-1-50 | Siemens NH-1-50 | 50 | [4000.0, 40.0, 4.0, 1.0, 0.02, 0.01] | 0 | 0 | [86.0, 200.0, 300.0, 400.0, 1000.0, 1280.0] | 0 | 0
Siemens NH-1-63 | Siemens NH-1-63 | 63 | [4000.0, 100.0, 10.0, 2.0, 0.04, 0.01] | 0 | 0 | [100.0, 200.0, 300.0, 400.0, 1000.0, 1500.0] | 0 | 0
Siemens NH-1-80 | Siemens NH-1-80 | 80 | [4800.0, 120.0, 7.0, 0.1, 0.01] | 0 | 0 | [150.58, 250.0, 450.0, 1150.0, 2470.0] | 0 | 0
Siemens NH-2-1000 | Siemens NH-2-1000 | 1000 | [4800.0, 120.0, 7.0, 0.1, 0.004] | 0 | 0 | [1900.0, 3500.0, 8400.0, 24000.0, 52000.0] | 0 | 0
Siemens NH-2-200 | Siemens NH-2-200 | 200 | [4800.0, 120.0, 7.0, 0.1, 0.004] | 0 | 0 | [280.0, 650.0, 1200.0, 3000.0, 7000.0] | 0 | 0
Siemens NH-2-224 | Siemens NH-2-224 | 224 | [4800.0, 120.0, 7.0, 0.2, 0.04, 0.004] | 0 | 0 | [400.0, 750.0, 1453.0, 3025.0, 4315.0, 7600.0] | 0 | 0
Siemens NH-2-250 | Siemens NH-2-250 | 250 | [4800.0, 120.0, 7.0, 0.1, 0.004] | 0 | 0 | [450.0, 800.0, 1650.0, 4000.0, 8500.0] | 0 | 0
Siemens NH-2-315 | Siemens NH-2-315 | 315 | [4800.0, 120.0, 7.0, 0.1, 0.004] | 0 | 0 | [550.0, 920.0, 1900.0, 5000.0, 11000.0] | 0 | 0
Siemens NH-2-355 | Siemens NH-2-355 | 355 | [4800.0, 120.0, 6.0, 0.1, 0.004] | 0 | 0 | [650.0, 1116.27, 2350.0, 5840.0, 12790.0] | 0 | 0
Siemens NH-2-400 | Siemens NH-2-400 | 400 | [4800.0, 120.0, 7.0, 0.1, 0.004] | 0 | 0 | [720.0, 1350.0, 2800.0, 6500.0, 15000.0] | 0 | 0
Siemens NH-2-425 | Siemens NH-2-425 | 425 | [4800.0, 120.0, 7.0, 0.1, 0.004] | 0 | 0 | [850.0, 1500.0, 3050.0, 7500.0, 16500.0] | 0 | 0
Siemens NH-2-630 | Siemens NH-2-630 | 630 | [4800.0, 120.0, 7.0, 0.1, 0.004] | 0 | 0 | [1200.0, 2000.0, 4800.0, 12000.0, 26000.0] | 0 | 0

## dtypes
| element | column | dtype
0 | bus | name | object
1 | bus | vn_kv | float64
2 | bus | type | object
3 | bus | zone | object
4 | bus | in_service | bool
5 | load | name | object
6 | load | bus | uint32
7 | load | p_mw | float64
8 | load | q_mvar | float64
9 | load | const_z_percent | float64
10 | load | const_i_percent | float64
11 | load | sn_mva | float64
12 | load | scaling | float64
13 | load | in_service | bool
14 | load | type | object
15 | ext_grid | name | object
16 | ext_grid | bus | uint32
17 | ext_grid | vm_pu | float64
18 | ext_grid | va_degree | float64
19 | ext_grid | slack_weight | float64
20 | ext_grid | in_service | bool
21 | line | name | object
22 | line | std_type | object
23 | line | from_bus | uint32
24 | line | to_bus | uint32
25 | line | length_km | float64
26 | line | r_ohm_per_km | float64
27 | line | x_ohm_per_km | float64
28 | line | c_nf_per_km | float64
29 | line | g_us_per_km | float64
30 | line | max_i_ka | float64
31 | line | df | float64
32 | line | parallel | uint32
33 | line | type | object
34 | line | in_service | bool
35 | trafo | name | object
36 | trafo | std_type | object
37 | trafo | hv_bus | uint32
38 | trafo | lv_bus | uint32
39 | trafo | sn_mva | float64
40 | trafo | vn_hv_kv | float64
41 | trafo | vn_lv_kv | float64
42 | trafo | vk_percent | float64
43 | trafo | vkr_percent | float64
44 | trafo | pfe_kw | float64
45 | trafo | i0_percent | float64
46 | trafo | shift_degree | float64
47 | trafo | tap_side | object
48 | trafo | tap_neutral | int32
49 | trafo | tap_min | int32
50 | trafo | tap_max | int32
51 | trafo | tap_step_percent | float64
52 | trafo | tap_step_degree | float64
53 | trafo | tap_pos | int32
54 | trafo | tap_phase_shifter | bool
55 | trafo | parallel | uint32
56 | trafo | df | float64
57 | trafo | in_service | bool
58 | line_geodata | coords | object
59 | bus_geodata | x | float64
60 | bus_geodata | y | float64
61 | bus_geodata | coords | object

## parameters
| version | format_version | converged | OPF_converged | name | f_hz | sn_mva
0 | 2.14.6 | 2.14.0 | FALSE | FALSE |  | 50 | 1