## bus
| name | vn_kv | type | zone | in_service
0 | bus_LV_56-7_0_5_node_0 | 0.4 | n |  | TRUE
1 | bus_LV_56-7_0_5_node_1 | 0.4 | n |  | TRUE
2 | bus_LV_56-7_0_5_node_2 | 0.4 | n |  | TRUE
3 | bus_LV_56-7_0_5_node_3 | 0.4 | n |  | TRUE
4 | bus_LV_56-7_0_5_node_4 | 0.4 | n |  | TRUE
5 | bus_LV_56-7_0_5_node_146 | 0.4 | n |  | TRUE
6 | bus_LV_56-7_0_5_node_145 | 0.4 | n |  | TRUE
7 | bus_LV_56-7_0_5_node_5 | 0.4 | n |  | TRUE
8 | bus_LV_56-7_0_5_node_6 | 0.4 | n |  | TRUE
9 | bus_LV_56-7_0_5_node_13 | 0.4 | n |  | TRUE
10 | bus_LV_56-7_0_5_node_11 | 0.4 | n |  | TRUE
11 | bus_LV_56-7_0_5_node_8 | 0.4 | n |  | TRUE
12 | bus_LV_56-7_0_5_node_7 | 0.4 | n |  | TRUE
13 | bus_LV_56-7_0_5_node_9 | 0.4 | n |  | TRUE
14 | bus_LV_56-7_0_5_node_10 | 0.4 | n |  | TRUE
15 | bus_LV_56-7_0_5_node_12 | 0.4 | n |  | TRUE
16 | bus_LV_56-7_0_5_node_19 | 0.4 | n |  | TRUE
17 | bus_LV_56-7_0_5_node_20 | 0.4 | n |  | TRUE
18 | bus_LV_56-7_0_5_node_25 | 0.4 | n |  | TRUE
19 | bus_LV_56-7_0_5_node_34 | 0.4 | n |  | TRUE
20 | bus_LV_56-7_0_5_node_15 | 0.4 | n |  | TRUE
21 | bus_LV_56-7_0_5_node_16 | 0.4 | n |  | TRUE
22 | bus_LV_56-7_0_5_node_17 | 0.4 | n |  | TRUE
23 | bus_LV_56-7_0_5_node_18 | 0.4 | n |  | TRUE
24 | bus_LV_56-7_0_5_node_21 | 0.4 | n |  | TRUE
25 | bus_LV_56-7_0_5_node_22 | 0.4 | n |  | TRUE
26 | bus_LV_56-7_0_5_node_23 | 0.4 | n |  | TRUE
27 | bus_LV_56-7_0_5_node_24 | 0.4 | n |  | TRUE
28 | bus_LV_56-7_0_5_node_26 | 0.4 | n |  | TRUE
29 | bus_LV_56-7_0_5_node_27 | 0.4 | n |  | TRUE
30 | bus_LV_56-7_0_5_node_28 | 0.4 | n |  | TRUE
31 | bus_LV_56-7_0_5_node_54 | 0.4 | n |  | TRUE
32 | bus_LV_56-7_0_5_node_30 | 0.4 | n |  | TRUE
33 | bus_LV_56-7_0_5_node_31 | 0.4 | n |  | TRUE
34 | bus_LV_56-7_0_5_node_29 | 0.4 | n |  | TRUE
35 | bus_LV_56-7_0_5_node_55 | 0.4 | n |  | TRUE
36 | bus_LV_56-7_0_5_node_53 | 0.4 | n |  | TRUE
37 | bus_LV_56-7_0_5_node_50 | 0.4 | n |  | TRUE
38 | bus_LV_56-7_0_5_node_243 | 0.4 | n |  | TRUE
39 | bus_LV_56-7_0_5_node_112 | 0.4 | n |  | TRUE
40 | bus_LV_56-7_0_5_node_242 | 0.4 | n |  | TRUE
41 | bus_LV_56-7_0_5_node_51 | 0.4 | n |  | TRUE
42 | bus_LV_56-7_0_5_node_32 | 0.4 | n |  | TRUE
43 | bus_LV_56-7_0_5_node_33 | 0.4 | n |  | TRUE
44 | bus_LV_56-7_0_5_node_35 | 0.4 | n |  | TRUE
45 | bus_LV_56-7_0_5_node_36 | 0.4 | n |  | TRUE
46 | bus_LV_56-7_0_5_node_40 | 0.4 | n |  | TRUE
47 | bus_LV_56-7_0_5_node_37 | 0.4 | n |  | TRUE
48 | bus_LV_56-7_0_5_node_41 | 0.4 | n |  | TRUE
49 | bus_LV_56-7_0_5_node_63 | 0.4 | n |  | TRUE
50 | bus_LV_56-7_0_5_node_60 | 0.4 | n |  | TRUE
51 | bus_LV_56-7_0_5_node_38 | 0.4 | n |  | TRUE
52 | bus_LV_56-7_0_5_node_42 | 0.4 | n |  | TRUE
53 | bus_LV_56-7_0_5_node_39 | 0.4 | n |  | TRUE
54 | bus_LV_56-7_0_5_node_272 | 0.4 | n |  | TRUE
55 | bus_LV_56-7_0_5_node_239 | 0.4 | n |  | TRUE
56 | bus_LV_56-7_0_5_node_61 | 0.4 | n |  | TRUE
57 | bus_LV_56-7_0_5_node_78 | 0.4 | n |  | TRUE
58 | bus_LV_56-7_0_5_node_81 | 0.4 | n |  | TRUE
59 | bus_LV_56-7_0_5_node_79 | 0.4 | n |  | TRUE
60 | bus_LV_56-7_0_5_node_44 | 0.4 | n |  | TRUE
61 | bus_LV_56-7_0_5_node_45 | 0.4 | n |  | TRUE
62 | bus_LV_56-7_0_5_node_46 | 0.4 | n |  | TRUE
63 | bus_LV_56-7_0_5_node_47 | 0.4 | n |  | TRUE
64 | bus_LV_56-7_0_5_node_48 | 0.4 | n |  | TRUE
65 | bus_LV_56-7_0_5_node_49 | 0.4 | n |  | TRUE
66 | bus_LV_56-7_0_5_node_260 | 0.4 | n |  | TRUE
67 | bus_LV_56-7_0_5_node_67 | 0.4 | n |  | TRUE
68 | bus_LV_56-7_0_5_node_64 | 0.4 | n |  | TRUE
69 | bus_LV_56-7_0_5_node_258 | 0.4 | n |  | TRUE
70 | bus_LV_56-7_0_5_node_261 | 0.4 | n |  | TRUE
71 | bus_LV_56-7_0_5_node_83 | 0.4 | n |  | TRUE
72 | bus_LV_56-7_0_5_node_65 | 0.4 | n |  | TRUE
73 | bus_LV_56-7_0_5_node_62 | 0.4 | n |  | TRUE
74 | bus_LV_56-7_0_5_node_52 | 0.4 | n |  | TRUE
75 | bus_LV_56-7_0_5_node_57 | 0.4 | n |  | TRUE
76 | bus_LV_56-7_0_5_node_58 | 0.4 | n |  | TRUE
77 | bus_LV_56-7_0_5_node_253 | 0.4 | n |  | TRUE
78 | bus_LV_56-7_0_5_node_113 | 0.4 | n |  | TRUE
79 | bus_LV_56-7_0_5_node_93 | 0.4 | n |  | TRUE
80 | bus_LV_56-7_0_5_node_56 | 0.4 | n |  | TRUE
81 | bus_LV_56-7_0_5_node_59 | 0.4 | n |  | TRUE
82 | bus_LV_56-7_0_5_node_251 | 0.4 | n |  | TRUE
83 | bus_LV_56-7_0_5_node_252 | 0.4 | n |  | TRUE
84 | bus_LV_56-7_0_5_node_66 | 0.4 | n |  | TRUE
85 | bus_LV_56-7_0_5_node_246 | 0.4 | n |  | TRUE
86 | bus_LV_56-7_0_5_node_245 | 0.4 | n |  | TRUE
87 | bus_LV_56-7_0_5_node_82 | 0.4 | n |  | TRUE
88 | bus_LV_56-7_0_5_node_68 | 0.4 | n |  | TRUE
89 | bus_LV_56-7_0_5_node_69 | 0.4 | n |  | TRUE
90 | bus_LV_56-7_0_5_node_70 | 0.4 | n |  | TRUE
91 | bus_LV_56-7_0_5_node_71 | 0.4 | n |  | TRUE
92 | bus_LV_56-7_0_5_node_75 | 0.4 | n |  | TRUE
93 | bus_LV_56-7_0_5_node_85 | 0.4 | n |  | TRUE
94 | bus_LV_56-7_0_5_node_73 | 0.4 | n |  | TRUE
95 | bus_LV_56-7_0_5_node_72 | 0.4 | n |  | TRUE
96 | bus_LV_56-7_0_5_node_74 | 0.4 | n |  | TRUE
97 | bus_LV_56-7_0_5_node_76 | 0.4 | n |  | TRUE
98 | bus_LV_56-7_0_5_node_77 | 0.4 | n |  | TRUE
99 | bus_LV_56-7_0_5_node_273 | 0.4 | n |  | TRUE
100 | bus_LV_56-7_0_5_node_270 | 0.4 | n |  | TRUE
101 | bus_LV_56-7_0_5_node_86 | 0.4 | n |  | TRUE
102 | bus_LV_56-7_0_5_node_84 | 0.4 | n |  | TRUE
103 | bus_LV_56-7_0_5_node_271 | 0.4 | n |  | TRUE
104 | bus_LV_56-7_0_5_node_80 | 0.4 | n |  | TRUE
105 | bus_LV_56-7_0_5_node_88 | 0.4 | n |  | TRUE
106 | bus_LV_56-7_0_5_node_89 | 0.4 | n |  | TRUE
107 | bus_LV_56-7_0_5_node_90 | 0.4 | n |  | TRUE
108 | bus_LV_56-7_0_5_node_91 | 0.4 | n |  | TRUE
109 | bus_LV_56-7_0_5_node_92 | 0.4 | n |  | TRUE
110 | bus_LV_56-7_0_5_node_94 | 0.4 | n |  | TRUE
111 | bus_LV_56-7_0_5_node_99 | 0.4 | n |  | TRUE
112 | bus_LV_56-7_0_5_node_130 | 0.4 | n |  | TRUE
113 | bus_LV_56-7_0_5_node_128 | 0.4 | n |  | TRUE
114 | bus_LV_56-7_0_5_node_97 | 0.4 | n |  | TRUE
115 | bus_LV_56-7_0_5_node_101 | 0.4 | n |  | TRUE
116 | bus_LV_56-7_0_5_node_103 | 0.4 | n |  | TRUE
117 | bus_LV_56-7_0_5_node_104 | 0.4 | n |  | TRUE
118 | bus_LV_56-7_0_5_node_100 | 0.4 | n |  | TRUE
119 | bus_LV_56-7_0_5_node_132 | 0.4 | n |  | TRUE
120 | bus_LV_56-7_0_5_node_131 | 0.4 | n |  | TRUE
121 | bus_LV_56-7_0_5_node_95 | 0.4 | n |  | TRUE
122 | bus_LV_56-7_0_5_node_96 | 0.4 | n |  | TRUE
123 | bus_LV_56-7_0_5_node_98 | 0.4 | n |  | TRUE
124 | bus_LV_56-7_0_5_node_109 | 0.4 | n |  | TRUE
125 | bus_LV_56-7_0_5_node_110 | 0.4 | n |  | TRUE
126 | bus_LV_56-7_0_5_node_102 | 0.4 | n |  | TRUE
127 | bus_LV_56-7_0_5_node_107 | 0.4 | n |  | TRUE
128 | bus_LV_56-7_0_5_node_108 | 0.4 | n |  | TRUE
129 | bus_LV_56-7_0_5_node_274 | 0.4 | n |  | TRUE
130 | bus_LV_56-7_0_5_node_214 | 0.4 | n |  | TRUE
131 | bus_LV_56-7_0_5_node_225 | 0.4 | n |  | TRUE
132 | bus_LV_56-7_0_5_node_215 | 0.4 | n |  | TRUE
133 | bus_LV_56-7_0_5_node_111 | 0.4 | n |  | TRUE
134 | bus_LV_56-7_0_5_node_122 | 0.4 | n |  | TRUE
135 | bus_LV_56-7_0_5_node_120 | 0.4 | n |  | TRUE
136 | bus_LV_56-7_0_5_node_240 | 0.4 | n |  | TRUE
137 | bus_LV_56-7_0_5_node_241 | 0.4 | n |  | TRUE
138 | bus_LV_56-7_0_5_node_114 | 0.4 | n |  | TRUE
139 | bus_LV_56-7_0_5_node_115 | 0.4 | n |  | TRUE
140 | bus_LV_56-7_0_5_node_117 | 0.4 | n |  | TRUE
141 | bus_LV_56-7_0_5_node_116 | 0.4 | n |  | TRUE
142 | bus_LV_56-7_0_5_node_118 | 0.4 | n |  | TRUE
143 | bus_LV_56-7_0_5_node_119 | 0.4 | n |  | TRUE
144 | bus_LV_56-7_0_5_node_256 | 0.4 | n |  | TRUE
145 | bus_LV_56-7_0_5_node_259 | 0.4 | n |  | TRUE
146 | bus_LV_56-7_0_5_node_257 | 0.4 | n |  | TRUE
147 | bus_LV_56-7_0_5_node_255 | 0.4 | n |  | TRUE
148 | bus_LV_56-7_0_5_node_264 | 0.4 | n |  | TRUE
149 | bus_LV_56-7_0_5_node_265 | 0.4 | n |  | TRUE
150 | bus_LV_56-7_0_5_node_262 | 0.4 | n |  | TRUE
151 | bus_LV_56-7_0_5_node_121 | 0.4 | n |  | TRUE
152 | bus_LV_56-7_0_5_node_123 | 0.4 | n |  | TRUE
153 | bus_LV_56-7_0_5_node_127 | 0.4 | n |  | TRUE
154 | bus_LV_56-7_0_5_node_124 | 0.4 | n |  | TRUE
155 | bus_LV_56-7_0_5_node_176 | 0.4 | n |  | TRUE
156 | bus_LV_56-7_0_5_node_125 | 0.4 | n |  | TRUE
157 | bus_LV_56-7_0_5_node_126 | 0.4 | n |  | TRUE
158 | bus_LV_56-7_0_5_node_181 | 0.4 | n |  | TRUE
159 | bus_LV_56-7_0_5_node_182 | 0.4 | n |  | TRUE
160 | bus_LV_56-7_0_5_node_177 | 0.4 | n |  | TRUE
161 | bus_LV_56-7_0_5_node_133 | 0.4 | n |  | TRUE
162 | bus_LV_56-7_0_5_node_134 | 0.4 | n |  | TRUE
163 | bus_LV_56-7_0_5_node_135 | 0.4 | n |  | TRUE
164 | bus_LV_56-7_0_5_node_136 | 0.4 | n |  | TRUE
165 | bus_LV_56-7_0_5_node_137 | 0.4 | n |  | TRUE
166 | bus_LV_56-7_0_5_node_138 | 0.4 | n |  | TRUE
167 | bus_LV_56-7_0_5_node_175 | 0.4 | n |  | TRUE
168 | bus_LV_56-7_0_5_node_139 | 0.4 | n |  | TRUE
169 | bus_LV_56-7_0_5_node_180 | 0.4 | n |  | TRUE
170 | bus_LV_56-7_0_5_node_173 | 0.4 | n |  | TRUE
171 | bus_LV_56-7_0_5_node_140 | 0.4 | n |  | TRUE
172 | bus_LV_56-7_0_5_node_179 | 0.4 | n |  | TRUE
173 | bus_LV_56-7_0_5_node_141 | 0.4 | n |  | TRUE
174 | bus_LV_56-7_0_5_node_158 | 0.4 | n |  | TRUE
175 | bus_LV_56-7_0_5_node_155 | 0.4 | n |  | TRUE
176 | bus_LV_56-7_0_5_node_142 | 0.4 | n |  | TRUE
177 | bus_LV_56-7_0_5_node_232 | 0.4 | n |  | TRUE
178 | bus_LV_56-7_0_5_node_169 | 0.4 | n |  | TRUE
179 | bus_LV_56-7_0_5_node_156 | 0.4 | n |  | TRUE
180 | bus_LV_56-7_0_5_node_233 | 0.4 | n |  | TRUE
181 | bus_LV_56-7_0_5_node_143 | 0.4 | n |  | TRUE
182 | bus_LV_56-7_0_5_node_144 | 0.4 | n |  | TRUE
183 | bus_LV_56-7_0_5_node_185 | 0.4 | n |  | TRUE
184 | bus_LV_56-7_0_5_node_148 | 0.4 | n |  | TRUE
185 | bus_LV_56-7_0_5_node_167 | 0.4 | n |  | TRUE
186 | bus_LV_56-7_0_5_node_147 | 0.4 | n |  | TRUE
187 | bus_LV_56-7_0_5_node_149 | 0.4 | n |  | TRUE
188 | bus_LV_56-7_0_5_node_244 | 0.4 | n |  | TRUE
189 | bus_LV_56-7_0_5_node_184 | 0.4 | n |  | TRUE
190 | bus_LV_56-7_0_5_node_150 | 0.4 | n |  | TRUE
191 | bus_LV_56-7_0_5_node_152 | 0.4 | n |  | TRUE
192 | bus_LV_56-7_0_5_node_154 | 0.4 | n |  | TRUE
193 | bus_LV_56-7_0_5_node_171 | 0.4 | n |  | TRUE
194 | bus_LV_56-7_0_5_node_157 | 0.4 | n |  | TRUE
195 | bus_LV_56-7_0_5_node_170 | 0.4 | n |  | TRUE
196 | bus_LV_56-7_0_5_node_165 | 0.4 | n |  | TRUE
197 | bus_LV_56-7_0_5_node_159 | 0.4 | n |  | TRUE
198 | bus_LV_56-7_0_5_node_160 | 0.4 | n |  | TRUE
199 | bus_LV_56-7_0_5_node_161 | 0.4 | n |  | TRUE
200 | bus_LV_56-7_0_5_node_163 | 0.4 | n |  | TRUE
201 | bus_LV_56-7_0_5_node_164 | 0.4 | n |  | TRUE
202 | bus_LV_56-7_0_5_node_193 | 0.4 | n |  | TRUE
203 | bus_LV_56-7_0_5_node_191 | 0.4 | n |  | TRUE
204 | bus_LV_56-7_0_5_node_166 | 0.4 | n |  | TRUE
205 | bus_LV_56-7_0_5_node_168 | 0.4 | n |  | TRUE
206 | bus_LV_56-7_0_5_node_195 | 0.4 | n |  | TRUE
207 | bus_LV_56-7_0_5_node_192 | 0.4 | n |  | TRUE
208 | bus_LV_56-7_0_5_node_172 | 0.4 | n |  | TRUE
209 | bus_LV_56-7_0_5_node_174 | 0.4 | n |  | TRUE
210 | bus_LV_56-7_0_5_node_226 | 0.4 | n |  | TRUE
211 | bus_LV_56-7_0_5_node_227 | 0.4 | n |  | TRUE
212 | bus_LV_56-7_0_5_node_178 | 0.4 | n |  | TRUE
213 | bus_LV_56-7_0_5_node_183 | 0.4 | n |  | TRUE
214 | bus_LV_56-7_0_5_node_216 | 0.4 | n |  | TRUE
215 | bus_LV_56-7_0_5_node_238 | 0.4 | n |  | TRUE
216 | bus_LV_56-7_0_5_node_186 | 0.4 | n |  | TRUE
217 | bus_LV_56-7_0_5_node_187 | 0.4 | n |  | TRUE
218 | bus_LV_56-7_0_5_node_188 | 0.4 | n |  | TRUE
219 | bus_LV_56-7_0_5_node_189 | 0.4 | n |  | TRUE
220 | bus_LV_56-7_0_5_node_190 | 0.4 | n |  | TRUE
221 | bus_LV_56-7_0_5_node_199 | 0.4 | n |  | TRUE
222 | bus_LV_56-7_0_5_node_198 | 0.4 | n |  | TRUE
223 | bus_LV_56-7_0_5_node_209 | 0.4 | n |  | TRUE
224 | bus_LV_56-7_0_5_node_236 | 0.4 | n |  | TRUE
225 | bus_LV_56-7_0_5_node_194 | 0.4 | n |  | TRUE
226 | bus_LV_56-7_0_5_node_210 | 0.4 | n |  | TRUE
227 | bus_LV_56-7_0_5_node_208 | 0.4 | n |  | TRUE
228 | bus_LV_56-7_0_5_node_196 | 0.4 | n |  | TRUE
229 | bus_LV_56-7_0_5_node_197 | 0.4 | n |  | TRUE
230 | bus_LV_56-7_0_5_node_235 | 0.4 | n |  | TRUE
231 | bus_LV_56-7_0_5_node_200 | 0.4 | n |  | TRUE
232 | bus_LV_56-7_0_5_node_201 | 0.4 | n |  | TRUE
233 | bus_LV_56-7_0_5_node_202 | 0.4 | n |  | TRUE
234 | bus_LV_56-7_0_5_node_203 | 0.4 | n |  | TRUE
235 | bus_LV_56-7_0_5_node_204 | 0.4 | n |  | TRUE
236 | bus_LV_56-7_0_5_node_224 | 0.4 | n |  | TRUE
237 | bus_LV_56-7_0_5_node_234 | 0.4 | n |  | TRUE
238 | bus_LV_56-7_0_5_node_223 | 0.4 | n |  | TRUE
239 | bus_LV_56-7_0_5_node_205 | 0.4 | n |  | TRUE
240 | bus_LV_56-7_0_5_node_206 | 0.4 | n |  | TRUE
241 | bus_LV_56-7_0_5_node_207 | 0.4 | n |  | TRUE
242 | bus_LV_56-7_0_5_node_212 | 0.4 | n |  | TRUE
243 | bus_LV_56-7_0_5_node_211 | 0.4 | n |  | TRUE
244 | bus_LV_56-7_0_5_node_213 | 0.4 | n |  | TRUE
245 | bus_LV_56-7_0_5_node_237 | 0.4 | n |  | TRUE
246 | bus_LV_56-7_0_5_node_217 | 0.4 | n |  | TRUE
247 | bus_LV_56-7_0_5_node_218 | 0.4 | n |  | TRUE
248 | bus_LV_56-7_0_5_node_219 | 0.4 | n |  | TRUE
249 | bus_LV_56-7_0_5_node_221 | 0.4 | n |  | TRUE
250 | bus_LV_56-7_0_5_node_222 | 0.4 | n |  | TRUE
251 | bus_LV_56-7_0_5_node_220 | 0.4 | n |  | TRUE
252 | bus_LV_56-7_0_5_node_248 | 0.4 | n |  | TRUE
253 | bus_LV_56-7_0_5_node_228 | 0.4 | n |  | TRUE
254 | bus_LV_56-7_0_5_node_231 | 0.4 | n |  | TRUE
255 | bus_LV_56-7_0_5_node_229 | 0.4 | n |  | TRUE
256 | bus_LV_56-7_0_5_node_230 | 0.4 | n |  | TRUE
257 | bus_LV_56-7_0_5_node_249 | 0.4 | n |  | TRUE
258 | bus_LV_56-7_0_5_node_250 | 0.4 | n |  | TRUE
259 | bus_LV_56-7_0_5_node_254 | 0.4 | n |  | TRUE
260 | bus_LV_56-7_0_5_node_247 | 0.4 | n |  | TRUE
261 | bus_LV_56-7_0_5_node_266 | 0.4 | n |  | TRUE
262 | bus_LV_56-7_0_5_node_269 | 0.4 | n |  | TRUE
263 | bus_LV_56-7_0_5_node_263 | 0.4 | n |  | TRUE
264 | bus_LV_56-7_0_5_node_267 | 0.4 | n |  | TRUE
265 | bus_LV_56-7_0_5_node_268 | 0.4 | n |  | TRUE
266 | bus_MV_372_0_node_161 | 20 | n |  | TRUE

## load
| name | bus | p_mw | q_mvar | const_z_percent | const_i_percent | sn_mva | scaling | in_service | type
0 | LV_56-7_0_5_load_0 | 0 | 0.00063554 | 0.00015928 | 0 | 0 |  | 1 | TRUE | wye
1 | LV_56-7_0_5_load_1 | 1 | 0.00081486 | 0.00020422 | 0 | 0 |  | 1 | TRUE | wye
2 | LV_56-7_0_5_load_145 | 6 | 0.0008008 | 0.0002007 | 0 | 0 |  | 1 | TRUE | wye
3 | LV_56-7_0_5_load_5 | 7 | 0.00042665 | 0.00010693 | 0 | 0 |  | 1 | TRUE | wye
4 | LV_56-7_0_5_load_6 | 8 | 0.0015202 | 0.00038099 | 0 | 0 |  | 1 | TRUE | wye
5 | LV_56-7_0_5_load_13 | 9 | 0.0011323 | 0.00028377 | 0 | 0 |  | 1 | TRUE | wye
6 | LV_56-7_0_5_load_8 | 11 | 0.00062311 | 0.00015616 | 0 | 0 |  | 1 | TRUE | wye
7 | LV_56-7_0_5_load_7 | 12 | 0.0031401 | 0.00078699 | 0 | 0 |  | 1 | TRUE | wye
8 | LV_56-7_0_5_load_9 | 13 | 0.00081492 | 0.00020424 | 0 | 0 |  | 1 | TRUE | wye
9 | LV_56-7_0_5_load_10 | 14 | 0.0012254 | 0.00030711 | 0 | 0 |  | 1 | TRUE | wye
10 | LV_56-7_0_5_load_19 | 16 | 0.0020541 | 0.0005148 | 0 | 0 |  | 1 | TRUE | wye
11 | LV_56-7_0_5_load_20 | 17 | 0.0008147 | 0.00020418 | 0 | 0 |  | 1 | TRUE | wye
12 | LV_56-7_0_5_load_34 | 19 | 0.0034454 | 0.0008635 | 0 | 0 |  | 1 | TRUE | wye
13 | LV_56-7_0_5_load_15 | 20 | 0.001259 | 0.00031554 | 0 | 0 |  | 1 | TRUE | wye
14 | LV_56-7_0_5_load_16 | 21 | 0.0013027 | 0.00032648 | 0 | 0 |  | 1 | TRUE | wye
15 | LV_56-7_0_5_load_17 | 22 | 0.00098267 | 0.00024628 | 0 | 0 |  | 1 | TRUE | wye
16 | LV_56-7_0_5_load_18 | 23 | 0.0010284 | 0.00025775 | 0 | 0 |  | 1 | TRUE | wye
17 | LV_56-7_0_5_load_23 | 26 | 0.0028876 | 0.0007237 | 0 | 0 |  | 1 | TRUE | wye
18 | LV_56-7_0_5_load_26 | 28 | 0.0030084 | 0.00075396 | 0 | 0 |  | 1 | TRUE | wye
19 | LV_56-7_0_5_load_27 | 29 | 0.00102 | 0.00025563 | 0 | 0 |  | 1 | TRUE | wye
20 | LV_56-7_0_5_load_28 | 30 | 0.0024647 | 0.00061772 | 0 | 0 |  | 1 | TRUE | wye
21 | LV_56-7_0_5_load_54 | 31 | 0.0024152 | 0.0006053 | 0 | 0 |  | 1 | TRUE | wye
22 | LV_56-7_0_5_load_30 | 32 | 0.0017981 | 0.00045066 | 0 | 0 |  | 1 | TRUE | wye
23 | LV_56-7_0_5_load_31 | 33 | 0.0030669 | 0.00076863 | 0 | 0 |  | 1 | TRUE | wye
24 | LV_56-7_0_5_load_55 | 35 | 0.00063273 | 0.00015858 | 0 | 0 |  | 1 | TRUE | wye
25 | LV_56-7_0_5_load_50 | 37 | 0.0029668 | 0.00074354 | 0 | 0 |  | 1 | TRUE | wye
26 | LV_56-7_0_5_load_243 | 38 | 0.0010257 | 0.00025707 | 0 | 0 |  | 1 | TRUE | wye
27 | LV_56-7_0_5_load_242 | 40 | 0.0018926 | 0.00047434 | 0 | 0 |  | 1 | TRUE | wye
28 | LV_56-7_0_5_load_51 | 41 | 0.0010257 | 0.00025707 | 0 | 0 |  | 1 | TRUE | wye
29 | LV_56-7_0_5_load_32 | 42 | 0.0030654 | 0.00076825 | 0 | 0 |  | 1 | TRUE | wye
30 | LV_56-7_0_5_load_36 | 45 | 0.0030935 | 0.0007753 | 0 | 0 |  | 1 | TRUE | wye
31 | LV_56-7_0_5_load_37 | 47 | 0.0041243 | 0.0010336 | 0 | 0 |  | 1 | TRUE | wye
32 | LV_56-7_0_5_load_41 | 48 | 0.0015586 | 0.00039062 | 0 | 0 |  | 1 | TRUE | wye
33 | LV_56-7_0_5_load_63 | 49 | 0.0015517 | 0.00038889 | 0 | 0 |  | 1 | TRUE | wye
34 | LV_56-7_0_5_load_60 | 50 | 0.0021989 | 0.00055111 | 0 | 0 |  | 1 | TRUE | wye
35 | LV_56-7_0_5_load_38 | 51 | 0.0032393 | 0.00081185 | 0 | 0 |  | 1 | TRUE | wye
36 | LV_56-7_0_5_load_42 | 52 | 0.0024578 | 0.00061597 | 0 | 0 |  | 1 | TRUE | wye
37 | LV_56-7_0_5_load_39 | 53 | 0.0021994 | 0.00055122 | 0 | 0 |  | 1 | TRUE | wye
38 | LV_56-7_0_5_load_272 | 54 | 0.0053326 | 0.0013365 | 0 | 0 |  | 1 | TRUE | wye
39 | LV_56-7_0_5_load_239 | 55 | 0.017855 | 0.0044749 | 0 | 0 |  | 1 | TRUE | wye
40 | LV_56-7_0_5_load_61 | 56 | 0.0032389 | 0.00081175 | 0 | 0 |  | 1 | TRUE | wye
41 | LV_56-7_0_5_load_79 | 59 | 0.0033508 | 0.0008398 | 0 | 0 |  | 1 | TRUE | wye
42 | LV_56-7_0_5_load_44 | 60 | 0.0015626 | 0.00039162 | 0 | 0 |  | 1 | TRUE | wye
43 | LV_56-7_0_5_load_45 | 61 | 0.0013434 | 0.00033668 | 0 | 0 |  | 1 | TRUE | wye
44 | LV_56-7_0_5_load_47 | 63 | 0.0016712 | 0.00041885 | 0 | 0 |  | 1 | TRUE | wye
45 | LV_56-7_0_5_load_49 | 65 | 0.0027265 | 0.00068332 | 0 | 0 |  | 1 | TRUE | wye
46 | LV_56-7_0_5_load_260 | 66 | 0.0016717 | 0.00041896 | 0 | 0 |  | 1 | TRUE | wye
47 | LV_56-7_0_5_load_67 | 67 | 0.0013438 | 0.0003368 | 0 | 0 |  | 1 | TRUE | wye
48 | LV_56-7_0_5_load_64 | 68 | 0.0027254 | 0.00068305 | 0 | 0 |  | 1 | TRUE | wye
49 | LV_56-7_0_5_load_261 | 70 | 0.0013431 | 0.00033661 | 0 | 0 |  | 1 | TRUE | wye
50 | LV_56-7_0_5_load_83 | 71 | 0.0075759 | 0.0018987 | 0 | 0 |  | 1 | TRUE | wye
51 | LV_56-7_0_5_load_65 | 72 | 0.0020038 | 0.00050221 | 0 | 0 |  | 1 | TRUE | wye
52 | LV_56-7_0_5_load_62 | 73 | 0.013282 | 0.0033288 | 0 | 0 |  | 1 | TRUE | wye
53 | LV_56-7_0_5_load_52 | 74 | 0.0010628 | 0.00026637 | 0 | 0 |  | 1 | TRUE | wye
54 | LV_56-7_0_5_load_57 | 75 | 0.001848 | 0.00046315 | 0 | 0 |  | 1 | TRUE | wye
55 | LV_56-7_0_5_load_58 | 76 | 0.0022983 | 0.000576 | 0 | 0 |  | 1 | TRUE | wye
56 | LV_56-7_0_5_load_253 | 77 | 0.001044 | 0.00026165 | 0 | 0 |  | 1 | TRUE | wye
57 | LV_56-7_0_5_load_113 | 78 | 0.0019288 | 0.0004834 | 0 | 0 |  | 1 | TRUE | wye
58 | LV_56-7_0_5_load_93 | 79 | 0.0024905 | 0.00062417 | 0 | 0 |  | 1 | TRUE | wye
59 | LV_56-7_0_5_load_56 | 80 | 0.0029254 | 0.00073318 | 0 | 0 |  | 1 | TRUE | wye
60 | LV_56-7_0_5_load_59 | 81 | 0.0022692 | 0.00056871 | 0 | 0 |  | 1 | TRUE | wye
61 | LV_56-7_0_5_load_252 | 83 | 0.0086597 | 0.0021703 | 0 | 0 |  | 1 | TRUE | wye
62 | LV_56-7_0_5_load_66 | 84 | 0.0018939 | 0.00047467 | 0 | 0 |  | 1 | TRUE | wye
63 | LV_56-7_0_5_load_246 | 85 | 0.0022267 | 0.00055806 | 0 | 0 |  | 1 | TRUE | wye
64 | LV_56-7_0_5_load_245 | 86 | 0.0012948 | 0.00032451 | 0 | 0 |  | 1 | TRUE | wye
65 | LV_56-7_0_5_load_82 | 87 | 0.0021393 | 0.00053616 | 0 | 0 |  | 1 | TRUE | wye
66 | LV_56-7_0_5_load_68 | 88 | 0.001346 | 0.00033734 | 0 | 0 |  | 1 | TRUE | wye
67 | LV_56-7_0_5_load_69 | 89 | 0.0021475 | 0.00053822 | 0 | 0 |  | 1 | TRUE | wye
68 | LV_56-7_0_5_load_70 | 90 | 0.0050335 | 0.0012615 | 0 | 0 |  | 1 | TRUE | wye
69 | LV_56-7_0_5_load_71 | 91 | 0.0021434 | 0.00053718 | 0 | 0 |  | 1 | TRUE | wye
70 | LV_56-7_0_5_load_73 | 94 | 0.0021141 | 0.00052984 | 0 | 0 |  | 1 | TRUE | wye
71 | LV_56-7_0_5_load_72 | 95 | 0.0013481 | 0.00033786 | 0 | 0 |  | 1 | TRUE | wye
72 | LV_56-7_0_5_load_77 | 98 | 0.0013704 | 0.00034346 | 0 | 0 |  | 1 | TRUE | wye
73 | LV_56-7_0_5_load_273 | 99 | 0.0014155 | 0.00035476 | 0 | 0 |  | 1 | TRUE | wye
74 | LV_56-7_0_5_load_270 | 100 | 0.0013707 | 0.00034353 | 0 | 0 |  | 1 | TRUE | wye
75 | LV_56-7_0_5_load_86 | 101 | 0.0045498 | 0.0011403 | 0 | 0 |  | 1 | TRUE | wye
76 | LV_56-7_0_5_load_84 | 102 | 0.0017055 | 0.00042745 | 0 | 0 |  | 1 | TRUE | wye
77 | LV_56-7_0_5_load_271 | 103 | 0.0013707 | 0.00034353 | 0 | 0 |  | 1 | TRUE | wye
78 | LV_56-7_0_5_load_80 | 104 | 0.0068261 | 0.0017108 | 0 | 0 |  | 1 | TRUE | wye
79 | LV_56-7_0_5_load_88 | 105 | 0.0014288 | 0.00035809 | 0 | 0 |  | 1 | TRUE | wye
80 | LV_56-7_0_5_load_94 | 110 | 0.0011757 | 0.00029467 | 0 | 0 |  | 1 | TRUE | wye
81 | LV_56-7_0_5_load_99 | 111 | 0.0050948 | 0.0012769 | 0 | 0 |  | 1 | TRUE | wye
82 | LV_56-7_0_5_load_130 | 112 | 0.0022848 | 0.00057263 | 0 | 0 |  | 1 | TRUE | wye
83 | LV_56-7_0_5_load_128 | 113 | 0.0013174 | 0.00033016 | 0 | 0 |  | 1 | TRUE | wye
84 | LV_56-7_0_5_load_97 | 114 | 0.0052514 | 0.0013161 | 0 | 0 |  | 1 | TRUE | wye
85 | LV_56-7_0_5_load_100 | 118 | 0.011734 | 0.0029408 | 0 | 0 |  | 1 | TRUE | wye
86 | LV_56-7_0_5_load_132 | 119 | 0.0041468 | 0.0010393 | 0 | 0 |  | 1 | TRUE | wye
87 | LV_56-7_0_5_load_131 | 120 | 0.00071769 | 0.00017987 | 0 | 0 |  | 1 | TRUE | wye
88 | LV_56-7_0_5_load_95 | 121 | 0.0031732 | 0.00079528 | 0 | 0 |  | 1 | TRUE | wye
89 | LV_56-7_0_5_load_96 | 122 | 0.0043288 | 0.0010849 | 0 | 0 |  | 1 | TRUE | wye
90 | LV_56-7_0_5_load_98 | 123 | 0.0024663 | 0.00061812 | 0 | 0 |  | 1 | TRUE | wye
91 | LV_56-7_0_5_load_109 | 124 | 0.004636 | 0.0011619 | 0 | 0 |  | 1 | TRUE | wye
92 | LV_56-7_0_5_load_110 | 125 | 0.0054263 | 0.0013599 | 0 | 0 |  | 1 | TRUE | wye
93 | LV_56-7_0_5_load_107 | 127 | 0.0052452 | 0.0013146 | 0 | 0 |  | 1 | TRUE | wye
94 | LV_56-7_0_5_load_108 | 128 | 0.0024756 | 0.00062045 | 0 | 0 |  | 1 | TRUE | wye
95 | LV_56-7_0_5_load_274 | 129 | 0.0075609 | 0.0018949 | 0 | 0 |  | 1 | TRUE | wye
96 | LV_56-7_0_5_load_214 | 130 | 0.0044392 | 0.0011126 | 0 | 0 |  | 1 | TRUE | wye
97 | LV_56-7_0_5_load_225 | 131 | 0.002145 | 0.00053758 | 0 | 0 |  | 1 | TRUE | wye
98 | LV_56-7_0_5_load_215 | 132 | 0.0019124 | 0.00047929 | 0 | 0 |  | 1 | TRUE | wye
99 | LV_56-7_0_5_load_111 | 133 | 0.0021016 | 0.00052672 | 0 | 0 |  | 1 | TRUE | wye
100 | LV_56-7_0_5_load_122 | 134 | 0.0011533 | 0.00028906 | 0 | 0 |  | 1 | TRUE | wye
101 | LV_56-7_0_5_load_120 | 135 | 0.0020267 | 0.00050793 | 0 | 0 |  | 1 | TRUE | wye
102 | LV_56-7_0_5_load_240 | 136 | 0.0013054 | 0.00032717 | 0 | 0 |  | 1 | TRUE | wye
103 | LV_56-7_0_5_load_241 | 137 | 0.0018839 | 0.00047214 | 0 | 0 |  | 1 | TRUE | wye
104 | LV_56-7_0_5_load_114 | 138 | 0.0036706 | 0.00091994 | 0 | 0 |  | 1 | TRUE | wye
105 | LV_56-7_0_5_load_117 | 140 | 0.0022299 | 0.00055886 | 0 | 0 |  | 1 | TRUE | wye
106 | LV_56-7_0_5_load_118 | 142 | 0.0071707 | 0.0017972 | 0 | 0 |  | 1 | TRUE | wye
107 | LV_56-7_0_5_load_256 | 144 | 0.0022293 | 0.0005587 | 0 | 0 |  | 1 | TRUE | wye
108 | LV_56-7_0_5_load_257 | 146 | 0.010403 | 0.0026073 | 0 | 0 |  | 1 | TRUE | wye
109 | LV_56-7_0_5_load_255 | 147 | 0.002229 | 0.00055865 | 0 | 0 |  | 1 | TRUE | wye
110 | LV_56-7_0_5_load_264 | 148 | 0.0013437 | 0.00033676 | 0 | 0 |  | 1 | TRUE | wye
111 | LV_56-7_0_5_load_265 | 149 | 0.0015618 | 0.00039142 | 0 | 0 |  | 1 | TRUE | wye
112 | LV_56-7_0_5_load_262 | 150 | 0.001344 | 0.00033683 | 0 | 0 |  | 1 | TRUE | wye
113 | LV_56-7_0_5_load_121 | 151 | 0.0060337 | 0.0015122 | 0 | 0 |  | 1 | TRUE | wye
114 | LV_56-7_0_5_load_127 | 153 | 0.0040701 | 0.0010201 | 0 | 0 |  | 1 | TRUE | wye
115 | LV_56-7_0_5_load_124 | 154 | 0.0047808 | 0.0011982 | 0 | 0 |  | 1 | TRUE | wye
116 | LV_56-7_0_5_load_176 | 155 | 0.00080455 | 0.00020164 | 0 | 0 |  | 1 | TRUE | wye
117 | LV_56-7_0_5_load_125 | 156 | 0.0022473 | 0.00056323 | 0 | 0 |  | 1 | TRUE | wye
118 | LV_56-7_0_5_load_126 | 157 | 0.0012055 | 0.00030213 | 0 | 0 |  | 1 | TRUE | wye
119 | LV_56-7_0_5_load_181 | 158 | 0.0016411 | 0.0004113 | 0 | 0 |  | 1 | TRUE | wye
120 | LV_56-7_0_5_load_182 | 159 | 0.0050917 | 0.0012761 | 0 | 0 |  | 1 | TRUE | wye
121 | LV_56-7_0_5_load_177 | 160 | 0.0029463 | 0.00073842 | 0 | 0 |  | 1 | TRUE | wye
122 | LV_56-7_0_5_load_133 | 161 | 0.0013512 | 0.00033864 | 0 | 0 |  | 1 | TRUE | wye
123 | LV_56-7_0_5_load_134 | 162 | 0.0019977 | 0.00050068 | 0 | 0 |  | 1 | TRUE | wye
124 | LV_56-7_0_5_load_136 | 164 | 0.003967 | 0.00099422 | 0 | 0 |  | 1 | TRUE | wye
125 | LV_56-7_0_5_load_137 | 165 | 0.0018639 | 0.00046714 | 0 | 0 |  | 1 | TRUE | wye
126 | LV_56-7_0_5_load_138 | 166 | 0.00060289 | 0.0001511 | 0 | 0 |  | 1 | TRUE | wye
127 | LV_56-7_0_5_load_175 | 167 | 0.0011463 | 0.00028728 | 0 | 0 |  | 1 | TRUE | wye
128 | LV_56-7_0_5_load_139 | 168 | 0.002923 | 0.00073256 | 0 | 0 |  | 1 | TRUE | wye
129 | LV_56-7_0_5_load_180 | 169 | 0.0033383 | 0.00083667 | 0 | 0 |  | 1 | TRUE | wye
130 | LV_56-7_0_5_load_179 | 172 | 0.00099477 | 0.00024931 | 0 | 0 |  | 1 | TRUE | wye
131 | LV_56-7_0_5_load_141 | 173 | 0.0064483 | 0.0016161 | 0 | 0 |  | 1 | TRUE | wye
132 | LV_56-7_0_5_load_158 | 174 | 0.0030982 | 0.00077647 | 0 | 0 |  | 1 | TRUE | wye
133 | LV_56-7_0_5_load_155 | 175 | 0.0015796 | 0.00039589 | 0 | 0 |  | 1 | TRUE | wye
134 | LV_56-7_0_5_load_142 | 176 | 0.0073275 | 0.0018364 | 0 | 0 |  | 1 | TRUE | wye
135 | LV_56-7_0_5_load_232 | 177 | 0.00081964 | 0.00020542 | 0 | 0 |  | 1 | TRUE | wye
136 | LV_56-7_0_5_load_156 | 179 | 0.0018527 | 0.00046434 | 0 | 0 |  | 1 | TRUE | wye
137 | LV_56-7_0_5_load_233 | 180 | 0.0027465 | 0.00068834 | 0 | 0 |  | 1 | TRUE | wye
138 | LV_56-7_0_5_load_143 | 181 | 0.00080311 | 0.00020128 | 0 | 0 |  | 1 | TRUE | wye
139 | LV_56-7_0_5_load_185 | 183 | 0.0010288 | 0.00025785 | 0 | 0 |  | 1 | TRUE | wye
140 | LV_56-7_0_5_load_244 | 188 | 0.00034437 | 8.6306e-05 | 0 | 0 |  | 1 | TRUE | wye
141 | LV_56-7_0_5_load_184 | 189 | 0.001384 | 0.00034687 | 0 | 0 |  | 1 | TRUE | wye
142 | LV_56-7_0_5_load_150 | 190 | 0.0012752 | 0.00031961 | 0 | 0 |  | 1 | TRUE | wye
143 | LV_56-7_0_5_load_171 | 193 | 0.0038215 | 0.00095776 | 0 | 0 |  | 1 | TRUE | wye
144 | LV_56-7_0_5_load_157 | 194 | 0.001348 | 0.00033785 | 0 | 0 |  | 1 | TRUE | wye
145 | LV_56-7_0_5_load_170 | 195 | 0.0045691 | 0.0011451 | 0 | 0 |  | 1 | TRUE | wye
146 | LV_56-7_0_5_load_165 | 196 | 0.0024568 | 0.00061573 | 0 | 0 |  | 1 | TRUE | wye
147 | LV_56-7_0_5_load_159 | 197 | 0.0048748 | 0.0012217 | 0 | 0 |  | 1 | TRUE | wye
148 | LV_56-7_0_5_load_160 | 198 | 0.0033066 | 0.00082872 | 0 | 0 |  | 1 | TRUE | wye
149 | LV_56-7_0_5_load_193 | 202 | 0.0026174 | 0.00065599 | 0 | 0 |  | 1 | TRUE | wye
150 | LV_56-7_0_5_load_191 | 203 | 0.0067514 | 0.0016921 | 0 | 0 |  | 1 | TRUE | wye
151 | LV_56-7_0_5_load_195 | 206 | 0.0029991 | 0.00075164 | 0 | 0 |  | 1 | TRUE | wye
152 | LV_56-7_0_5_load_172 | 208 | 0.00098715 | 0.0002474 | 0 | 0 |  | 1 | TRUE | wye
153 | LV_56-7_0_5_load_174 | 209 | 0.00081637 | 0.0002046 | 0 | 0 |  | 1 | TRUE | wye
154 | LV_56-7_0_5_load_226 | 210 | 0.0048115 | 0.0012059 | 0 | 0 |  | 1 | TRUE | wye
155 | LV_56-7_0_5_load_227 | 211 | 0.019803 | 0.004963 | 0 | 0 |  | 1 | TRUE | wye
156 | LV_56-7_0_5_load_178 | 212 | 0.0012842 | 0.00032185 | 0 | 0 |  | 1 | TRUE | wye
157 | LV_56-7_0_5_load_216 | 214 | 0.0057988 | 0.0014533 | 0 | 0 |  | 1 | TRUE | wye
158 | LV_56-7_0_5_load_186 | 216 | 0.0036114 | 0.0009051 | 0 | 0 |  | 1 | TRUE | wye
159 | LV_56-7_0_5_load_187 | 217 | 0.0029603 | 0.00074193 | 0 | 0 |  | 1 | TRUE | wye
160 | LV_56-7_0_5_load_190 | 220 | 0.0031947 | 0.00080066 | 0 | 0 |  | 1 | TRUE | wye
161 | LV_56-7_0_5_load_199 | 221 | 0.00093223 | 0.00023364 | 0 | 0 |  | 1 | TRUE | wye
162 | LV_56-7_0_5_load_198 | 222 | 0.0043309 | 0.0010854 | 0 | 0 |  | 1 | TRUE | wye
163 | LV_56-7_0_5_load_236 | 224 | 0.00093216 | 0.00023362 | 0 | 0 |  | 1 | TRUE | wye
164 | LV_56-7_0_5_load_208 | 227 | 0.0015916 | 0.0003989 | 0 | 0 |  | 1 | TRUE | wye
165 | LV_56-7_0_5_load_196 | 228 | 0.0034591 | 0.00086693 | 0 | 0 |  | 1 | TRUE | wye
166 | LV_56-7_0_5_load_197 | 229 | 0.0037231 | 0.0009331 | 0 | 0 |  | 1 | TRUE | wye
167 | LV_56-7_0_5_load_235 | 230 | 0.00089207 | 0.00022357 | 0 | 0 |  | 1 | TRUE | wye
168 | LV_56-7_0_5_load_200 | 231 | 0.00095935 | 0.00024044 | 0 | 0 |  | 1 | TRUE | wye
169 | LV_56-7_0_5_load_201 | 232 | 0.00086759 | 0.00021744 | 0 | 0 |  | 1 | TRUE | wye
170 | LV_56-7_0_5_load_202 | 233 | 0.00084338 | 0.00021137 | 0 | 0 |  | 1 | TRUE | wye
171 | LV_56-7_0_5_load_203 | 234 | 0.00040542 | 0.00010161 | 0 | 0 |  | 1 | TRUE | wye
172 | LV_56-7_0_5_load_204 | 235 | 0.00091515 | 0.00022936 | 0 | 0 |  | 1 | TRUE | wye
173 | LV_56-7_0_5_load_224 | 236 | 0.0018493 | 0.00046348 | 0 | 0 |  | 1 | TRUE | wye
174 | LV_56-7_0_5_load_234 | 237 | 0.001414 | 0.00035439 | 0 | 0 |  | 1 | TRUE | wye
175 | LV_56-7_0_5_load_223 | 238 | 0.00083767 | 0.00020994 | 0 | 0 |  | 1 | TRUE | wye
176 | LV_56-7_0_5_load_205 | 239 | 0.0011584 | 0.00029033 | 0 | 0 |  | 1 | TRUE | wye
177 | LV_56-7_0_5_load_206 | 240 | 0.0017401 | 0.0004361 | 0 | 0 |  | 1 | TRUE | wye
178 | LV_56-7_0_5_load_207 | 241 | 0.0016857 | 0.00042249 | 0 | 0 |  | 1 | TRUE | wye
179 | LV_56-7_0_5_load_212 | 242 | 0.0031886 | 0.00079914 | 0 | 0 |  | 1 | TRUE | wye
180 | LV_56-7_0_5_load_211 | 243 | 0.0022681 | 0.00056845 | 0 | 0 |  | 1 | TRUE | wye
181 | LV_56-7_0_5_load_213 | 244 | 0.0010099 | 0.0002531 | 0 | 0 |  | 1 | TRUE | wye
182 | LV_56-7_0_5_load_237 | 245 | 0.001806 | 0.00045263 | 0 | 0 |  | 1 | TRUE | wye
183 | LV_56-7_0_5_load_217 | 246 | 0.0012218 | 0.00030621 | 0 | 0 |  | 1 | TRUE | wye
184 | LV_56-7_0_5_load_218 | 247 | 0.0004823 | 0.00012088 | 0 | 0 |  | 1 | TRUE | wye
185 | LV_56-7_0_5_load_221 | 249 | 0.0022947 | 0.0005751 | 0 | 0 |  | 1 | TRUE | wye
186 | LV_56-7_0_5_load_222 | 250 | 0.0012941 | 0.00032434 | 0 | 0 |  | 1 | TRUE | wye
187 | LV_56-7_0_5_load_220 | 251 | 0.00084181 | 0.00021098 | 0 | 0 |  | 1 | TRUE | wye
188 | LV_56-7_0_5_load_248 | 252 | 0.0043203 | 0.0010828 | 0 | 0 |  | 1 | TRUE | wye
189 | LV_56-7_0_5_load_231 | 254 | 0.011655 | 0.0029209 | 0 | 0 |  | 1 | TRUE | wye
190 | LV_56-7_0_5_load_229 | 255 | 0.002301 | 0.00057669 | 0 | 0 |  | 1 | TRUE | wye
191 | LV_56-7_0_5_load_230 | 256 | 0.019748 | 0.0049493 | 0 | 0 |  | 1 | TRUE | wye
192 | LV_56-7_0_5_load_249 | 257 | 0.0012391 | 0.00031054 | 0 | 0 |  | 1 | TRUE | wye
193 | LV_56-7_0_5_load_250 | 258 | 0.0030373 | 0.00076122 | 0 | 0 |  | 1 | TRUE | wye
194 | LV_56-7_0_5_load_254 | 259 | 0.0022298 | 0.00055885 | 0 | 0 |  | 1 | TRUE | wye
195 | LV_56-7_0_5_load_247 | 260 | 0.0041142 | 0.0010311 | 0 | 0 |  | 1 | TRUE | wye
196 | LV_56-7_0_5_load_266 | 261 | 0.0015712 | 0.00039377 | 0 | 0 |  | 1 | TRUE | wye
197 | LV_56-7_0_5_load_269 | 262 | 0.0016708 | 0.00041875 | 0 | 0 |  | 1 | TRUE | wye
198 | LV_56-7_0_5_load_263 | 263 | 0.0013429 | 0.00033656 | 0 | 0 |  | 1 | TRUE | wye
199 | LV_56-7_0_5_load_267 | 264 | 0.00157 | 0.00039348 | 0 | 0 |  | 1 | TRUE | wye
200 | LV_56-7_0_5_load_268 | 265 | 0.0015713 | 0.0003938 | 0 | 0 |  | 1 | TRUE | wye

## ext_grid
| name | bus | vm_pu | va_degree | slack_weight | in_service
0 |  | 258 | 1 | 0 | 1 | TRUE

## line
| name | std_type | from_bus | to_bus | length_km | r_ohm_per_km | x_ohm_per_km | c_nf_per_km | g_us_per_km | max_i_ka | df | parallel | type | in_service
0 | LV_56-7_0_5_line_0 |  | 0 | 1 | 0.02827 | 0.125 | 0.08 | 261 | 0 | 0.364 | 1 | 1 | cs | TRUE
1 | LV_56-7_0_5_line_1 |  | 0 | 2 | 0.1431 | 0.125 | 0.08 | 261 | 0 | 0.364 | 1 | 1 | cs | TRUE
2 | LV_56-7_0_5_line_2 |  | 1 | 3 | 0.01458 | 0.125 | 0.08 | 261 | 0 | 0.364 | 1 | 1 | cs | TRUE
3 | LV_56-7_0_5_line_3 |  | 2 | 4 | 0.15357 | 0.125 | 0.08 | 261 | 0 | 0.364 | 1 | 1 | cs | TRUE
4 | LV_56-7_0_5_line_4 |  | 3 | 7 | 0.0095733 | 0.125 | 0.08 | 261 | 0 | 0.364 | 1 | 1 | cs | TRUE
5 | LV_56-7_0_5_line_5 |  | 3 | 8 | 0.027995 | 0.125 | 0.08 | 261 | 0 | 0.364 | 1 | 1 | cs | TRUE
6 | LV_56-7_0_5_line_6 |  | 4 | 5 | 0.39882 | 0.125 | 0.08 | 261 | 0 | 0.364 | 1 | 1 | cs | TRUE
7 | LV_56-7_0_5_line_7 |  | 5 | 6 | 0.084952 | 0.125 | 0.08 | 261 | 0 | 0.364 | 1 | 1 | cs | TRUE
8 | LV_56-7_0_5_line_8 |  | 6 | 182 | 0.016899 | 0.125 | 0.08 | 261 | 0 | 0.364 | 1 | 1 | cs | TRUE
9 | LV_56-7_0_5_line_9 |  | 7 | 11 | 0.0021839 | 0.125 | 0.08 | 261 | 0 | 0.364 | 1 | 1 | cs | TRUE
10 | LV_56-7_0_5_line_10 |  | 9 | 10 | 0.036445 | 0.125 | 0.08 | 261 | 0 | 0.364 | 1 | 1 | cs | TRUE
11 | LV_56-7_0_5_line_11 |  | 10 | 13 | 0.019436 | 0.125 | 0.08 | 261 | 0 | 0.364 | 1 | 1 | cs | TRUE
12 | LV_56-7_0_5_line_12 |  | 11 | 12 | 0.031237 | 0.125 | 0.08 | 261 | 0 | 0.364 | 1 | 1 | cs | TRUE
13 | LV_56-7_0_5_line_13 |  | 13 | 14 | 0.057589 | 0.125 | 0.08 | 261 | 0 | 0.364 | 1 | 1 | cs | TRUE
14 | LV_56-7_0_5_line_14 |  | 14 | 15 | 0.0093837 | 0.125 | 0.08 | 261 | 0 | 0.364 | 1 | 1 | cs | TRUE
15 | LV_56-7_0_5_line_15 |  | 15 | 16 | 0.031626 | 0.125 | 0.08 | 261 | 0 | 0.364 | 1 | 1 | cs | TRUE
16 | LV_56-7_0_5_line_16 |  | 15 | 17 | 0.0098609 | 0.125 | 0.08 | 261 | 0 | 0.364 | 1 | 1 | cs | TRUE
17 | LV_56-7_0_5_line_17 |  | 16 | 18 | 0.030581 | 0.125 | 0.08 | 261 | 0 | 0.364 | 1 | 1 | cs | TRUE
18 | LV_56-7_0_5_line_18 |  | 17 | 19 | 0.0098034 | 0.125 | 0.08 | 261 | 0 | 0.364 | 1 | 1 | cs | TRUE
19 | LV_56-7_0_5_line_19 |  | 18 | 25 | 0.016903 | 0.125 | 0.08 | 261 | 0 | 0.364 | 1 | 1 | cs | TRUE
20 | LV_56-7_0_5_line_20 |  | 20 | 21 | 0.0093947 | 0.125 | 0.08 | 261 | 0 | 0.364 | 1 | 1 | cs | TRUE
21 | LV_56-7_0_5_line_21 |  | 21 | 22 | 0.026131 | 0.125 | 0.08 | 261 | 0 | 0.364 | 1 | 1 | cs | TRUE
22 | LV_56-7_0_5_line_22 |  | 22 | 23 | 0.020479 | 0.125 | 0.08 | 261 | 0 | 0.364 | 1 | 1 | cs | TRUE
23 | LV_56-7_0_5_line_23 |  | 23 | 24 | 0.033256 | 0.125 | 0.08 | 261 | 0 | 0.364 | 1 | 1 | cs | TRUE
24 | LV_56-7_0_5_line_24 |  | 24 | 25 | 0.008524 | 0.125 | 0.08 | 261 | 0 | 0.364 | 1 | 1 | cs | TRUE
25 | LV_56-7_0_5_line_25 |  | 25 | 26 | 0.0054569 | 0.125 | 0.08 | 261 | 0 | 0.364 | 1 | 1 | cs | TRUE
26 | LV_56-7_0_5_line_26 |  | 26 | 27 | 0.0036361 | 0.125 | 0.08 | 261 | 0 | 0.364 | 1 | 1 | cs | TRUE
27 | LV_56-7_0_5_line_27 |  | 27 | 28 | 0.031393 | 0.125 | 0.08 | 261 | 0 | 0.364 | 1 | 1 | cs | TRUE
28 | LV_56-7_0_5_line_28 |  | 27 | 29 | 0.02051 | 0.125 | 0.08 | 261 | 0 | 0.364 | 1 | 1 | cs | TRUE
29 | LV_56-7_0_5_line_29 |  | 28 | 30 | 0.0085637 | 0.125 | 0.08 | 261 | 0 | 0.364 | 1 | 1 | cs | TRUE
30 | LV_56-7_0_5_line_30 |  | 29 | 31 | 0.0048076 | 0.125 | 0.08 | 261 | 0 | 0.364 | 1 | 1 | cs | TRUE
31 | LV_56-7_0_5_line_31 |  | 30 | 34 | 0.030101 | 0.125 | 0.08 | 261 | 0 | 0.364 | 1 | 1 | cs | TRUE
32 | LV_56-7_0_5_line_32 |  | 31 | 35 | 0.003772 | 0.125 | 0.08 | 261 | 0 | 0.364 | 1 | 1 | cs | TRUE
33 | LV_56-7_0_5_line_33 |  | 32 | 33 | 0.02195 | 0.125 | 0.08 | 261 | 0 | 0.364 | 1 | 1 | cs | TRUE
34 | LV_56-7_0_5_line_34 |  | 33 | 42 | 0.012926 | 0.125 | 0.08 | 261 | 0 | 0.364 | 1 | 1 | cs | TRUE
35 | LV_56-7_0_5_line_35 |  | 34 | 36 | 0.047989 | 0.125 | 0.08 | 261 | 0 | 0.364 | 1 | 5 | cs | TRUE
36 | LV_56-7_0_5_line_36 |  | 34 | 37 | 0.017138 | 0.125 | 0.08 | 261 | 0 | 0.364 | 1 | 5 | cs | TRUE
37 | LV_56-7_0_5_line_37 |  | 35 | 80 | 0.0056468 | 0.125 | 0.08 | 261 | 0 | 0.364 | 1 | 1 | cs | TRUE
38 | LV_56-7_0_5_line_38 |  | 36 | 38 | 0.012344 | 0.125 | 0.08 | 261 | 0 | 0.364 | 1 | 1 | cs | TRUE
39 | LV_56-7_0_5_line_39 |  | 36 | 39 | 0.015141 | 0.125 | 0.08 | 261 | 0 | 0.364 | 1 | 5 | cs | TRUE
40 | LV_56-7_0_5_line_40 |  | 36 | 40 | 0.049625 | 0.125 | 0.08 | 261 | 0 | 0.364 | 1 | 1 | cs | TRUE
41 | LV_56-7_0_5_line_41 |  | 37 | 41 | 0.016464 | 0.125 | 0.08 | 261 | 0 | 0.364 | 1 | 5 | cs | TRUE
42 | LV_56-7_0_5_line_42 |  | 38 | 77 | 0.0034907 | 0.125 | 0.08 | 261 | 0 | 0.364 | 1 | 1 | cs | TRUE
43 | LV_56-7_0_5_line_43 |  | 39 | 78 | 0.039506 | 0.125 | 0.08 | 261 | 0 | 0.364 | 1 | 5 | cs | TRUE
44 | LV_56-7_0_5_line_44 |  | 39 | 79 | 0.021849 | 0.125 | 0.08 | 261 | 0 | 0.364 | 1 | 5 | cs | TRUE
45 | LV_56-7_0_5_line_45 |  | 41 | 74 | 0.0065539 | 0.125 | 0.08 | 261 | 0 | 0.364 | 1 | 5 | cs | TRUE
46 | LV_56-7_0_5_line_46 |  | 42 | 43 | 0.016649 | 0.125 | 0.08 | 261 | 0 | 0.364 | 1 | 1 | cs | TRUE
47 | LV_56-7_0_5_line_47 |  | 43 | 44 | 0.035691 | 0.125 | 0.08 | 261 | 0 | 0.364 | 1 | 1 | cs | TRUE
48 | LV_56-7_0_5_line_48 |  | 43 | 45 | 0.076552 | 0.125 | 0.08 | 261 | 0 | 0.364 | 1 | 1 | cs | TRUE
49 | LV_56-7_0_5_line_49 |  | 44 | 46 | 0.034163 | 0.125 | 0.08 | 261 | 0 | 0.364 | 1 | 1 | cs | TRUE
50 | LV_56-7_0_5_line_50 |  | 44 | 47 | 0.013366 | 0.125 | 0.08 | 261 | 0 | 0.364 | 1 | 1 | cs | TRUE
51 | LV_56-7_0_5_line_51 |  | 45 | 48 | 0.0083097 | 0.125 | 0.08 | 261 | 0 | 0.364 | 1 | 1 | cs | TRUE
52 | LV_56-7_0_5_line_52 |  | 46 | 49 | 0.013692 | 0.125 | 0.08 | 261 | 0 | 0.364 | 1 | 1 | cs | TRUE
53 | LV_56-7_0_5_line_53 |  | 46 | 50 | 0.0072234 | 0.125 | 0.08 | 261 | 0 | 0.364 | 1 | 1 | cs | TRUE
54 | LV_56-7_0_5_line_54 |  | 47 | 51 | 0.0046116 | 0.125 | 0.08 | 261 | 0 | 0.364 | 1 | 1 | cs | TRUE
55 | LV_56-7_0_5_line_55 |  | 48 | 52 | 0.026098 | 0.125 | 0.08 | 261 | 0 | 0.364 | 1 | 1 | cs | TRUE
56 | LV_56-7_0_5_line_56 |  | 49 | 55 | 0.013464 | 0.125 | 0.08 | 261 | 0 | 0.364 | 1 | 1 | cs | TRUE
57 | LV_56-7_0_5_line_57 |  | 50 | 56 | 0.0084774 | 0.125 | 0.08 | 261 | 0 | 0.364 | 1 | 1 | cs | TRUE
58 | LV_56-7_0_5_line_58 |  | 51 | 53 | 0.0012068 | 0.125 | 0.08 | 261 | 0 | 0.364 | 1 | 1 | cs | TRUE
59 | LV_56-7_0_5_line_59 |  | 53 | 54 | 0.003483 | 0.125 | 0.08 | 261 | 0 | 0.364 | 1 | 1 | cs | TRUE
60 | LV_56-7_0_5_line_60 |  | 56 | 73 | 0.019475 | 0.125 | 0.08 | 261 | 0 | 0.364 | 1 | 1 | cs | TRUE
61 | LV_56-7_0_5_line_61 |  | 57 | 58 | 0.056484 | 0.125 | 0.08 | 261 | 0 | 0.364 | 1 | 1 | cs | TRUE
62 | LV_56-7_0_5_line_62 |  | 57 | 59 | 0.068981 | 0.125 | 0.08 | 261 | 0 | 0.364 | 1 | 1 | cs | TRUE
63 | LV_56-7_0_5_line_63 |  | 58 | 101 | 0.030044 | 0.125 | 0.08 | 261 | 0 | 0.364 | 1 | 1 | cs | TRUE
64 | LV_56-7_0_5_line_64 |  | 59 | 104 | 0.0088126 | 0.125 | 0.08 | 261 | 0 | 0.364 | 1 | 1 | cs | TRUE
65 | LV_56-7_0_5_line_65 |  | 60 | 61 | 0.00016253 | 0.125 | 0.08 | 261 | 0 | 0.364 | 1 | 1 | cs | TRUE
66 | LV_56-7_0_5_line_66 |  | 60 | 62 | 0.016034 | 0.125 | 0.08 | 261 | 0 | 0.364 | 1 | 1 | cs | TRUE
67 | LV_56-7_0_5_line_67 |  | 61 | 63 | 0.011869 | 0.125 | 0.08 | 261 | 0 | 0.364 | 1 | 1 | cs | TRUE
68 | LV_56-7_0_5_line_68 |  | 62 | 64 | 0.007447 | 0.125 | 0.08 | 261 | 0 | 0.364 | 1 | 1 | cs | TRUE
69 | LV_56-7_0_5_line_69 |  | 62 | 65 | 0.010534 | 0.125 | 0.08 | 261 | 0 | 0.364 | 1 | 1 | cs | TRUE
70 | LV_56-7_0_5_line_70 |  | 63 | 66 | 0.0080646 | 0.125 | 0.08 | 261 | 0 | 0.364 | 1 | 1 | cs | TRUE
71 | LV_56-7_0_5_line_71 |  | 64 | 67 | 0.013969 | 0.125 | 0.08 | 261 | 0 | 0.364 | 1 | 1 | cs | TRUE
72 | LV_56-7_0_5_line_72 |  | 64 | 68 | 0.016505 | 0.125 | 0.08 | 261 | 0 | 0.364 | 1 | 1 | cs | TRUE
73 | LV_56-7_0_5_line_73 |  | 65 | 69 | 0.011486 | 0.125 | 0.08 | 261 | 0 | 0.364 | 1 | 1 | cs | TRUE
74 | LV_56-7_0_5_line_74 |  | 66 | 70 | 0.00048642 | 0.125 | 0.08 | 261 | 0 | 0.364 | 1 | 1 | cs | TRUE
75 | LV_56-7_0_5_line_75 |  | 67 | 71 | 0.010159 | 0.125 | 0.08 | 261 | 0 | 0.364 | 1 | 1 | cs | TRUE
76 | LV_56-7_0_5_line_76 |  | 68 | 72 | 0.026021 | 0.125 | 0.08 | 261 | 0 | 0.364 | 1 | 1 | cs | TRUE
77 | LV_56-7_0_5_line_77 |  | 69 | 73 | 0.025936 | 0.125 | 0.08 | 261 | 0 | 0.364 | 1 | 1 | cs | TRUE
78 | LV_56-7_0_5_line_78 |  | 70 | 263 | 0.0092599 | 0.125 | 0.08 | 261 | 0 | 0.364 | 1 | 1 | cs | TRUE
79 | LV_56-7_0_5_line_79 |  | 71 | 87 | 0.036997 | 0.125 | 0.08 | 261 | 0 | 0.364 | 1 | 1 | cs | TRUE
80 | LV_56-7_0_5_line_80 |  | 72 | 84 | 0.0091615 | 0.125 | 0.08 | 261 | 0 | 0.364 | 1 | 1 | cs | TRUE
81 | LV_56-7_0_5_line_81 |  | 73 | 82 | 0.025597 | 0.125 | 0.08 | 261 | 0 | 0.364 | 1 | 2 | cs | TRUE
82 | LV_56-7_0_5_line_82 |  | 74 | 75 | 0.0024984 | 0.125 | 0.08 | 261 | 0 | 0.364 | 1 | 5 | cs | TRUE
83 | LV_56-7_0_5_line_83 |  | 75 | 76 | 0.0067199 | 0.125 | 0.08 | 261 | 0 | 0.364 | 1 | 5 | cs | TRUE
84 | LV_56-7_0_5_line_84 |  | 76 | 81 | 0.0067578 | 0.125 | 0.08 | 261 | 0 | 0.364 | 1 | 5 | cs | TRUE
85 | LV_56-7_0_5_line_85 |  | 77 | 259 | 0.0075484 | 0.125 | 0.08 | 261 | 0 | 0.364 | 1 | 1 | cs | TRUE
86 | LV_56-7_0_5_line_86 |  | 78 | 136 | 0.0018691 | 0.125 | 0.08 | 261 | 0 | 0.364 | 1 | 5 | cs | TRUE
87 | LV_56-7_0_5_line_87 |  | 79 | 107 | 0.019023 | 0.125 | 0.08 | 261 | 0 | 0.364 | 1 | 5 | cs | TRUE
88 | LV_56-7_0_5_line_88 |  | 81 | 82 | 0.02532 | 0.125 | 0.08 | 261 | 0 | 0.364 | 1 | 5 | cs | TRUE
89 | LV_56-7_0_5_line_89 |  | 82 | 83 | 0.012691 | 0.125 | 0.08 | 261 | 0 | 0.364 | 1 | 1 | cs | TRUE
90 | LV_56-7_0_5_line_90 |  | 84 | 85 | 0.00022197 | 0.125 | 0.08 | 261 | 0 | 0.364 | 1 | 1 | cs | TRUE
91 | LV_56-7_0_5_line_91 |  | 85 | 86 | 0.0056272 | 0.125 | 0.08 | 261 | 0 | 0.364 | 1 | 1 | cs | TRUE
92 | LV_56-7_0_5_line_92 |  | 86 | 260 | 0.0088888 | 0.125 | 0.08 | 261 | 0 | 0.364 | 1 | 1 | cs | TRUE
93 | LV_56-7_0_5_line_93 |  | 87 | 102 | 0.0049688 | 0.125 | 0.08 | 261 | 0 | 0.364 | 1 | 1 | cs | TRUE
94 | LV_56-7_0_5_line_94 |  | 88 | 89 | 0.0042753 | 0.125 | 0.08 | 261 | 0 | 0.364 | 1 | 1 | cs | TRUE
95 | LV_56-7_0_5_line_95 |  | 88 | 90 | 0.012339 | 0.125 | 0.08 | 261 | 0 | 0.364 | 1 | 1 | cs | TRUE
96 | LV_56-7_0_5_line_96 |  | 89 | 91 | 0.013288 | 0.125 | 0.08 | 261 | 0 | 0.364 | 1 | 1 | cs | TRUE
97 | LV_56-7_0_5_line_97 |  | 91 | 92 | 0.01892 | 0.125 | 0.08 | 261 | 0 | 0.364 | 1 | 1 | cs | TRUE
98 | LV_56-7_0_5_line_98 |  | 92 | 93 | 0.029322 | 0.125 | 0.08 | 261 | 0 | 0.364 | 1 | 1 | cs | TRUE
99 | LV_56-7_0_5_line_99 |  | 92 | 94 | 3.0886e-05 | 0.125 | 0.08 | 261 | 0 | 0.364 | 1 | 1 | cs | TRUE
100 | LV_56-7_0_5_line_100 |  | 93 | 101 | 0.0079279 | 0.125 | 0.08 | 261 | 0 | 0.364 | 1 | 1 | cs | TRUE
101 | LV_56-7_0_5_line_101 |  | 93 | 102 | 0.02523 | 0.125 | 0.08 | 261 | 0 | 0.364 | 1 | 1 | cs | TRUE
102 | LV_56-7_0_5_line_102 |  | 94 | 95 | 0.01582 | 0.125 | 0.08 | 261 | 0 | 0.364 | 1 | 1 | cs | TRUE
103 | LV_56-7_0_5_line_103 |  | 95 | 96 | 0.016969 | 0.125 | 0.08 | 261 | 0 | 0.364 | 1 | 1 | cs | TRUE
104 | LV_56-7_0_5_line_104 |  | 96 | 97 | 0.006696 | 0.125 | 0.08 | 261 | 0 | 0.364 | 1 | 1 | cs | TRUE
105 | LV_56-7_0_5_line_105 |  | 96 | 98 | 0.043734 | 0.125 | 0.08 | 261 | 0 | 0.364 | 1 | 1 | cs | TRUE
106 | LV_56-7_0_5_line_106 |  | 97 | 99 | 0.018842 | 0.125 | 0.08 | 261 | 0 | 0.364 | 1 | 1 | cs | TRUE
107 | LV_56-7_0_5_line_107 |  | 98 | 100 | 0.012903 | 0.125 | 0.08 | 261 | 0 | 0.364 | 1 | 1 | cs | TRUE
108 | LV_56-7_0_5_line_108 |  | 100 | 103 | 0.0069404 | 0.125 | 0.08 | 261 | 0 | 0.364 | 1 | 1 | cs | TRUE
109 | LV_56-7_0_5_line_109 |  | 105 | 106 | 0.019501 | 0.125 | 0.08 | 261 | 0 | 0.364 | 1 | 5 | cs | TRUE
110 | LV_56-7_0_5_line_110 |  | 105 | 107 | 0.015568 | 0.125 | 0.08 | 261 | 0 | 0.364 | 1 | 5 | cs | TRUE
111 | LV_56-7_0_5_line_111 |  | 106 | 108 | 0.009707 | 0.125 | 0.08 | 261 | 0 | 0.364 | 1 | 5 | cs | TRUE
112 | LV_56-7_0_5_line_112 |  | 106 | 109 | 0.023486 | 0.125 | 0.08 | 261 | 0 | 0.364 | 1 | 1 | cs | TRUE
113 | LV_56-7_0_5_line_113 |  | 107 | 110 | 0.015053 | 0.125 | 0.08 | 261 | 0 | 0.364 | 1 | 1 | cs | TRUE
114 | LV_56-7_0_5_line_114 |  | 108 | 111 | 0.01596 | 0.125 | 0.08 | 261 | 0 | 0.364 | 1 | 5 | cs | TRUE
115 | LV_56-7_0_5_line_115 |  | 109 | 112 | 0.01911 | 0.125 | 0.08 | 261 | 0 | 0.364 | 1 | 1 | cs | TRUE
116 | LV_56-7_0_5_line_116 |  | 110 | 113 | 0.060186 | 0.125 | 0.08 | 261 | 0 | 0.364 | 1 | 1 | cs | TRUE
117 | LV_56-7_0_5_line_117 |  | 111 | 114 | 0.01053 | 0.125 | 0.08 | 261 | 0 | 0.364 | 1 | 5 | cs | TRUE
118 | LV_56-7_0_5_line_118 |  | 112 | 120 | 0.020257 | 0.125 | 0.08 | 261 | 0 | 0.364 | 1 | 1 | cs | TRUE
119 | LV_56-7_0_5_line_119 |  | 114 | 121 | 0.0035058 | 0.125 | 0.08 | 261 | 0 | 0.364 | 1 | 5 | cs | TRUE
120 | LV_56-7_0_5_line_120 |  | 115 | 116 | 0.034306 | 0.125 | 0.08 | 261 | 0 | 0.364 | 1 | 1 | cs | TRUE
121 | LV_56-7_0_5_line_121 |  | 115 | 117 | 0.086255 | 0.125 | 0.08 | 261 | 0 | 0.364 | 1 | 1 | cs | TRUE
122 | LV_56-7_0_5_line_122 |  | 115 | 118 | 0.027094 | 0.125 | 0.08 | 261 | 0 | 0.364 | 1 | 1 | cs | TRUE
123 | LV_56-7_0_5_line_123 |  | 116 | 119 | 0.012257 | 0.125 | 0.08 | 261 | 0 | 0.364 | 1 | 1 | cs | TRUE
124 | LV_56-7_0_5_line_124 |  | 117 | 129 | 0.026704 | 0.125 | 0.08 | 261 | 0 | 0.364 | 1 | 1 | cs | TRUE
125 | LV_56-7_0_5_line_125 |  | 118 | 126 | 0.018134 | 0.125 | 0.08 | 261 | 0 | 0.364 | 1 | 1 | cs | TRUE
126 | LV_56-7_0_5_line_126 |  | 121 | 122 | 0.009554 | 0.125 | 0.08 | 261 | 0 | 0.364 | 1 | 5 | cs | TRUE
127 | LV_56-7_0_5_line_127 |  | 122 | 123 | 0.0026929 | 0.125 | 0.08 | 261 | 0 | 0.364 | 1 | 5 | cs | TRUE
128 | LV_56-7_0_5_line_128 |  | 123 | 124 | 0.012113 | 0.125 | 0.08 | 261 | 0 | 0.364 | 1 | 5 | cs | TRUE
129 | LV_56-7_0_5_line_129 |  | 124 | 125 | 0.0058254 | 0.125 | 0.08 | 261 | 0 | 0.364 | 1 | 5 | cs | TRUE
130 | LV_56-7_0_5_line_130 |  | 125 | 133 | 0.0069983 | 0.125 | 0.08 | 261 | 0 | 0.364 | 1 | 5 | cs | TRUE
131 | LV_56-7_0_5_line_131 |  | 126 | 127 | 0.011348 | 0.125 | 0.08 | 261 | 0 | 0.364 | 1 | 1 | cs | TRUE
132 | LV_56-7_0_5_line_132 |  | 126 | 128 | 0.01543 | 0.125 | 0.08 | 261 | 0 | 0.364 | 1 | 1 | cs | TRUE
133 | LV_56-7_0_5_line_133 |  | 127 | 130 | 0.020863 | 0.125 | 0.08 | 261 | 0 | 0.364 | 1 | 1 | cs | TRUE
134 | LV_56-7_0_5_line_134 |  | 128 | 131 | 0.010548 | 0.125 | 0.08 | 261 | 0 | 0.364 | 1 | 1 | cs | TRUE
135 | LV_56-7_0_5_line_135 |  | 130 | 132 | 0.012093 | 0.125 | 0.08 | 261 | 0 | 0.364 | 1 | 1 | cs | TRUE
136 | LV_56-7_0_5_line_136 |  | 132 | 213 | 0.01249 | 0.125 | 0.08 | 261 | 0 | 0.364 | 1 | 1 | cs | TRUE
137 | LV_56-7_0_5_line_137 |  | 133 | 134 | 0.0051555 | 0.125 | 0.08 | 261 | 0 | 0.364 | 1 | 5 | cs | TRUE
138 | LV_56-7_0_5_line_138 |  | 134 | 135 | 0.0021636 | 0.125 | 0.08 | 261 | 0 | 0.364 | 1 | 5 | cs | TRUE
139 | LV_56-7_0_5_line_139 |  | 135 | 151 | 0.01313 | 0.125 | 0.08 | 261 | 0 | 0.364 | 1 | 5 | cs | TRUE
140 | LV_56-7_0_5_line_140 |  | 136 | 137 | 0.00012691 | 0.125 | 0.08 | 261 | 0 | 0.364 | 1 | 5 | cs | TRUE
141 | LV_56-7_0_5_line_141 |  | 137 | 257 | 4.8521e-05 | 0.125 | 0.08 | 261 | 0 | 0.364 | 1 | 5 | cs | TRUE
142 | LV_56-7_0_5_line_142 |  | 138 | 139 | 0.032158 | 0.125 | 0.08 | 261 | 0 | 0.364 | 1 | 1 | cs | TRUE
143 | LV_56-7_0_5_line_143 |  | 139 | 140 | 0.036136 | 0.125 | 0.08 | 261 | 0 | 0.364 | 1 | 1 | cs | TRUE
144 | LV_56-7_0_5_line_144 |  | 140 | 144 | 0.0052967 | 0.125 | 0.08 | 261 | 0 | 0.364 | 1 | 1 | cs | TRUE
145 | LV_56-7_0_5_line_145 |  | 141 | 142 | 0.007261 | 0.125 | 0.08 | 261 | 0 | 0.364 | 1 | 1 | cs | TRUE
146 | LV_56-7_0_5_line_146 |  | 141 | 143 | 0.014196 | 0.125 | 0.08 | 261 | 0 | 0.364 | 1 | 1 | cs | TRUE
147 | LV_56-7_0_5_line_147 |  | 143 | 145 | 0.022296 | 0.125 | 0.08 | 261 | 0 | 0.364 | 1 | 1 | cs | TRUE
148 | LV_56-7_0_5_line_148 |  | 143 | 146 | 0.019854 | 0.125 | 0.08 | 261 | 0 | 0.364 | 1 | 1 | cs | TRUE
149 | LV_56-7_0_5_line_149 |  | 144 | 147 | 0.0039579 | 0.125 | 0.08 | 261 | 0 | 0.364 | 1 | 1 | cs | TRUE
150 | LV_56-7_0_5_line_150 |  | 145 | 148 | 0.011477 | 0.125 | 0.08 | 261 | 0 | 0.364 | 1 | 1 | cs | TRUE
151 | LV_56-7_0_5_line_151 |  | 145 | 149 | 0.011369 | 0.125 | 0.08 | 261 | 0 | 0.364 | 1 | 1 | cs | TRUE
152 | LV_56-7_0_5_line_152 |  | 145 | 150 | 0.010037 | 0.125 | 0.08 | 261 | 0 | 0.364 | 1 | 1 | cs | TRUE
153 | LV_56-7_0_5_line_153 |  | 147 | 259 | 0.0045202 | 0.125 | 0.08 | 261 | 0 | 0.364 | 1 | 1 | cs | TRUE
154 | LV_56-7_0_5_line_154 |  | 148 | 261 | 0.011115 | 0.125 | 0.08 | 261 | 0 | 0.364 | 1 | 1 | cs | TRUE
155 | LV_56-7_0_5_line_155 |  | 149 | 262 | 0.011847 | 0.125 | 0.08 | 261 | 0 | 0.364 | 1 | 1 | cs | TRUE
156 | LV_56-7_0_5_line_156 |  | 150 | 263 | 0.010204 | 0.125 | 0.08 | 261 | 0 | 0.364 | 1 | 1 | cs | TRUE
157 | LV_56-7_0_5_line_157 |  | 151 | 152 | 0.018594 | 0.125 | 0.08 | 261 | 0 | 0.364 | 1 | 5 | cs | TRUE
158 | LV_56-7_0_5_line_158 |  | 152 | 153 | 0.0060465 | 0.125 | 0.08 | 261 | 0 | 0.364 | 1 | 5 | cs | TRUE
159 | LV_56-7_0_5_line_159 |  | 152 | 154 | 0.018295 | 0.125 | 0.08 | 261 | 0 | 0.364 | 1 | 1 | cs | TRUE
160 | LV_56-7_0_5_line_160 |  | 153 | 155 | 0.016468 | 0.125 | 0.08 | 261 | 0 | 0.364 | 1 | 5 | cs | TRUE
161 | LV_56-7_0_5_line_161 |  | 154 | 156 | 0.0022411 | 0.125 | 0.08 | 261 | 0 | 0.364 | 1 | 1 | cs | TRUE
162 | LV_56-7_0_5_line_162 |  | 155 | 160 | 0.0040064 | 0.125 | 0.08 | 261 | 0 | 0.364 | 1 | 5 | cs | TRUE
163 | LV_56-7_0_5_line_163 |  | 156 | 157 | 0.014137 | 0.125 | 0.08 | 261 | 0 | 0.364 | 1 | 1 | cs | TRUE
164 | LV_56-7_0_5_line_164 |  | 157 | 158 | 0.0042435 | 0.125 | 0.08 | 261 | 0 | 0.364 | 1 | 1 | cs | TRUE
165 | LV_56-7_0_5_line_165 |  | 158 | 159 | 0.021889 | 0.125 | 0.08 | 261 | 0 | 0.364 | 1 | 1 | cs | TRUE
166 | LV_56-7_0_5_line_166 |  | 159 | 213 | 0.016432 | 0.125 | 0.08 | 261 | 0 | 0.364 | 1 | 1 | cs | TRUE
167 | LV_56-7_0_5_line_167 |  | 160 | 212 | 0.0031679 | 0.125 | 0.08 | 261 | 0 | 0.364 | 1 | 5 | cs | TRUE
168 | LV_56-7_0_5_line_168 |  | 161 | 162 | 0.0036388 | 0.125 | 0.08 | 261 | 0 | 0.364 | 1 | 1 | cs | TRUE
169 | LV_56-7_0_5_line_169 |  | 161 | 163 | 0.019577 | 0.125 | 0.08 | 261 | 0 | 0.364 | 1 | 1 | cs | TRUE
170 | LV_56-7_0_5_line_170 |  | 162 | 164 | 0.017541 | 0.125 | 0.08 | 261 | 0 | 0.364 | 1 | 1 | cs | TRUE
171 | LV_56-7_0_5_line_171 |  | 163 | 165 | 0.0073469 | 0.125 | 0.08 | 261 | 0 | 0.364 | 1 | 5 | cs | TRUE
172 | LV_56-7_0_5_line_172 |  | 163 | 166 | 0.015533 | 0.125 | 0.08 | 261 | 0 | 0.364 | 1 | 5 | cs | TRUE
173 | LV_56-7_0_5_line_173 |  | 164 | 167 | 0.0048224 | 0.125 | 0.08 | 261 | 0 | 0.364 | 1 | 1 | cs | TRUE
174 | LV_56-7_0_5_line_174 |  | 165 | 168 | 0.028738 | 0.125 | 0.08 | 261 | 0 | 0.364 | 1 | 5 | cs | TRUE
175 | LV_56-7_0_5_line_175 |  | 166 | 169 | 0.0042942 | 0.125 | 0.08 | 261 | 0 | 0.364 | 1 | 5 | cs | TRUE
176 | LV_56-7_0_5_line_176 |  | 167 | 170 | 0.014872 | 0.125 | 0.08 | 261 | 0 | 0.364 | 1 | 1 | cs | TRUE
177 | LV_56-7_0_5_line_177 |  | 168 | 171 | 0.00062428 | 0.125 | 0.08 | 261 | 0 | 0.364 | 1 | 5 | cs | TRUE
178 | LV_56-7_0_5_line_178 |  | 169 | 172 | 0.0041243 | 0.125 | 0.08 | 261 | 0 | 0.364 | 1 | 5 | cs | TRUE
179 | LV_56-7_0_5_line_179 |  | 170 | 193 | 0.022262 | 0.125 | 0.08 | 261 | 0 | 0.364 | 1 | 1 | cs | TRUE
180 | LV_56-7_0_5_line_180 |  | 170 | 192 | 0.004546 | 0.125 | 0.08 | 261 | 0 | 0.364 | 1 | 1 | cs | TRUE
181 | LV_56-7_0_5_line_181 |  | 171 | 173 | 0.029643 | 0.125 | 0.08 | 261 | 0 | 0.364 | 1 | 5 | cs | TRUE
182 | LV_56-7_0_5_line_182 |  | 172 | 212 | 0.01157 | 0.125 | 0.08 | 261 | 0 | 0.364 | 1 | 5 | cs | TRUE
183 | LV_56-7_0_5_line_183 |  | 173 | 174 | 0.014699 | 0.125 | 0.08 | 261 | 0 | 0.364 | 1 | 5 | cs | TRUE
184 | LV_56-7_0_5_line_184 |  | 173 | 175 | 0.0621 | 0.125 | 0.08 | 261 | 0 | 0.364 | 1 | 1 | cs | TRUE
185 | LV_56-7_0_5_line_185 |  | 174 | 178 | 0.018244 | 0.125 | 0.08 | 261 | 0 | 0.364 | 1 | 5 | cs | TRUE
186 | LV_56-7_0_5_line_186 |  | 175 | 179 | 0.015947 | 0.125 | 0.08 | 261 | 0 | 0.364 | 1 | 1 | cs | TRUE
187 | LV_56-7_0_5_line_187 |  | 176 | 177 | 0.017487 | 0.125 | 0.08 | 261 | 0 | 0.364 | 1 | 1 | cs | TRUE
188 | LV_56-7_0_5_line_188 |  | 177 | 180 | 0.01977 | 0.125 | 0.08 | 261 | 0 | 0.364 | 1 | 1 | cs | TRUE
189 | LV_56-7_0_5_line_189 |  | 178 | 195 | 0.024648 | 0.125 | 0.08 | 261 | 0 | 0.364 | 1 | 1 | cs | TRUE
190 | LV_56-7_0_5_line_190 |  | 178 | 196 | 0.0043608 | 0.125 | 0.08 | 261 | 0 | 0.364 | 1 | 5 | cs | TRUE
191 | LV_56-7_0_5_line_191 |  | 179 | 194 | 0.0060963 | 0.125 | 0.08 | 261 | 0 | 0.364 | 1 | 1 | cs | TRUE
192 | LV_56-7_0_5_line_192 |  | 180 | 192 | 0.031611 | 0.125 | 0.08 | 261 | 0 | 0.364 | 1 | 1 | cs | TRUE
193 | LV_56-7_0_5_line_193 |  | 181 | 182 | 0.051134 | 0.125 | 0.08 | 261 | 0 | 0.364 | 1 | 1 | cs | TRUE
194 | LV_56-7_0_5_line_194 |  | 181 | 183 | 0.21002 | 0.125 | 0.08 | 261 | 0 | 0.364 | 1 | 1 | cs | TRUE
195 | LV_56-7_0_5_line_195 |  | 183 | 184 | 0.017922 | 0.125 | 0.08 | 261 | 0 | 0.364 | 1 | 1 | cs | TRUE
196 | LV_56-7_0_5_line_196 |  | 183 | 185 | 0.021016 | 0.125 | 0.08 | 261 | 0 | 0.364 | 1 | 1 | cs | TRUE
197 | LV_56-7_0_5_line_197 |  | 184 | 186 | 0.007189 | 0.125 | 0.08 | 261 | 0 | 0.364 | 1 | 1 | cs | TRUE
198 | LV_56-7_0_5_line_198 |  | 185 | 205 | 0.04013 | 0.125 | 0.08 | 261 | 0 | 0.364 | 1 | 1 | cs | TRUE
199 | LV_56-7_0_5_line_199 |  | 185 | 189 | 0.0086411 | 0.125 | 0.08 | 261 | 0 | 0.364 | 1 | 1 | cs | TRUE
200 | LV_56-7_0_5_line_200 |  | 186 | 187 | 0.00493 | 0.125 | 0.08 | 261 | 0 | 0.364 | 1 | 1 | cs | TRUE
201 | LV_56-7_0_5_line_201 |  | 187 | 188 | 0.021146 | 0.125 | 0.08 | 261 | 0 | 0.364 | 1 | 1 | cs | TRUE
202 | LV_56-7_0_5_line_202 |  | 190 | 191 | 0.0026447 | 0.125 | 0.08 | 261 | 0 | 0.364 | 1 | 1 | cs | TRUE
203 | LV_56-7_0_5_line_203 |  | 191 | 192 | 0.040932 | 0.125 | 0.08 | 261 | 0 | 0.364 | 1 | 1 | cs | TRUE
204 | LV_56-7_0_5_line_204 |  | 193 | 208 | 0.0068837 | 0.125 | 0.08 | 261 | 0 | 0.364 | 1 | 1 | cs | TRUE
205 | LV_56-7_0_5_line_205 |  | 196 | 199 | 0.026305 | 0.125 | 0.08 | 261 | 0 | 0.364 | 1 | 4 | cs | TRUE
206 | LV_56-7_0_5_line_206 |  | 197 | 198 | 0.011162 | 0.125 | 0.08 | 261 | 0 | 0.364 | 1 | 1 | cs | TRUE
207 | LV_56-7_0_5_line_207 |  | 197 | 199 | 0.0057686 | 0.125 | 0.08 | 261 | 0 | 0.364 | 1 | 1 | cs | TRUE
208 | LV_56-7_0_5_line_208 |  | 199 | 200 | 0.01298 | 0.125 | 0.08 | 261 | 0 | 0.364 | 1 | 1 | cs | TRUE
209 | LV_56-7_0_5_line_209 |  | 199 | 201 | 0.037465 | 0.125 | 0.08 | 261 | 0 | 0.364 | 1 | 1 | cs | TRUE
210 | LV_56-7_0_5_line_210 |  | 200 | 202 | 0.0050263 | 0.125 | 0.08 | 261 | 0 | 0.364 | 1 | 1 | cs | TRUE
211 | LV_56-7_0_5_line_211 |  | 200 | 203 | 0.0034677 | 0.125 | 0.08 | 261 | 0 | 0.364 | 1 | 1 | cs | TRUE
212 | LV_56-7_0_5_line_212 |  | 201 | 204 | 0.019877 | 0.125 | 0.08 | 261 | 0 | 0.364 | 1 | 1 | cs | TRUE
213 | LV_56-7_0_5_line_213 |  | 203 | 207 | 0.01843 | 0.125 | 0.08 | 261 | 0 | 0.364 | 1 | 1 | cs | TRUE
214 | LV_56-7_0_5_line_214 |  | 204 | 205 | 0.018176 | 0.125 | 0.08 | 261 | 0 | 0.364 | 1 | 1 | cs | TRUE
215 | LV_56-7_0_5_line_215 |  | 204 | 206 | 0.016115 | 0.125 | 0.08 | 261 | 0 | 0.364 | 1 | 1 | cs | TRUE
216 | LV_56-7_0_5_line_216 |  | 207 | 225 | 0.006533 | 0.125 | 0.08 | 261 | 0 | 0.364 | 1 | 1 | cs | TRUE
217 | LV_56-7_0_5_line_217 |  | 208 | 209 | 0.012322 | 0.125 | 0.08 | 261 | 0 | 0.364 | 1 | 1 | cs | TRUE
218 | LV_56-7_0_5_line_218 |  | 209 | 210 | 0.020946 | 0.125 | 0.08 | 261 | 0 | 0.364 | 1 | 1 | cs | TRUE
219 | LV_56-7_0_5_line_219 |  | 210 | 211 | 0.0096303 | 0.125 | 0.08 | 261 | 0 | 0.364 | 1 | 1 | cs | TRUE
220 | LV_56-7_0_5_line_220 |  | 211 | 253 | 0.034182 | 0.125 | 0.08 | 261 | 0 | 0.364 | 1 | 1 | cs | TRUE
221 | LV_56-7_0_5_line_221 |  | 213 | 214 | 0.01305 | 0.125 | 0.08 | 261 | 0 | 0.364 | 1 | 1 | cs | TRUE
222 | LV_56-7_0_5_line_222 |  | 214 | 215 | 0.023064 | 0.125 | 0.08 | 261 | 0 | 0.364 | 1 | 1 | cs | TRUE
223 | LV_56-7_0_5_line_223 |  | 215 | 245 | 0.015923 | 0.125 | 0.08 | 261 | 0 | 0.364 | 1 | 1 | cs | TRUE
224 | LV_56-7_0_5_line_224 |  | 216 | 217 | 0.022677 | 0.125 | 0.08 | 261 | 0 | 0.364 | 1 | 1 | cs | TRUE
225 | LV_56-7_0_5_line_225 |  | 216 | 218 | 0.016624 | 0.125 | 0.08 | 261 | 0 | 0.364 | 1 | 1 | cs | TRUE
226 | LV_56-7_0_5_line_226 |  | 218 | 219 | 0.009715 | 0.125 | 0.08 | 261 | 0 | 0.364 | 1 | 1 | cs | TRUE
227 | LV_56-7_0_5_line_227 |  | 218 | 220 | 0.017109 | 0.125 | 0.08 | 261 | 0 | 0.364 | 1 | 1 | cs | TRUE
228 | LV_56-7_0_5_line_228 |  | 219 | 221 | 0.035855 | 0.125 | 0.08 | 261 | 0 | 0.364 | 1 | 1 | cs | TRUE
229 | LV_56-7_0_5_line_229 |  | 219 | 222 | 0.020922 | 0.125 | 0.08 | 261 | 0 | 0.364 | 1 | 1 | cs | TRUE
230 | LV_56-7_0_5_line_230 |  | 220 | 223 | 0.017057 | 0.125 | 0.08 | 261 | 0 | 0.364 | 1 | 1 | cs | TRUE
231 | LV_56-7_0_5_line_231 |  | 221 | 224 | 0.0059302 | 0.125 | 0.08 | 261 | 0 | 0.364 | 1 | 1 | cs | TRUE
232 | LV_56-7_0_5_line_232 |  | 222 | 225 | 0.021645 | 0.125 | 0.08 | 261 | 0 | 0.364 | 1 | 1 | cs | TRUE
233 | LV_56-7_0_5_line_233 |  | 223 | 226 | 0.024958 | 0.125 | 0.08 | 261 | 0 | 0.364 | 1 | 1 | cs | TRUE
234 | LV_56-7_0_5_line_234 |  | 223 | 227 | 0.014023 | 0.125 | 0.08 | 261 | 0 | 0.364 | 1 | 1 | cs | TRUE
235 | LV_56-7_0_5_line_235 |  | 224 | 230 | 0.0015904 | 0.125 | 0.08 | 261 | 0 | 0.364 | 1 | 1 | cs | TRUE
236 | LV_56-7_0_5_line_236 |  | 225 | 228 | 0.016696 | 0.125 | 0.08 | 261 | 0 | 0.364 | 1 | 1 | cs | TRUE
237 | LV_56-7_0_5_line_237 |  | 226 | 242 | 0.022716 | 0.125 | 0.08 | 261 | 0 | 0.364 | 1 | 1 | cs | TRUE
238 | LV_56-7_0_5_line_238 |  | 226 | 243 | 0.008257 | 0.125 | 0.08 | 261 | 0 | 0.364 | 1 | 1 | cs | TRUE
239 | LV_56-7_0_5_line_239 |  | 227 | 241 | 0.014691 | 0.125 | 0.08 | 261 | 0 | 0.364 | 1 | 1 | cs | TRUE
240 | LV_56-7_0_5_line_240 |  | 228 | 229 | 0.023569 | 0.125 | 0.08 | 261 | 0 | 0.364 | 1 | 1 | cs | TRUE
241 | LV_56-7_0_5_line_241 |  | 230 | 237 | 0.0027392 | 0.125 | 0.08 | 261 | 0 | 0.364 | 1 | 1 | cs | TRUE
242 | LV_56-7_0_5_line_242 |  | 231 | 232 | 0.0017516 | 0.125 | 0.08 | 261 | 0 | 0.364 | 1 | 1 | cs | TRUE
243 | LV_56-7_0_5_line_243 |  | 231 | 233 | 0.0042139 | 0.125 | 0.08 | 261 | 0 | 0.364 | 1 | 1 | cs | TRUE
244 | LV_56-7_0_5_line_244 |  | 232 | 234 | 0.0061094 | 0.125 | 0.08 | 261 | 0 | 0.364 | 1 | 1 | cs | TRUE
245 | LV_56-7_0_5_line_245 |  | 233 | 235 | 0.0017128 | 0.125 | 0.08 | 261 | 0 | 0.364 | 1 | 1 | cs | TRUE
246 | LV_56-7_0_5_line_246 |  | 234 | 236 | 0.0072965 | 0.125 | 0.08 | 261 | 0 | 0.364 | 1 | 1 | cs | TRUE
247 | LV_56-7_0_5_line_247 |  | 235 | 237 | 0.001522 | 0.125 | 0.08 | 261 | 0 | 0.364 | 1 | 1 | cs | TRUE
248 | LV_56-7_0_5_line_248 |  | 236 | 238 | 0.010223 | 0.125 | 0.08 | 261 | 0 | 0.364 | 1 | 1 | cs | TRUE
249 | LV_56-7_0_5_line_249 |  | 238 | 249 | 0.025771 | 0.125 | 0.08 | 261 | 0 | 0.364 | 1 | 1 | cs | TRUE
250 | LV_56-7_0_5_line_250 |  | 239 | 240 | 0.0019219 | 0.125 | 0.08 | 261 | 0 | 0.364 | 1 | 1 | cs | TRUE
251 | LV_56-7_0_5_line_251 |  | 239 | 241 | 0.013459 | 0.125 | 0.08 | 261 | 0 | 0.364 | 1 | 1 | cs | TRUE
252 | LV_56-7_0_5_line_252 |  | 242 | 244 | 0.049005 | 0.125 | 0.08 | 261 | 0 | 0.364 | 1 | 1 | cs | TRUE
253 | LV_56-7_0_5_line_253 |  | 245 | 251 | 0.0057467 | 0.125 | 0.08 | 261 | 0 | 0.364 | 1 | 1 | cs | TRUE
254 | LV_56-7_0_5_line_254 |  | 246 | 247 | 0.0023746 | 0.125 | 0.08 | 261 | 0 | 0.364 | 1 | 1 | cs | TRUE
255 | LV_56-7_0_5_line_255 |  | 246 | 248 | 0.015971 | 0.125 | 0.08 | 261 | 0 | 0.364 | 1 | 1 | cs | TRUE
256 | LV_56-7_0_5_line_256 |  | 248 | 249 | 0.0019876 | 0.125 | 0.08 | 261 | 0 | 0.364 | 1 | 1 | cs | TRUE
257 | LV_56-7_0_5_line_257 |  | 248 | 250 | 0.019404 | 0.125 | 0.08 | 261 | 0 | 0.364 | 1 | 1 | cs | TRUE
258 | LV_56-7_0_5_line_258 |  | 250 | 252 | 0.0089413 | 0.125 | 0.08 | 261 | 0 | 0.364 | 1 | 1 | cs | TRUE
259 | LV_56-7_0_5_line_259 |  | 253 | 254 | 0.018822 | 0.125 | 0.08 | 261 | 0 | 0.364 | 1 | 1 | cs | TRUE
260 | LV_56-7_0_5_line_260 |  | 253 | 255 | 0.020606 | 0.125 | 0.08 | 261 | 0 | 0.364 | 1 | 1 | cs | TRUE
261 | LV_56-7_0_5_line_261 |  | 255 | 256 | 0.020477 | 0.125 | 0.08 | 261 | 0 | 0.364 | 1 | 1 | cs | TRUE
262 | LV_56-7_0_5_line_262 |  | 257 | 258 | 0.0033485 | 0.125 | 0.08 | 261 | 0 | 0.364 | 1 | 5 | cs | TRUE
263 | LV_56-7_0_5_line_263 |  | 261 | 264 | 0.019113 | 0.125 | 0.08 | 261 | 0 | 0.364 | 1 | 1 | cs | TRUE
264 | LV_56-7_0_5_line_264 |  | 264 | 265 | 0.011512 | 0.125 | 0.08 | 261 | 0 | 0.364 | 1 | 1 | cs | TRUE

## trafo
| name | std_type | hv_bus | lv_bus | sn_mva | vn_hv_kv | vn_lv_kv | vk_percent | vkr_percent | pfe_kw | i0_percent | shift_degree | tap_side | tap_neutral | tap_min | tap_max | tap_step_percent | tap_step_degree | tap_pos | tap_phase_shifter | parallel | df | in_service
0 | LV_56-7_0_5_trafo_250 | 0.63 MVA 20/0.4 kV | 266 | 258 | 0.63 | 20 | 0.4 | 6 | 1.206 | 1.65 | 0.2619 | 150 | hv | 0 | -2 | 2 | 2.5 | 0 | 0 | FALSE | 1 | 1 | TRUE

## line_geodata
| x0 | y0 | x1 | y1 | x2 | y2 | x3 | y3 | x4 | y4 | x5 | y5 | x6 | y6 | x7 | y7
0 | 2686360.8284 | 1261188.4537 | 2686352.274 | 1261161.5096
1 | 2686429.0174 | 1261313.4772 | 2686412.6335 | 1261291.3539 | 2686376.6865 | 1261228.9467 | 2686365.9276 | 1261204.5149 | 2686360.8284 | 1261188.4537
2 | 2686347.7823 | 1261147.6388 | 2686349.8179 | 1261153.7733 | 2686352.274 | 1261161.5096
3 | 2686429.0174 | 1261313.4772 | 2686460.4102 | 1261293.0198 | 2686542.2487 | 1261210.3291
4 | 2686347.7823 | 1261147.6388 | 2686339.3117 | 1261143.1781
5 | 2686347.7823 | 1261147.6388 | 2686375.2429 | 1261142.1936
6 | 2686940.4236 | 1261187.6264 | 2686542.2487 | 1261210.3291
7 | 2686940.4236 | 1261187.6264 | 2686978.5989 | 1261211.9065 | 2686979.3257 | 1261218.3445 | 2686965.5672 | 1261248.5931
8 | 2686958.5706 | 1261263.9753 | 2686965.5672 | 1261248.5931
9 | 2686339.3117 | 1261143.1781 | 2686337.3794 | 1261142.1605 | 2686337.3794 | 1261142.1605
10 | 2686706.6671 | 1261740.9422 | 2686699.6653 | 1261731.7879 | 2686694.0308 | 1261707.4973
11 | 2686706.6671 | 1261740.9422 | 2686725.9888 | 1261738.8348
12 | 2686306.8396 | 1261136.162 | 2686315.9579 | 1261136.7215 | 2686337.3794 | 1261142.1605
13 | 2686725.9888 | 1261738.8348 | 2686768.3156 | 1261734.2185 | 2686783.2049 | 1261732.309
14 | 2686792.5124 | 1261731.1154 | 2686783.2049 | 1261732.309
15 | 2686792.5124 | 1261731.1154 | 2686823.944 | 1261727.614
16 | 2686792.5124 | 1261731.1154 | 2686793.0268 | 1261736.6273 | 2686792.6546 | 1261740.9363
17 | 2686854.3368 | 1261724.2284 | 2686823.944 | 1261727.614
18 | 2686783.6516 | 1261743.8843 | 2686786.745 | 1261743.6184 | 2686790.6235 | 1261742.7524 | 2686792.6546 | 1261740.9363
19 | 2686871.267 | 1261723.3429 | 2686854.3368 | 1261724.2284
20 | 2686787.1638 | 1261675.6854 | 2686796.26 | 1261678.0347
21 | 2686819.5459 | 1261689.5668 | 2686811.3615 | 1261684.2217 | 2686799.2936 | 1261678.8182 | 2686796.26 | 1261678.0347
22 | 2686819.5459 | 1261689.5668 | 2686836.6921 | 1261700.7648
23 | 2686865.6953 | 1261716.8782 | 2686860.317 | 1261714.6864 | 2686847.5915 | 1261707.8831 | 2686836.6921 | 1261700.7648
24 | 2686865.6953 | 1261716.8782 | 2686871.267 | 1261723.3429
25 | 2686871.267 | 1261723.3429 | 2686876.629 | 1261724.356
26 | 2686880.2019 | 1261725.031 | 2686876.629 | 1261724.356
27 | 2686880.2019 | 1261725.031 | 2686894.5282 | 1261729.5561 | 2686908.9813 | 1261737.2399
28 | 2686880.2019 | 1261725.031 | 2686875.2377 | 1261744.9307
29 | 2686908.9813 | 1261737.2399 | 2686916.5428 | 1261741.2599
30 | 2686875.2377 | 1261744.9307 | 2686874.0741 | 1261749.5954
31 | 2686943.1215 | 1261755.3903 | 2686916.5428 | 1261741.2599
32 | 2686873.1611 | 1261753.2552 | 2686874.0741 | 1261749.5954
33 | 2686828.7953 | 1261784.7808 | 2686828.261 | 1261786.5057 | 2686822.6251 | 1261805.8452
34 | 2686822.6251 | 1261805.8452 | 2686819.0087 | 1261818.2547
35 | 2686985.5673 | 1261778.0209 | 2686943.1215 | 1261755.3903
36 | 2686943.1215 | 1261755.3903 | 2686936.4566 | 1261766.9014 | 2686934.9929 | 1261770.4476
37 | 2686871.7944 | 1261758.7341 | 2686873.1611 | 1261753.2552
38 | 2686985.5673 | 1261778.0209 | 2686987.3638 | 1261785.4977 | 2686987.1059 | 1261790.1454
39 | 2686998.9504 | 1261785.1789 | 2686988.4685 | 1261779.5537 | 2686985.5673 | 1261778.0209
40 | 2686985.5673 | 1261778.0209 | 2686981.2693 | 1261770.5296 | 2686979.189 | 1261763.9049 | 2686974.2267 | 1261748.809 | 2686968.8262 | 1261731.4772
41 | 2686934.9929 | 1261770.4476 | 2686933.4092 | 1261774.2847 | 2686930.1194 | 1261786.1504
42 | 2686987.1059 | 1261790.1454 | 2686986.9125 | 1261793.6308
43 | 2686998.9504 | 1261785.1789 | 2686997.0441 | 1261780.0468 | 2686997.3481 | 1261772.1896 | 2686998.2691 | 1261766.9545 | 2687000.2637 | 1261758.922 | 2687001.9158 | 1261755.21 | 2687005.1709 | 1261751.1325 | 2687006.6911 | 1261748.2078
44 | 2686998.9504 | 1261785.1789 | 2687018.2264 | 1261795.4661
45 | 2686928.3684 | 1261792.4661 | 2686930.1194 | 1261786.1504
46 | 2686814.3505 | 1261834.2392 | 2686819.0087 | 1261818.2547
47 | 2686848.7631 | 1261844.0742 | 2686814.3505 | 1261834.2392
48 | 2686814.3505 | 1261834.2392 | 2686799.3142 | 1261899.6367 | 2686795.6342 | 1261908.3391
49 | 2686848.7631 | 1261844.0742 | 2686852.7096 | 1261837.5492 | 2686860.9602 | 1261844.2534 | 2686876.4081 | 1261848.3279
50 | 2686848.7631 | 1261844.0742 | 2686845.0378 | 1261856.9102
51 | 2686795.6342 | 1261908.3391 | 2686792.3978 | 1261915.9926 | 2686792.3978 | 1261915.9926
52 | 2686876.4081 | 1261848.3279 | 2686879.8437 | 1261835.0739
53 | 2686876.4081 | 1261848.3279 | 2686883.4119 | 1261850.0955
54 | 2686845.0378 | 1261856.9102 | 2686843.7524 | 1261861.3391
55 | 2686792.3978 | 1261915.9926 | 2686780.4242 | 1261939.1821
56 | 2686883.2221 | 1261822.0406 | 2686879.8437 | 1261835.0739
57 | 2686891.6316 | 1261852.17 | 2686883.4119 | 1261850.0955
58 | 2686843.416 | 1261862.4981 | 2686843.7524 | 1261861.3391
59 | 2686842.4452 | 1261865.8431 | 2686843.416 | 1261862.4981
60 | 2686910.5146 | 1261856.9356 | 2686891.6316 | 1261852.17
61 | 2686867.5943 | 1262036.3466 | 2686858.2881 | 1262034.831 | 2686820.6348 | 1262026.6496 | 2686815.4471 | 1262019.7013
62 | 2686815.4471 | 1262019.7013 | 2686802.0222 | 1261999.5107 | 2686798.688 | 1261994.6246 | 2686797.3547 | 1261989.9791 | 2686801.0785 | 1261971.9195 | 2686803.7734 | 1261968.5119 | 2686807.0606 | 1261967.8708 | 2686814.7224 | 1261969.5919
63 | 2686867.5943 | 1262036.3466 | 2686870.2022 | 1262015.7798 | 2686871.7739 | 1262006.6011
64 | 2686823.3207 | 1261971.5234 | 2686814.7224 | 1261969.5919
65 | 2686913.4884 | 1261907.442 | 2686913.3315 | 1261907.3993
66 | 2686897.8611 | 1261903.1862 | 2686913.3315 | 1261907.3993
67 | 2686924.9404 | 1261910.5608 | 2686913.4884 | 1261907.442
68 | 2686895.9994 | 1261910.3978 | 2686897.8611 | 1261903.1862
69 | 2686897.8611 | 1261903.1862 | 2686900.8322 | 1261893.0802
70 | 2686924.9404 | 1261910.5608 | 2686932.7216 | 1261912.6798
71 | 2686895.9994 | 1261910.3978 | 2686892.331 | 1261923.8765
72 | 2686895.9994 | 1261910.3978 | 2686883.2547 | 1261907.4973 | 2686879.8236 | 1261907.3387
73 | 2686904.0718 | 1261882.0608 | 2686900.8322 | 1261893.0802
74 | 2686933.191 | 1261912.8077 | 2686932.7216 | 1261912.6798
75 | 2686889.6632 | 1261933.6786 | 2686892.331 | 1261923.8765
76 | 2686853.8421 | 1261905.9183 | 2686868.4428 | 1261906.8126 | 2686879.8236 | 1261907.3387
77 | 2686904.0718 | 1261882.0608 | 2686910.5146 | 1261856.9356
78 | 2686942.1254 | 1261915.2408 | 2686933.191 | 1261912.8077
79 | 2686889.6632 | 1261933.6786 | 2686879.9476 | 1261969.3766
80 | 2686844.6977 | 1261905.3582 | 2686853.8421 | 1261905.9183
81 | 2686917.3352 | 1261832.2608 | 2686910.5146 | 1261856.9356
82 | 2686928.3684 | 1261792.4661 | 2686927.7009 | 1261794.8736
83 | 2686925.9055 | 1261801.3493 | 2686927.7009 | 1261794.8736
84 | 2686925.9055 | 1261801.3493 | 2686924.1 | 1261807.8615
85 | 2686986.9125 | 1261793.6308 | 2686986.9125 | 1261793.6308 | 2686988.1887 | 1261801.0706
86 | 2687006.6911 | 1261748.2078 | 2687007.3966 | 1261746.8507 | 2687007.4842 | 1261746.5226
87 | 2687035.7527 | 1261802.6339 | 2687033.0954 | 1261801.9388 | 2687025.9487 | 1261799.5873 | 2687018.2264 | 1261795.4661
88 | 2686917.3352 | 1261832.2608 | 2686924.1 | 1261807.8615
89 | 2686917.3352 | 1261832.2608 | 2686929.5106 | 1261835.9649
90 | 2686844.4761 | 1261905.3447 | 2686844.6977 | 1261905.3582
91 | 2686838.8595 | 1261905.0007 | 2686844.4761 | 1261905.3447
92 | 2686829.9873 | 1261904.4573 | 2686838.8595 | 1261905.0007
93 | 2686878.6428 | 1261974.1709 | 2686879.9476 | 1261969.3766
94 | 2686910.5174 | 1261969.7739 | 2686909.4969 | 1261973.9257
95 | 2686913.4625 | 1261957.7917 | 2686910.5174 | 1261969.7739
96 | 2686906.3253 | 1261986.8292 | 2686909.4969 | 1261973.9257
97 | 2686901.8094 | 1262005.2023 | 2686906.3253 | 1261986.8292
98 | 2686901.8094 | 1262005.2023 | 2686873.1119 | 1261998.7869
99 | 2686901.8094 | 1262005.2023 | 2686901.8395 | 1262005.2091
100 | 2686873.1119 | 1261998.7869 | 2686871.7739 | 1262006.6011
101 | 2686873.1119 | 1261998.7869 | 2686878.6428 | 1261974.1709 | 2686878.6428 | 1261974.1709
102 | 2686901.8395 | 1262005.2091 | 2686917.2678 | 1262008.7055
103 | 2686933.8175 | 1262012.4561 | 2686917.2678 | 1262008.7055
104 | 2686933.8175 | 1262012.4561 | 2686940.3663 | 1262013.9424
105 | 2686933.8175 | 1262012.4561 | 2686928.8716 | 1262037.7589 | 2686946.0731 | 1262042.8948
106 | 2686940.3663 | 1262013.9424 | 2686936.2454 | 1262032.3296
107 | 2686946.0731 | 1262042.8948 | 2686948.4972 | 1262043.6186 | 2686947.5069 | 1262053.9444
108 | 2686947.5069 | 1262053.9444 | 2686946.8443 | 1262060.8531
109 | 2687070.3053 | 1261800.3962 | 2687056.4342 | 1261803.8725 | 2687051.2341 | 1261803.986
110 | 2687035.7527 | 1261802.6339 | 2687047.6074 | 1261804.065 | 2687051.2341 | 1261803.986
111 | 2687070.3053 | 1261800.3962 | 2687078.3286 | 1261794.8988
112 | 2687070.3053 | 1261800.3962 | 2687075.9494 | 1261807.04 | 2687080.6371 | 1261806.9979 | 2687085.7709 | 1261807.8741 | 2687090.4503 | 1261809.4109
113 | 2687035.7527 | 1261802.6339 | 2687031.6894 | 1261817.1283
114 | 2687078.3286 | 1261794.8988 | 2687072.809 | 1261786.4554 | 2687071.2658 | 1261780.7895
115 | 2687090.4503 | 1261809.4109 | 2687085.7124 | 1261819.5158 | 2687082.4589 | 1261826.7692
116 | 2687031.6894 | 1261817.1283 | 2687027.9666 | 1261830.408 | 2687025.3503 | 1261847.4051 | 2687026.3801 | 1261876.5841
117 | 2687071.2658 | 1261780.7895 | 2687070.2425 | 1261777.0324 | 2687070.374 | 1261770.398
118 | 2687071.9791 | 1261843.8217 | 2687077.5861 | 1261837.6327 | 2687082.4589 | 1261826.7692
119 | 2687070.4435 | 1261766.8928 | 2687070.374 | 1261770.398
120 | 2687118.1203 | 1261842.6445 | 2687116.0863 | 1261833.9187 | 2687113.4851 | 1261825.8407 | 2687110.1607 | 1261818.764 | 2687118.2602 | 1261814.7468
121 | 2687118.2602 | 1261814.7468 | 2687121.1201 | 1261815.5006 | 2687139.9051 | 1261821.1706 | 2687142.7097 | 1261816.9864 | 2687179.7854 | 1261829.1422 | 2687186.0653 | 1261810.5534
122 | 2687118.2602 | 1261814.7468 | 2687127.1056 | 1261794.8836 | 2687129.5744 | 1261790.1364
123 | 2687118.1203 | 1261842.6445 | 2687127.2376 | 1261843.1903 | 2687130.2496 | 1261844.0179
124 | 2687186.0653 | 1261810.5534 | 2687160.423 | 1261802.8362
125 | 2687141.5251 | 1261776.7039 | 2687131.4098 | 1261786.6071 | 2687129.5744 | 1261790.1364
126 | 2687070.4435 | 1261766.8928 | 2687070.4772 | 1261765.1932 | 2687072.9061 | 1261757.7242
127 | 2687072.9061 | 1261757.7242 | 2687073.7389 | 1261755.1633
128 | 2687077.9187 | 1261743.7981 | 2687074.8499 | 1261751.7469 | 2687073.7389 | 1261755.1633
129 | 2687080.0167 | 1261738.3636 | 2687077.9187 | 1261743.7981
130 | 2687080.0167 | 1261738.3636 | 2687082.5372 | 1261731.835
131 | 2687141.5251 | 1261776.7039 | 2687146.4838 | 1261766.4963
132 | 2687141.5251 | 1261776.7039 | 2687143.2723 | 1261776.7741 | 2687156.9427 | 1261777.3277
133 | 2687146.4838 | 1261766.4963 | 2687155.6001 | 1261747.7299
134 | 2687156.9427 | 1261777.3277 | 2687166.1589 | 1261777.7009 | 2687167.4824 | 1261777.7535
135 | 2687160.884 | 1261736.8528 | 2687155.6001 | 1261747.7299
136 | 2687167.0258 | 1261726.0618 | 2687164.8935 | 1261728.5991 | 2687160.884 | 1261736.8528
137 | 2687084.3941 | 1261727.0254 | 2687082.5372 | 1261731.835
138 | 2687084.3941 | 1261727.0254 | 2687085.1733 | 1261725.007
139 | 2687085.1733 | 1261725.007 | 2687089.9022 | 1261712.7581
140 | 2687007.5169 | 1261746.4 | 2687007.4842 | 1261746.5226
141 | 2687007.5295 | 1261746.3531 | 2687007.5169 | 1261746.4
142 | 2687003.9233 | 1261848.1906 | 2687012.1512 | 1261856.9407 | 2687010.6359 | 1261877.0311
143 | 2687003.9233 | 1261848.1906 | 2687001.9276 | 1261837.3527 | 2686992.4465 | 1261814.0955
144 | 2686990.447 | 1261809.1907 | 2686992.4465 | 1261814.0955
145 | 2686978.6027 | 1261901.5714 | 2686980.7019 | 1261894.619
146 | 2686964.7198 | 1261898.6984 | 2686968.2834 | 1261899.7627 | 2686978.6027 | 1261901.5714
147 | 2686964.7198 | 1261898.6984 | 2686963.569 | 1261902.1397 | 2686962.836 | 1261917.6523 | 2686961.6554 | 1261920.5595
148 | 2686964.7198 | 1261898.6984 | 2686945.573 | 1261893.4458
149 | 2686988.9529 | 1261805.5257 | 2686990.447 | 1261809.1907
150 | 2686961.6554 | 1261920.5595 | 2686972.7689 | 1261923.4253
151 | 2686961.6554 | 1261920.5595 | 2686961.0783 | 1261922.9084 | 2686956.6751 | 1261926.6688 | 2686955.7992 | 1261929.7048
152 | 2686961.6554 | 1261920.5595 | 2686951.9711 | 1261917.9221
153 | 2686988.9529 | 1261805.5257 | 2686988.1887 | 1261801.0706
154 | 2686972.7689 | 1261923.4253 | 2686983.5314 | 1261926.2007
155 | 2686955.7992 | 1261929.7048 | 2686952.5153 | 1261941.0872
156 | 2686951.9711 | 1261917.9221 | 2686942.1254 | 1261915.2408
157 | 2687096.5984 | 1261695.4116 | 2687092.7359 | 1261705.4182 | 2687089.9022 | 1261712.7581
158 | 2687096.5984 | 1261695.4116 | 2687098.3575 | 1261689.6267
159 | 2687096.5984 | 1261695.4116 | 2687113.0721 | 1261703.368
160 | 2687098.3575 | 1261689.6267 | 2687103.1489 | 1261673.8708
161 | 2687113.0721 | 1261703.368 | 2687115.0902 | 1261704.3427
162 | 2687104.3145 | 1261670.0377 | 2687103.1489 | 1261673.8708
163 | 2687127.8203 | 1261710.491 | 2687115.0902 | 1261704.3427
164 | 2687127.8203 | 1261710.491 | 2687131.6415 | 1261712.3365
165 | 2687131.6415 | 1261712.3365 | 2687139.6065 | 1261716.1835 | 2687152.1715 | 1261719.6828
166 | 2687167.0258 | 1261726.0618 | 2687162.3308 | 1261722.5121 | 2687152.1715 | 1261719.6828
167 | 2687105.2362 | 1261667.0068 | 2687104.3145 | 1261670.0377
168 | 2687095.2796 | 1261620.8816 | 2687098.5632 | 1261622.4497
169 | 2687114.9576 | 1261632.8437 | 2687108.1258 | 1261627.0163 | 2687098.5632 | 1261622.4497
170 | 2687095.2796 | 1261620.8816 | 2687079.4512 | 1261613.3228
171 | 2687114.9576 | 1261632.8437 | 2687117.2934 | 1261625.8781
172 | 2687114.9576 | 1261632.8437 | 2687110.802 | 1261647.8101
173 | 2687075.0996 | 1261611.2447 | 2687079.4512 | 1261613.3228
174 | 2687127.2676 | 1261598.9443 | 2687122.6876 | 1261609.9395 | 2687120.2228 | 1261617.1422 | 2687117.2934 | 1261625.8781
175 | 2687110.802 | 1261647.8101 | 2687109.6532 | 1261651.9478
176 | 2687061.6787 | 1261604.8374 | 2687064.9264 | 1261606.3864 | 2687075.0996 | 1261611.2447
177 | 2687127.5076 | 1261598.3681 | 2687127.2676 | 1261598.9443
178 | 2687109.6532 | 1261651.9478 | 2687108.5497 | 1261655.9218
179 | 2687061.6787 | 1261604.8374 | 2687054.2936 | 1261614.0582 | 2687047.7676 | 1261622.2181
180 | 2687057.2163 | 1261603.9044 | 2687061.6787 | 1261604.8374
181 | 2687143.6674 | 1261573.6088 | 2687132.7522 | 1261588.1595 | 2687127.5076 | 1261598.3681
182 | 2687105.2362 | 1261667.0068 | 2687107.9467 | 1261658.0937 | 2687108.5497 | 1261655.9218
183 | 2687143.6674 | 1261573.6088 | 2687151.7066 | 1261561.3036
184 | 2687143.6674 | 1261573.6088 | 2687121.3895 | 1261559.4473 | 2687118.1646 | 1261554.3069 | 2687118.4542 | 1261549.9967 | 2687127.4276 | 1261535.2839 | 2687128.4673 | 1261529.6726 | 2687126.2777 | 1261528.7569
185 | 2687161.6849 | 1261546.0303 | 2687151.7066 | 1261561.3036
186 | 2687110.7854 | 1261525.2754 | 2687110.7854 | 1261525.2754 | 2687123.0374 | 1261527.4019 | 2687126.2777 | 1261528.7569
187 | 2687102.9947 | 1261576.1285 | 2687090.0436 | 1261564.3786
188 | 2687090.0436 | 1261564.3786 | 2687090.0436 | 1261564.3786 | 2687077.4127 | 1261579.5869
189 | 2687184.7647 | 1261554.8662 | 2687161.6849 | 1261546.0303
190 | 2687161.6849 | 1261546.0303 | 2687163.4868 | 1261542.0591
191 | 2687106.7304 | 1261520.7232 | 2687110.7854 | 1261525.2754
192 | 2687057.2163 | 1261603.9044 | 2687077.4127 | 1261579.5869
193 | 2686958.5706 | 1261263.9753 | 2687004.7171 | 1261286.0028
194 | 2687184.6979 | 1261394.2346 | 2687004.7171 | 1261286.0028
195 | 2687194.6918 | 1261381.9986 | 2687190.3346 | 1261382.6016 | 2687186.3144 | 1261386.4231 | 2687184.6979 | 1261394.2346
196 | 2687188.7615 | 1261412.1127 | 2687184.753 | 1261409.0067 | 2687182.335 | 1261406.3802 | 2687183.2472 | 1261401.2451 | 2687184.6979 | 1261394.2346
197 | 2687196.0319 | 1261374.935 | 2687194.6918 | 1261381.9986
198 | 2687187.1606 | 1261443.5027 | 2687182.083 | 1261445.952 | 2687188.7615 | 1261412.1127
199 | 2687188.7615 | 1261412.1127 | 2687184.753 | 1261409.0067 | 2687182.335 | 1261406.3802
200 | 2687200.8538 | 1261376.0292 | 2687196.0319 | 1261374.935
201 | 2687200.8538 | 1261376.0292 | 2687196.6481 | 1261396.7529
202 | 2687025.3065 | 1261583.1742 | 2687024.0615 | 1261580.8408
203 | 2687025.3065 | 1261583.1742 | 2687028.0927 | 1261589.9649 | 2687031.5713 | 1261595.2758 | 2687033.8815 | 1261597.0334 | 2687045.3064 | 1261600.0483 | 2687047.9563 | 1261600.7434 | 2687057.2163 | 1261603.9044
204 | 2687043.4226 | 1261627.5568 | 2687045.3192 | 1261625.2795 | 2687047.7676 | 1261622.2181
205 | 2687173.5482 | 1261517.7828 | 2687170.4708 | 1261526.6667 | 2687163.4868 | 1261542.0591
206 | 2687167.9948 | 1261516.222 | 2687169.7744 | 1261508.987 | 2687170.5516 | 1261505.3575
207 | 2687173.5482 | 1261517.7828 | 2687167.9948 | 1261516.222
208 | 2687173.5482 | 1261517.7828 | 2687186.3466 | 1261520.1622
209 | 2687173.5482 | 1261517.7828 | 2687180.3012 | 1261480.9311
210 | 2687186.3466 | 1261520.1622 | 2687183.2932 | 1261516.1696
211 | 2687186.3466 | 1261520.1622 | 2687189.755 | 1261520.8006
212 | 2687183.8827 | 1261461.3796 | 2687180.3012 | 1261480.9311
213 | 2687207.8696 | 1261524.1936 | 2687189.755 | 1261520.8006
214 | 2687183.8827 | 1261461.3796 | 2687184.5036 | 1261458.1084 | 2687186.5261 | 1261446.6736 | 2687187.1606 | 1261443.5027
215 | 2687183.8827 | 1261461.3796 | 2687187.9631 | 1261459.0935 | 2687198.0107 | 1261453.6292
216 | 2687214.3099 | 1261525.4006 | 2687207.8696 | 1261524.1936
217 | 2687043.4226 | 1261627.5568 | 2687035.5371 | 1261637.0249
218 | 2687022.1322 | 1261653.12 | 2687035.5371 | 1261637.0249
219 | 2687022.1322 | 1261653.12 | 2687015.9692 | 1261660.5199
220 | 2687006.9086 | 1261693.4793 | 2687015.9692 | 1261660.5199
221 | 2687167.0258 | 1261726.0618 | 2687171.2122 | 1261724.7558 | 2687179.6801 | 1261722.9221
222 | 2687202.2219 | 1261718.0408 | 2687179.6801 | 1261722.9221
223 | 2687202.2219 | 1261718.0408 | 2687206.5376 | 1261702.7144
224 | 2687280.0283 | 1261502.5073 | 2687271.2664 | 1261523.4236
225 | 2687264.8436 | 1261538.7563 | 2687271.2664 | 1261523.4236
226 | 2687264.8436 | 1261538.7563 | 2687255.6602 | 1261535.5072
227 | 2687264.8436 | 1261538.7563 | 2687280.8137 | 1261544.8946
228 | 2687255.6602 | 1261535.5072 | 2687244.3851 | 1261569.5429
229 | 2687255.6602 | 1261535.5072 | 2687235.3364 | 1261530.5398
230 | 2687296.7347 | 1261551.0142 | 2687280.8137 | 1261544.8946
231 | 2687242.5202 | 1261575.1723 | 2687244.3851 | 1261569.5429
232 | 2687214.3099 | 1261525.4006 | 2687235.3364 | 1261530.5398
233 | 2687296.7347 | 1261551.0142 | 2687319.552 | 1261561.2812
234 | 2687296.7347 | 1261551.0142 | 2687302.0297 | 1261538.029
235 | 2687242.0201 | 1261576.682 | 2687242.5202 | 1261575.1723
236 | 2687214.3099 | 1261525.4006 | 2687217.2739 | 1261508.9699
237 | 2687319.552 | 1261561.2812 | 2687311.2529 | 1261582.4273
238 | 2687319.552 | 1261561.2812 | 2687327.0963 | 1261564.6371
239 | 2687299.6052 | 1261526.6655 | 2687303.4956 | 1261528.474 | 2687304.8117 | 1261531.2066 | 2687302.0297 | 1261538.029
240 | 2687221.4582 | 1261485.7748 | 2687217.2739 | 1261508.9699
241 | 2687241.1587 | 1261579.2822 | 2687242.0201 | 1261576.682
242 | 2687238.2655 | 1261588.0158 | 2687238.8163 | 1261586.3531
243 | 2687240.1415 | 1261582.3529 | 2687238.8163 | 1261586.3531
244 | 2687236.3443 | 1261593.8152 | 2687238.2655 | 1261588.0158
245 | 2687240.1415 | 1261582.3529 | 2687240.6801 | 1261580.727
246 | 2687234.399 | 1261600.8445 | 2687235.7769 | 1261595.5279 | 2687236.3443 | 1261593.8152
247 | 2687241.1587 | 1261579.2822 | 2687240.6801 | 1261580.727
248 | 2687234.399 | 1261600.8445 | 2687231.8341 | 1261610.7408
249 | 2687231.8341 | 1261610.7408 | 2687225.3685 | 1261635.6873
250 | 2687285.6579 | 1261520.1819 | 2687287.4008 | 1261520.9921
251 | 2687299.6052 | 1261526.6655 | 2687287.4008 | 1261520.9921
252 | 2687293.3495 | 1261628.0452 | 2687311.2529 | 1261582.4273
253 | 2687208.0953 | 1261697.1828 | 2687206.5376 | 1261702.7144
254 | 2687219.8973 | 1261655.2701 | 2687220.5409 | 1261652.9844
255 | 2687224.8698 | 1261637.6113 | 2687220.5409 | 1261652.9844
256 | 2687224.8698 | 1261637.6113 | 2687225.3685 | 1261635.6873
257 | 2687224.8698 | 1261637.6113 | 2687205.7999 | 1261634.0263
258 | 2687197.0125 | 1261632.3744 | 2687205.7999 | 1261634.0263
259 | 2687006.9086 | 1261693.4793 | 2687025.1166 | 1261698.451
260 | 2687006.9086 | 1261693.4793 | 2687003.4412 | 1261703.2805 | 2686993.2921 | 1261702.1721
261 | 2686978.9929 | 1261691.7008 | 2686978.9435 | 1261695.0582 | 2686979.876 | 1261697.2403 | 2686981.2903 | 1261698.9402 | 2686983.804 | 1261700.1782 | 2686988.9661 | 1261701.6997 | 2686993.2921 | 1261702.1721
262 | 2687008.3934 | 1261743.118 | 2687007.5295 | 1261746.3531
263 | 2686983.5314 | 1261926.2007 | 2686990.0084 | 1261927.8709 | 2686983.4575 | 1261938.4274
264 | 2686977.3871 | 1261948.2094 | 2686983.4575 | 1261938.4274

## bus_geodata
| x | y | coords
0 | 2686360.8284 | 1261188.4537
1 | 2686352.274 | 1261161.5096
2 | 2686429.0174 | 1261313.4772
3 | 2686347.7823 | 1261147.6388
4 | 2686542.2487 | 1261210.3291
5 | 2686940.4236 | 1261187.6264
6 | 2686965.5672 | 1261248.5931
7 | 2686339.3117 | 1261143.1781
8 | 2686375.2429 | 1261142.1936
9 | 2686694.0308 | 1261707.4973
10 | 2686706.6671 | 1261740.9422
11 | 2686337.3794 | 1261142.1605
12 | 2686306.8396 | 1261136.162
13 | 2686725.9888 | 1261738.8348
14 | 2686783.2049 | 1261732.309
15 | 2686792.5124 | 1261731.1154
16 | 2686823.944 | 1261727.614
17 | 2686792.6546 | 1261740.9363
18 | 2686854.3368 | 1261724.2284
19 | 2686783.6516 | 1261743.8843
20 | 2686787.1638 | 1261675.6854
21 | 2686796.26 | 1261678.0347
22 | 2686819.5459 | 1261689.5668
23 | 2686836.6921 | 1261700.7648
24 | 2686865.6953 | 1261716.8782
25 | 2686871.267 | 1261723.3429
26 | 2686876.629 | 1261724.356
27 | 2686880.2019 | 1261725.031
28 | 2686908.9813 | 1261737.2399
29 | 2686875.2377 | 1261744.9307
30 | 2686916.5428 | 1261741.2599
31 | 2686874.0741 | 1261749.5954
32 | 2686828.7953 | 1261784.7808
33 | 2686822.6251 | 1261805.8452
34 | 2686943.1215 | 1261755.3903
35 | 2686873.1611 | 1261753.2552
36 | 2686985.5673 | 1261778.0209
37 | 2686934.9929 | 1261770.4476
38 | 2686987.1059 | 1261790.1454
39 | 2686998.9504 | 1261785.1789
40 | 2686968.8262 | 1261731.4772
41 | 2686930.1194 | 1261786.1504
42 | 2686819.0087 | 1261818.2547
43 | 2686814.3505 | 1261834.2392
44 | 2686848.7631 | 1261844.0742
45 | 2686795.6342 | 1261908.3391
46 | 2686876.4081 | 1261848.3279
47 | 2686845.0378 | 1261856.9102
48 | 2686792.3978 | 1261915.9926
49 | 2686879.8437 | 1261835.0739
50 | 2686883.4119 | 1261850.0955
51 | 2686843.7524 | 1261861.3391
52 | 2686780.4242 | 1261939.1821
53 | 2686843.416 | 1261862.4981
54 | 2686842.4452 | 1261865.8431
55 | 2686883.2221 | 1261822.0406
56 | 2686891.6316 | 1261852.17
57 | 2686815.4471 | 1262019.7013
58 | 2686867.5943 | 1262036.3466
59 | 2686814.7224 | 1261969.5919
60 | 2686913.3315 | 1261907.3993
61 | 2686913.4884 | 1261907.442
62 | 2686897.8611 | 1261903.1862
63 | 2686924.9404 | 1261910.5608
64 | 2686895.9994 | 1261910.3978
65 | 2686900.8322 | 1261893.0802
66 | 2686932.7216 | 1261912.6798
67 | 2686892.331 | 1261923.8765
68 | 2686879.8236 | 1261907.3387
69 | 2686904.0718 | 1261882.0608
70 | 2686933.191 | 1261912.8077
71 | 2686889.6632 | 1261933.6786
72 | 2686853.8421 | 1261905.9183
73 | 2686910.5146 | 1261856.9356
74 | 2686928.3684 | 1261792.4661
75 | 2686927.7009 | 1261794.8736
76 | 2686925.9055 | 1261801.3493
77 | 2686986.9125 | 1261793.6308
78 | 2687006.6911 | 1261748.2078
79 | 2687018.2264 | 1261795.4661
80 | 2686871.7944 | 1261758.7341
81 | 2686924.1 | 1261807.8615
82 | 2686917.3352 | 1261832.2608
83 | 2686929.5106 | 1261835.9649
84 | 2686844.6977 | 1261905.3582
85 | 2686844.4761 | 1261905.3447
86 | 2686838.8595 | 1261905.0007
87 | 2686879.9476 | 1261969.3766
88 | 2686910.5174 | 1261969.7739
89 | 2686909.4969 | 1261973.9257
90 | 2686913.4625 | 1261957.7917
91 | 2686906.3253 | 1261986.8292
92 | 2686901.8094 | 1262005.2023
93 | 2686873.1119 | 1261998.7869
94 | 2686901.8395 | 1262005.2091
95 | 2686917.2678 | 1262008.7055
96 | 2686933.8175 | 1262012.4561
97 | 2686940.3663 | 1262013.9424
98 | 2686946.0731 | 1262042.8948
99 | 2686936.2454 | 1262032.3296
100 | 2686947.5069 | 1262053.9444
101 | 2686871.7739 | 1262006.6011
102 | 2686878.6428 | 1261974.1709
103 | 2686946.8443 | 1262060.8531
104 | 2686823.3207 | 1261971.5234
105 | 2687051.2341 | 1261803.986
106 | 2687070.3053 | 1261800.3962
107 | 2687035.7527 | 1261802.6339
108 | 2687078.3286 | 1261794.8988
109 | 2687090.4503 | 1261809.4109
110 | 2687031.6894 | 1261817.1283
111 | 2687071.2658 | 1261780.7895
112 | 2687082.4589 | 1261826.7692
113 | 2687026.3801 | 1261876.5841
114 | 2687070.374 | 1261770.398
115 | 2687118.2602 | 1261814.7468
116 | 2687118.1203 | 1261842.6445
117 | 2687186.0653 | 1261810.5534
118 | 2687129.5744 | 1261790.1364
119 | 2687130.2496 | 1261844.0179
120 | 2687071.9791 | 1261843.8217
121 | 2687070.4435 | 1261766.8928
122 | 2687072.9061 | 1261757.7242
123 | 2687073.7389 | 1261755.1633
124 | 2687077.9187 | 1261743.7981
125 | 2687080.0167 | 1261738.3636
126 | 2687141.5251 | 1261776.7039
127 | 2687146.4838 | 1261766.4963
128 | 2687156.9427 | 1261777.3277
129 | 2687160.423 | 1261802.8362
130 | 2687155.6001 | 1261747.7299
131 | 2687167.4824 | 1261777.7535
132 | 2687160.884 | 1261736.8528
133 | 2687082.5372 | 1261731.835
134 | 2687084.3941 | 1261727.0254
135 | 2687085.1733 | 1261725.007
136 | 2687007.4842 | 1261746.5226
137 | 2687007.5169 | 1261746.4
138 | 2687010.6359 | 1261877.0311
139 | 2687003.9233 | 1261848.1906
140 | 2686992.4465 | 1261814.0955
141 | 2686978.6027 | 1261901.5714
142 | 2686980.7019 | 1261894.619
143 | 2686964.7198 | 1261898.6984
144 | 2686990.447 | 1261809.1907
145 | 2686961.6554 | 1261920.5595
146 | 2686945.573 | 1261893.4458
147 | 2686988.9529 | 1261805.5257
148 | 2686972.7689 | 1261923.4253
149 | 2686955.7992 | 1261929.7048
150 | 2686951.9711 | 1261917.9221
151 | 2687089.9022 | 1261712.7581
152 | 2687096.5984 | 1261695.4116
153 | 2687098.3575 | 1261689.6267
154 | 2687113.0721 | 1261703.368
155 | 2687103.1489 | 1261673.8708
156 | 2687115.0902 | 1261704.3427
157 | 2687127.8203 | 1261710.491
158 | 2687131.6415 | 1261712.3366
159 | 2687152.1715 | 1261719.6828
160 | 2687104.3145 | 1261670.0377
161 | 2687098.5632 | 1261622.4497
162 | 2687095.2796 | 1261620.8816
163 | 2687114.9576 | 1261632.8437
164 | 2687079.4512 | 1261613.3228
165 | 2687117.2934 | 1261625.8781
166 | 2687110.802 | 1261647.8101
167 | 2687075.0996 | 1261611.2447
168 | 2687127.2676 | 1261598.9443
169 | 2687109.6532 | 1261651.9478
170 | 2687061.6787 | 1261604.8374
171 | 2687127.5076 | 1261598.3681
172 | 2687108.5497 | 1261655.9218
173 | 2687143.6674 | 1261573.6088
174 | 2687151.7066 | 1261561.3036
175 | 2687126.2777 | 1261528.7569
176 | 2687102.9947 | 1261576.1285
177 | 2687090.0436 | 1261564.3786
178 | 2687161.6849 | 1261546.0303
179 | 2687110.7854 | 1261525.2754
180 | 2687077.4127 | 1261579.5869
181 | 2687004.7171 | 1261286.0028
182 | 2686958.5706 | 1261263.9753
183 | 2687184.6979 | 1261394.2346
184 | 2687194.6918 | 1261381.9986
185 | 2687188.7615 | 1261412.1127
186 | 2687196.0319 | 1261374.935
187 | 2687200.8538 | 1261376.0292
188 | 2687196.6481 | 1261396.7529
189 | 2687182.335 | 1261406.3802
190 | 2687024.0615 | 1261580.8408
191 | 2687025.3065 | 1261583.1742
192 | 2687057.2163 | 1261603.9044
193 | 2687047.7676 | 1261622.2181
194 | 2687106.7304 | 1261520.7232
195 | 2687184.7647 | 1261554.8662
196 | 2687163.4868 | 1261542.0591
197 | 2687167.9948 | 1261516.222
198 | 2687170.5516 | 1261505.3575
199 | 2687173.5482 | 1261517.7828
200 | 2687186.3466 | 1261520.1622
201 | 2687180.3012 | 1261480.9311
202 | 2687183.2932 | 1261516.1696
203 | 2687189.755 | 1261520.8006
204 | 2687183.8826 | 1261461.3796
205 | 2687187.1606 | 1261443.5027
206 | 2687198.0107 | 1261453.6292
207 | 2687207.8696 | 1261524.1936
208 | 2687043.4226 | 1261627.5568
209 | 2687035.5371 | 1261637.0249
210 | 2687022.1322 | 1261653.12
211 | 2687015.9692 | 1261660.5199
212 | 2687105.2362 | 1261667.0068
213 | 2687167.0258 | 1261726.0618
214 | 2687179.6801 | 1261722.9221
215 | 2687202.2219 | 1261718.0408
216 | 2687271.2664 | 1261523.4236
217 | 2687280.0283 | 1261502.5073
218 | 2687264.8436 | 1261538.7563
219 | 2687255.6602 | 1261535.5072
220 | 2687280.8137 | 1261544.8947
221 | 2687244.3851 | 1261569.5429
222 | 2687235.3364 | 1261530.5398
223 | 2687296.7347 | 1261551.0142
224 | 2687242.5202 | 1261575.1723
225 | 2687214.3099 | 1261525.4006
226 | 2687319.552 | 1261561.2812
227 | 2687302.0297 | 1261538.029
228 | 2687217.2739 | 1261508.9699
229 | 2687221.4582 | 1261485.7748
230 | 2687242.0201 | 1261576.682
231 | 2687238.8163 | 1261586.3531
232 | 2687238.2655 | 1261588.0158
233 | 2687240.1415 | 1261582.3529
234 | 2687236.3443 | 1261593.8152
235 | 2687240.6801 | 1261580.727
236 | 2687234.399 | 1261600.8445
237 | 2687241.1587 | 1261579.2822
238 | 2687231.8341 | 1261610.7408
239 | 2687287.4008 | 1261520.9921
240 | 2687285.6579 | 1261520.1819
241 | 2687299.6052 | 1261526.6655
242 | 2687311.2529 | 1261582.4273
243 | 2687327.0963 | 1261564.6371
244 | 2687293.3495 | 1261628.0452
245 | 2687206.5376 | 1261702.7144
246 | 2687220.5409 | 1261652.9844
247 | 2687219.8973 | 1261655.2701
248 | 2687224.8698 | 1261637.6113
249 | 2687225.3685 | 1261635.6873
250 | 2687205.7999 | 1261634.0263
251 | 2687208.0953 | 1261697.1828
252 | 2687197.0125 | 1261632.3744
253 | 2687006.9086 | 1261693.4793
254 | 2687025.1166 | 1261698.451
255 | 2686993.2921 | 1261702.1721
256 | 2686978.9929 | 1261691.7007
257 | 2687007.5295 | 1261746.3531
258 | 2687008.3934 | 1261743.118
259 | 2686988.1887 | 1261801.0706
260 | 2686829.9873 | 1261904.4573
261 | 2686983.5314 | 1261926.2007
262 | 2686952.5153 | 1261941.0872
263 | 2686942.1254 | 1261915.2408
264 | 2686983.4575 | 1261938.4274
265 | 2686977.3871 | 1261948.2094
266 | 2686998.9504 | 1261785.1789

## line_std_types
| c_nf_per_km | r_ohm_per_km | x_ohm_per_km | max_i_ka | type | q_mm2 | alpha | voltage_rating
NAYY 4x50 SE | 210 | 0.642 | 0.083 | 0.142 | cs | 50 | 0.00403 | LV
NAYY 4x120 SE | 264 | 0.225 | 0.08 | 0.242 | cs | 120 | 0.00403 | LV
NAYY 4x150 SE | 261 | 0.208 | 0.08 | 0.27 | cs | 150 | 0.00403 | LV
NA2XS2Y 1x95 RM/25 12/20 kV | 216 | 0.313 | 0.132 | 0.252 | cs | 95 | 0.00403 | MV
NA2XS2Y 1x185 RM/25 12/20 kV | 273 | 0.161 | 0.117 | 0.362 | cs | 185 | 0.00403 | MV
NA2XS2Y 1x240 RM/25 12/20 kV | 304 | 0.122 | 0.112 | 0.421 | cs | 240 | 0.00403 | MV
NA2XS2Y 1x95 RM/25 6/10 kV | 315 | 0.313 | 0.123 | 0.249 | cs | 95 | 0.00403 | MV
NA2XS2Y 1x185 RM/25 6/10 kV | 406 | 0.161 | 0.11 | 0.358 | cs | 185 | 0.00403 | MV
NA2XS2Y 1x240 RM/25 6/10 kV | 456 | 0.122 | 0.105 | 0.416 | cs | 240 | 0.00403 | MV
NA2XS2Y 1x150 RM/25 12/20 kV | 250 | 0.206 | 0.116 | 0.319 | cs | 150 | 0.00403 | MV
NA2XS2Y 1x120 RM/25 12/20 kV | 230 | 0.253 | 0.119 | 0.283 | cs | 120 | 0.00403 | MV
NA2XS2Y 1x70 RM/25 12/20 kV | 190 | 0.443 | 0.132 | 0.22 | cs | 70 | 0.00403 | MV
NA2XS2Y 1x150 RM/25 6/10 kV | 360 | 0.206 | 0.11 | 0.315 | cs | 150 | 0.00403 | MV
NA2XS2Y 1x120 RM/25 6/10 kV | 340 | 0.253 | 0.113 | 0.28 | cs | 120 | 0.00403 | MV
NA2XS2Y 1x70 RM/25 6/10 kV | 280 | 0.443 | 0.123 | 0.217 | cs | 70 | 0.00403 | MV
N2XS(FL)2Y 1x120 RM/35 64/110 kV | 112 | 0.153 | 0.166 | 0.366 | cs | 120 | 0.00393 | HV
N2XS(FL)2Y 1x185 RM/35 64/110 kV | 125 | 0.099 | 0.156 | 0.457 | cs | 185 | 0.00393 | HV
N2XS(FL)2Y 1x240 RM/35 64/110 kV | 135 | 0.075 | 0.149 | 0.526 | cs | 240 | 0.00393 | HV
N2XS(FL)2Y 1x300 RM/35 64/110 kV | 144 | 0.06 | 0.144 | 0.588 | cs | 300 | 0.00393 | HV
15-AL1/3-ST1A 0.4 | 11 | 1.8769 | 0.35 | 0.105 | ol | 16 | 0.00403 | LV
24-AL1/4-ST1A 0.4 | 11.25 | 1.2012 | 0.335 | 0.14 | ol | 24 | 0.00403 | LV
48-AL1/8-ST1A 0.4 | 12.2 | 0.5939 | 0.3 | 0.21 | ol | 48 | 0.00403 | LV
94-AL1/15-ST1A 0.4 | 13.2 | 0.306 | 0.29 | 0.35 | ol | 94 | 0.00403 | LV
34-AL1/6-ST1A 10.0 | 9.7 | 0.8342 | 0.36 | 0.17 | ol | 34 | 0.00403 | MV
48-AL1/8-ST1A 10.0 | 10.1 | 0.5939 | 0.35 | 0.21 | ol | 48 | 0.00403 | MV
70-AL1/11-ST1A 10.0 | 10.4 | 0.4132 | 0.339 | 0.29 | ol | 70 | 0.00403 | MV
94-AL1/15-ST1A 10.0 | 10.75 | 0.306 | 0.33 | 0.35 | ol | 94 | 0.00403 | MV
122-AL1/20-ST1A 10.0 | 11.1 | 0.2376 | 0.323 | 0.41 | ol | 122 | 0.00403 | MV
149-AL1/24-ST1A 10.0 | 11.25 | 0.194 | 0.315 | 0.47 | ol | 149 | 0.00403 | MV
34-AL1/6-ST1A 20.0 | 9.15 | 0.8342 | 0.382 | 0.17 | ol | 34 | 0.00403 | MV
48-AL1/8-ST1A 20.0 | 9.5 | 0.5939 | 0.372 | 0.21 | ol | 48 | 0.00403 | MV
70-AL1/11-ST1A 20.0 | 9.7 | 0.4132 | 0.36 | 0.29 | ol | 70 | 0.00403 | MV
94-AL1/15-ST1A 20.0 | 10 | 0.306 | 0.35 | 0.35 | ol | 94 | 0.00403 | MV
122-AL1/20-ST1A 20.0 | 10.3 | 0.2376 | 0.344 | 0.41 | ol | 122 | 0.00403 | MV
149-AL1/24-ST1A 20.0 | 10.5 | 0.194 | 0.337 | 0.47 | ol | 149 | 0.00403 | MV
184-AL1/30-ST1A 20.0 | 10.75 | 0.1571 | 0.33 | 0.535 | ol | 184 | 0.00403 | MV
243-AL1/39-ST1A 20.0 | 11 | 0.1188 | 0.32 | 0.645 | ol | 243 | 0.00403 | MV
48-AL1/8-ST1A 110.0 | 8 | 0.5939 | 0.46 | 0.21 | ol | 48 | 0.00403 | HV
70-AL1/11-ST1A 110.0 | 8.4 | 0.4132 | 0.45 | 0.29 | ol | 70 | 0.00403 | HV
94-AL1/15-ST1A 110.0 | 8.65 | 0.306 | 0.44 | 0.35 | ol | 94 | 0.00403 | HV
122-AL1/20-ST1A 110.0 | 8.5 | 0.2376 | 0.43 | 0.41 | ol | 122 | 0.00403 | HV
149-AL1/24-ST1A 110.0 | 8.75 | 0.194 | 0.41 | 0.47 | ol | 149 | 0.00403 | HV
184-AL1/30-ST1A 110.0 | 8.8 | 0.1571 | 0.4 | 0.535 | ol | 184 | 0.00403 | HV
243-AL1/39-ST1A 110.0 | 9 | 0.1188 | 0.39 | 0.645 | ol | 243 | 0.00403 | HV
305-AL1/39-ST1A 110.0 | 9.2 | 0.0949 | 0.38 | 0.74 | ol | 305 | 0.00403 | HV
490-AL1/64-ST1A 110.0 | 9.75 | 0.059 | 0.37 | 0.96 | ol | 490 | 0.00403 | HV
679-AL1/86-ST1A 110.0 | 9.95 | 0.042 | 0.36 | 1.15 | ol | 679 | 0.00403 | HV
490-AL1/64-ST1A 220.0 | 10 | 0.059 | 0.285 | 0.96 | ol | 490 | 0.00403 | HV
679-AL1/86-ST1A 220.0 | 11.7 | 0.042 | 0.275 | 1.15 | ol | 679 | 0.00403 | HV
490-AL1/64-ST1A 380.0 | 11 | 0.059 | 0.253 | 0.96 | ol | 490 | 0.00403 | HV
679-AL1/86-ST1A 380.0 | 14.6 | 0.042 | 0.25 | 1.15 | ol | 679 | 0.00403 | HV

## trafo_std_types
| i0_percent | pfe_kw | vkr_percent | sn_mva | vn_lv_kv | vn_hv_kv | vk_percent | shift_degree | vector_group | tap_side | tap_neutral | tap_min | tap_max | tap_step_degree | tap_step_percent | tap_phase_shifter
160 MVA 380/110 kV | 0.06 | 60 | 0.25 | 160 | 110 | 380 | 12.2 | 0 | Yy0 | hv | 0 | -9 | 9 | 0 | 1.5 | FALSE
100 MVA 220/110 kV | 0.06 | 55 | 0.26 | 100 | 110 | 220 | 12 | 0 | Yy0 | hv | 0 | -9 | 9 | 0 | 1.5 | FALSE
63 MVA 110/20 kV | 0.04 | 22 | 0.32 | 63 | 20 | 110 | 18 | 150 | YNd5 | hv | 0 | -9 | 9 | 0 | 1.5 | FALSE
40 MVA 110/20 kV | 0.05 | 18 | 0.34 | 40 | 20 | 110 | 16.2 | 150 | YNd5 | hv | 0 | -9 | 9 | 0 | 1.5 | FALSE
25 MVA 110/20 kV | 0.07 | 14 | 0.41 | 25 | 20 | 110 | 12 | 150 | YNd5 | hv | 0 | -9 | 9 | 0 | 1.5 | FALSE
63 MVA 110/10 kV | 0.04 | 22 | 0.32 | 63 | 10 | 110 | 18 | 150 | YNd5 | hv | 0 | -9 | 9 | 0 | 1.5 | FALSE
40 MVA 110/10 kV | 0.05 | 18 | 0.34 | 40 | 10 | 110 | 16.2 | 150 | YNd5 | hv | 0 | -9 | 9 | 0 | 1.5 | FALSE
25 MVA 110/10 kV | 0.07 | 14 | 0.41 | 25 | 10 | 110 | 12 | 150 | YNd5 | hv | 0 | -9 | 9 | 0 | 1.5 | FALSE
0.25 MVA 20/0.4 kV | 0.32 | 0.8 | 1.44 | 0.25 | 0.4 | 20 | 6 | 150 | Yzn5 | hv | 0 | -2 | 2 | 0 | 2.5 | FALSE
0.4 MVA 20/0.4 kV | 0.3375 | 1.35 | 1.425 | 0.4 | 0.4 | 20 | 6 | 150 | Dyn5 | hv | 0 | -2 | 2 | 0 | 2.5 | FALSE
0.63 MVA 20/0.4 kV | 0.2619 | 1.65 | 1.206 | 0.63 | 0.4 | 20 | 6 | 150 | Dyn5 | hv | 0 | -2 | 2 | 0 | 2.5 | FALSE
0.25 MVA 10/0.4 kV | 0.24 | 0.6 | 1.2 | 0.25 | 0.4 | 10 | 4 | 150 | Dyn5 | hv | 0 | -2 | 2 | 0 | 2.5 | FALSE
0.4 MVA 10/0.4 kV | 0.2375 | 0.95 | 1.325 | 0.4 | 0.4 | 10 | 4 | 150 | Dyn5 | hv | 0 | -2 | 2 | 0 | 2.5 | FALSE
0.63 MVA 10/0.4 kV | 0.1873 | 1.18 | 1.0794 | 0.63 | 0.4 | 10 | 4 | 150 | Dyn5 | hv | 0 | -2 | 2 | 0 | 2.5 | FALSE

## trafo3w_std_types
| sn_hv_mva | sn_mv_mva | sn_lv_mva | vn_hv_kv | vn_mv_kv | vn_lv_kv | vk_hv_percent | vk_mv_percent | vk_lv_percent | vkr_hv_percent | vkr_mv_percent | vkr_lv_percent | pfe_kw | i0_percent | shift_mv_degree | shift_lv_degree | vector_group | tap_side | tap_neutral | tap_min | tap_max | tap_step_percent
63/25/38 MVA 110/20/10 kV | 63 | 25 | 38 | 110 | 20 | 10 | 10.4 | 10.4 | 10.4 | 0.28 | 0.32 | 0.35 | 35 | 0.89 | 0 | 0 | YN0yn0yn0 | hv | 0 | -10 | 10 | 1.2
63/25/38 MVA 110/10/10 kV | 63 | 25 | 38 | 110 | 10 | 10 | 10.4 | 10.4 | 10.4 | 0.28 | 0.32 | 0.35 | 35 | 0.89 | 0 | 0 | YN0yn0yn0 | hv | 0 | -10 | 10 | 1.2

## fuse_std_types
| fuse_type | i_rated_a | t_avg | t_min | t_total | x_avg | x_min | x_total
HV 100A | HV 100A | 100 | 0 | [10.0, 3.64, 0.854, 0.281, 0.1, 0.0531, 0.022, 0.01] | [10.0, 4.267, 1.21, 0.403, 0.1, 0.058, 0.022, 0.01] | 0 | [300.0, 350.0, 450.0, 550.0, 700.0, 850.0, 1200.0, 1752.0] | [600.0, 700.0, 900.0, 1150.0, 1665.0, 2000.0, 3000.0, 4313.0]
HV 10A | HV 10A | 10 | 0 | [10.0, 1675.0, 0.344, 0.156, 0.1, 0.0417, 0.0171, 0.01] | [10.0, 1.3, 0.3, 0.155, 0.1, 0.0555, 0.023, 0.01] | 0 | [30.0, 32.0, 35.0, 37.0, 39.0, 50.0, 70.0, 88.0] | [60.0, 70.0, 80.0, 87.0, 94.0, 110.0, 150.0, 216.0]
HV 125A | HV 125A | 125 | 0 | [10.0, 1.82, 0.344, 0.1, 0.0467, 0.0269, 0.01] | [10.0, 2.478, 0.426, 0.1, 0.0427, 0.0211, 0.01] | 0 | [375.0, 500.0, 700.0, 925.0, 1200.0, 1500.0, 2341.0] | [750.0, 1000.0, 1500.0, 2200.0, 3000.0, 4000.0, 5765.0]
HV 160A | HV 160A | 160 | 0 | [10.0, 4.15, 1.03, 0.198, 0.1, 0.051, 0.0172, 0.01] | [10.0, 2.3, 0.734, 0.274, 0.1, 0.046, 0.0177, 0.01] | 0 | [480.0, 550.0, 700.0, 1000.0, 1260.0, 1600.0, 2500.0, 3227.0] | [960.0, 1300.0, 1700.0, 2200.0, 2996.0, 4000.0, 6000.0, 7946.0]
HV 16A | HV 16A | 16 | 0 | [10.0, 0.352, 0.164, 0.1, 0.0649, 0.0342, 0.01] | [10.0, 2.34, 0.722, 0.181, 0.1, 0.055, 0.0296, 0.01] | 0 | [48.0, 60.0, 65.0, 71.0, 80.0, 100.0, 162.0] | [96.0, 110.0, 125.0, 150.0, 168.0, 200.0, 250.0, 398.0]
HV 200A | HV 200A | 200 | 0 | [10.0, 4.267, 1.21, 0.403, 0.1, 0.058, 0.022, 0.01] | [10.0, 3.73, 1.654, 0.328, 0.1, 0.0531, 0.019, 0.01] | 0 | [600.0, 700.0, 900.0, 1150.0, 1665.0, 2000.0, 3000.0, 4313.0] | [1200.0, 1500.0, 1800.0, 2700.0, 3960.0, 5000.0, 7500.0, 10620.0]
HV 20A | HV 20A | 20 | 0 | [10.0, 1.3, 0.3, 0.155, 0.1, 0.0555, 0.023, 0.01] | [10.0, 1.3, 0.161, 0.1, 0.0611, 0.0399, 0.0141, 0.01] | 0 | [60.0, 70.0, 80.0, 87.0, 94.0, 110.0, 150.0, 216.0] | [120.0, 150.0, 200.0, 223.0, 260.0, 300.0, 450.0, 532.0]
HV 25A | HV 25A | 25 | 0 | [10.0, 2.512, 0.833, 0.299, 0.1, 0.0372, 0.0223, 0.01] | [10.0, 3.125, 0.597, 0.198, 0.1, 0.0378, 0.022, 0.01] | 0 | [75.0, 82.0, 90.0, 100.0, 124.0, 170.0, 200.0, 289.0] | [150.0, 170.0, 210.0, 250.0, 294.0, 400.0, 500.0, 711.0]
HV 31.5A | HV 31.5A | 31.5 | 0 | [10.0, 2.34, 0.722, 0.181, 0.1, 0.055, 0.0296, 0.01] | [10.0, 2.84, 0.368, 0.164, 0.1, 0.0621, 0.0378, 0.0195, 0.01] | 0 | [95.0, 110.0, 125.0, 150.0, 165.0, 200.0, 250.0, 390.0] | [189.0, 220.0, 300.0, 350.0, 393.0, 450.0, 530.0, 700.0, 960.0]
HV 40A | HV 40A | 40 | 0 | [10.0, 1.3, 0.161, 0.1, 0.0611, 0.0399, 0.0141, 0.01] | [10.0, 2.05, 0.369, 0.198, 0.1, 0.051, 0.0298, 0.01] | 0 | [120.0, 150.0, 200.0, 223.0, 260.0, 300.0, 450.0, 532.0] | [240.0, 300.0, 400.0, 450.0, 530.0, 650.0, 800.0, 1311.0]
HV 50A | HV 50A | 50 | 0 | [10.0, 3.215, 0.597, 0.198, 0.1, 0.0378, 0.022, 0.01] | [10.0, 3.64, 0.854, 0.281, 0.1, 0.0531, 0.022, 0.01] | 0 | [150.0, 170.0, 210.0, 250.0, 294.0, 400.0, 500.0, 711.0] | [300.0, 350.0, 450.0, 550.0, 700.0, 850.0, 1200.0, 1752.0]
HV 6.3A | HV 6.3A | 6.3 | 0 | [10.0, 1.39, 0.344, 0.168, 0.1, 0.056, 0.0263, 0.01] | [10.0, 1.711, 0.516, 0.198, 0.1, 0.0634, 0.0303, 0.01] | 0 | [19.0, 19.5, 20.4, 20.8, 22.0, 25.0, 32.0, 48.0] | [38.0, 40.0, 43.0, 48.0, 53.0, 60.0, 75.0, 118.0]
HV 63A | HV 63A | 63 | 0 | [10.0, 2.84, 0.368, 0.164, 0.1, 0.0621, 0.0378, 0.0195, 0.01] | [10.0, 1.82, 0.344, 0.1, 0.0467, 0.0269, 0.01] | 0 | [189.0, 220.0, 300.0, 350.0, 393.0, 450.0, 530.0, 700.0, 961.0] | [378.0, 500.0, 700.0, 934.0, 1200.0, 1500.0, 2366.0]
HV 80A | HV 80A | 80 | 0 | [10.0, 2.05, 0.369, 0.198, 0.1, 0.051, 0.0298, 0.01] | [10.0, 4.15, 1.03, 0.198, 0.1, 0.051, 0.0172, 0.01] | 0 | [240.0, 300.0, 400.0, 450.0, 530.0, 650.0, 800.0, 1311.0] | [480.0, 550.0, 700.0, 1000.0, 1260.0, 1600.0, 2500.0, 3227.0]
Siemens NH-1-100 | Siemens NH-1-100 | 100 | [5400.0, 2000.0, 400.0, 20.0, 1.0, 0.2, 0.012, 0.004] | 0 | 0 | [150.0, 190.0, 250.0, 430.0, 900.0, 1250.0, 2700.0, 3600.0] | 0 | 0
Siemens NH-1-125 | Siemens NH-1-125 | 125 | [4800.0, 120.0, 7.0, 0.1, 0.004] | 0 | 0 | [180.0, 400.0, 740.0, 2000.0, 4250.0] | 0 | 0
Siemens NH-1-16 | Siemens NH-1-16 | 16 | [4000.0, 400.0, 2.0, 0.1, 0.04, 0.01] | 0 | 0 | [26.0, 35.0, 75.0, 150.0, 200.0, 300.0] | 0 | 0
Siemens NH-1-160 | Siemens NH-1-160 | 160 | [4800.0, 120.0, 7.0, 0.1, 0.004] | 0 | 0 | [210.0, 500.0, 900.0, 2300.0, 5000.0] | 0 | 0
Siemens NH-1-25 | Siemens NH-1-25 | 25 | [4000.0, 1000.0, 10.0, 0.2, 0.02, 0.01] | 0 | 0 | [40.0, 50.0, 100.0, 210.0, 400.0, 500.0] | 0 | 0
Siemens NH-1-50 | Siemens NH-1-50 | 50 | [4000.0, 40.0, 4.0, 1.0, 0.02, 0.01] | 0 | 0 | [86.0, 200.0, 300.0, 400.0, 1000.0, 1280.0] | 0 | 0
Siemens NH-1-63 | Siemens NH-1-63 | 63 | [4000.0, 100.0, 10.0, 2.0, 0.04, 0.01] | 0 | 0 | [100.0, 200.0, 300.0, 400.0, 1000.0, 1500.0] | 0 | 0
Siemens NH-1-80 | Siemens NH-1-80 | 80 | [4800.0, 120.0, 7.0, 0.1, 0.01] | 0 | 0 | [150.58, 250.0, 450.0, 1150.0, 2470.0] | 0 | 0
Siemens NH-2-1000 | Siemens NH-2-1000 | 1000 | [4800.0, 120.0, 7.0, 0.1, 0.004] | 0 | 0 | [1900.0, 3500.0, 8400.0, 24000.0, 52000.0] | 0 | 0
Siemens NH-2-200 | Siemens NH-2-200 | 200 | [4800.0, 120.0, 7.0, 0.1, 0.004] | 0 | 0 | [280.0, 650.0, 1200.0, 3000.0, 7000.0] | 0 | 0
Siemens NH-2-224 | Siemens NH-2-224 | 224 | [4800.0, 120.0, 7.0, 0.2, 0.04, 0.004] | 0 | 0 | [400.0, 750.0, 1453.0, 3025.0, 4315.0, 7600.0] | 0 | 0
Siemens NH-2-250 | Siemens NH-2-250 | 250 | [4800.0, 120.0, 7.0, 0.1, 0.004] | 0 | 0 | [450.0, 800.0, 1650.0, 4000.0, 8500.0] | 0 | 0
Siemens NH-2-315 | Siemens NH-2-315 | 315 | [4800.0, 120.0, 7.0, 0.1, 0.004] | 0 | 0 | [550.0, 920.0, 1900.0, 5000.0, 11000.0] | 0 | 0
Siemens NH-2-355 | Siemens NH-2-355 | 355 | [4800.0, 120.0, 6.0, 0.1, 0.004] | 0 | 0 | [650.0, 1116.27, 2350.0, 5840.0, 12790.0] | 0 | 0
Siemens NH-2-400 | Siemens NH-2-400 | 400 | [4800.0, 120.0, 7.0, 0.1, 0.004] | 0 | 0 | [720.0, 1350.0, 2800.0, 6500.0, 15000.0] | 0 | 0
Siemens NH-2-425 | Siemens NH-2-425 | 425 | [4800.0, 120.0, 7.0, 0.1, 0.004] | 0 | 0 | [850.0, 1500.0, 3050.0, 7500.0, 16500.0] | 0 | 0
Siemens NH-2-630 | Siemens NH-2-630 | 630 | [4800.0, 120.0, 7.0, 0.1, 0.004] | 0 | 0 | [1200.0, 2000.0, 4800.0, 12000.0, 26000.0] | 0 | 0

## dtypes
| element | column | dtype
0 | bus | name | object
1 | bus | vn_kv | float64
2 | bus | type | object
3 | bus | zone | object
4 | bus | in_service | bool
5 | load | name | object
6 | load | bus | uint32
7 | load | p_mw | float64
8 | load | q_mvar | float64
9 | load | const_z_percent | float64
10 | load | const_i_percent | float64
11 | load | sn_mva | float64
12 | load | scaling | float64
13 | load | in_service | bool
14 | load | type | object
15 | ext_grid | name | object
16 | ext_grid | bus | uint32
17 | ext_grid | vm_pu | float64
18 | ext_grid | va_degree | float64
19 | ext_grid | slack_weight | float64
20 | ext_grid | in_service | bool
21 | line | name | object
22 | line | std_type | object
23 | line | from_bus | uint32
24 | line | to_bus | uint32
25 | line | length_km | float64
26 | line | r_ohm_per_km | float64
27 | line | x_ohm_per_km | float64
28 | line | c_nf_per_km | float64
29 | line | g_us_per_km | float64
30 | line | max_i_ka | float64
31 | line | df | float64
32 | line | parallel | uint32
33 | line | type | object
34 | line | in_service | bool
35 | trafo | name | object
36 | trafo | std_type | object
37 | trafo | hv_bus | uint32
38 | trafo | lv_bus | uint32
39 | trafo | sn_mva | float64
40 | trafo | vn_hv_kv | float64
41 | trafo | vn_lv_kv | float64
42 | trafo | vk_percent | float64
43 | trafo | vkr_percent | float64
44 | trafo | pfe_kw | float64
45 | trafo | i0_percent | float64
46 | trafo | shift_degree | float64
47 | trafo | tap_side | object
48 | trafo | tap_neutral | int32
49 | trafo | tap_min | int32
50 | trafo | tap_max | int32
51 | trafo | tap_step_percent | float64
52 | trafo | tap_step_degree | float64
53 | trafo | tap_pos | int32
54 | trafo | tap_phase_shifter | bool
55 | trafo | parallel | uint32
56 | trafo | df | float64
57 | trafo | in_service | bool
58 | line_geodata | coords | object
59 | bus_geodata | x | float64
60 | bus_geodata | y | float64
61 | bus_geodata | coords | object

## parameters
| version | format_version | converged | OPF_converged | name | f_hz | sn_mva
0 | 2.14.6 | 2.14.0 | FALSE | FALSE |  | 50 | 1