## bus
| name | vn_kv | type | zone | in_service
0 | bus_LV_56-8_0_7_node_0 | 0.4 | n |  | TRUE
1 | bus_LV_56-8_0_7_node_1 | 0.4 | n |  | TRUE
2 | bus_LV_56-8_0_7_node_2 | 0.4 | n |  | TRUE
3 | bus_LV_56-8_0_7_node_3 | 0.4 | n |  | TRUE
4 | bus_LV_56-8_0_7_node_29 | 0.4 | n |  | TRUE
5 | bus_LV_56-8_0_7_node_48 | 0.4 | n |  | TRUE
6 | bus_LV_56-8_0_7_node_44 | 0.4 | n |  | TRUE
7 | bus_LV_56-8_0_7_node_4 | 0.4 | n |  | TRUE
8 | bus_LV_56-8_0_7_node_184 | 0.4 | n |  | TRUE
9 | bus_LV_56-8_0_7_node_182 | 0.4 | n |  | TRUE
10 | bus_LV_56-8_0_7_node_8 | 0.4 | n |  | TRUE
11 | bus_LV_56-8_0_7_node_5 | 0.4 | n |  | TRUE
12 | bus_LV_56-8_0_7_node_71 | 0.4 | n |  | TRUE
13 | bus_LV_56-8_0_7_node_76 | 0.4 | n |  | TRUE
14 | bus_LV_56-8_0_7_node_6 | 0.4 | n |  | TRUE
15 | bus_LV_56-8_0_7_node_9 | 0.4 | n |  | TRUE
16 | bus_LV_56-8_0_7_node_73 | 0.4 | n |  | TRUE
17 | bus_LV_56-8_0_7_node_181 | 0.4 | n |  | TRUE
18 | bus_LV_56-8_0_7_node_28 | 0.4 | n |  | TRUE
19 | bus_LV_56-8_0_7_node_11 | 0.4 | n |  | TRUE
20 | bus_LV_56-8_0_7_node_16 | 0.4 | n |  | TRUE
21 | bus_LV_56-8_0_7_node_13 | 0.4 | n |  | TRUE
22 | bus_LV_56-8_0_7_node_119 | 0.4 | n |  | TRUE
23 | bus_LV_56-8_0_7_node_12 | 0.4 | n |  | TRUE
24 | bus_LV_56-8_0_7_node_15 | 0.4 | n |  | TRUE
25 | bus_LV_56-8_0_7_node_17 | 0.4 | n |  | TRUE
26 | bus_LV_56-8_0_7_node_86 | 0.4 | n |  | TRUE
27 | bus_LV_56-8_0_7_node_25 | 0.4 | n |  | TRUE
28 | bus_LV_56-8_0_7_node_14 | 0.4 | n |  | TRUE
29 | bus_LV_56-8_0_7_node_26 | 0.4 | n |  | TRUE
30 | bus_LV_56-8_0_7_node_89 | 0.4 | n |  | TRUE
31 | bus_LV_56-8_0_7_node_160 | 0.4 | n |  | TRUE
32 | bus_LV_56-8_0_7_node_87 | 0.4 | n |  | TRUE
33 | bus_LV_56-8_0_7_node_96 | 0.4 | n |  | TRUE
34 | bus_LV_56-8_0_7_node_139 | 0.4 | n |  | TRUE
35 | bus_LV_56-8_0_7_node_138 | 0.4 | n |  | TRUE
36 | bus_LV_56-8_0_7_node_18 | 0.4 | n |  | TRUE
37 | bus_LV_56-8_0_7_node_19 | 0.4 | n |  | TRUE
38 | bus_LV_56-8_0_7_node_137 | 0.4 | n |  | TRUE
39 | bus_LV_56-8_0_7_node_100 | 0.4 | n |  | TRUE
40 | bus_LV_56-8_0_7_node_21 | 0.4 | n |  | TRUE
41 | bus_LV_56-8_0_7_node_23 | 0.4 | n |  | TRUE
42 | bus_LV_56-8_0_7_node_22 | 0.4 | n |  | TRUE
43 | bus_LV_56-8_0_7_node_24 | 0.4 | n |  | TRUE
44 | bus_LV_56-8_0_7_node_65 | 0.4 | n |  | TRUE
45 | bus_LV_56-8_0_7_node_146 | 0.4 | n |  | TRUE
46 | bus_LV_56-8_0_7_node_27 | 0.4 | n |  | TRUE
47 | bus_LV_56-8_0_7_node_91 | 0.4 | n |  | TRUE
48 | bus_LV_56-8_0_7_node_78 | 0.4 | n |  | TRUE
49 | bus_LV_56-8_0_7_node_158 | 0.4 | n |  | TRUE
50 | bus_LV_56-8_0_7_node_161 | 0.4 | n |  | TRUE
51 | bus_LV_56-8_0_7_node_62 | 0.4 | n |  | TRUE
52 | bus_LV_56-8_0_7_node_60 | 0.4 | n |  | TRUE
53 | bus_LV_56-8_0_7_node_162 | 0.4 | n |  | TRUE
54 | bus_LV_56-8_0_7_node_115 | 0.4 | n |  | TRUE
55 | bus_LV_56-8_0_7_node_30 | 0.4 | n |  | TRUE
56 | bus_LV_56-8_0_7_node_185 | 0.4 | n |  | TRUE
57 | bus_LV_56-8_0_7_node_45 | 0.4 | n |  | TRUE
58 | bus_LV_56-8_0_7_node_186 | 0.4 | n |  | TRUE
59 | bus_LV_56-8_0_7_node_52 | 0.4 | n |  | TRUE
60 | bus_LV_56-8_0_7_node_61 | 0.4 | n |  | TRUE
61 | bus_LV_56-8_0_7_node_69 | 0.4 | n |  | TRUE
62 | bus_LV_56-8_0_7_node_74 | 0.4 | n |  | TRUE
63 | bus_LV_56-8_0_7_node_144 | 0.4 | n |  | TRUE
64 | bus_LV_56-8_0_7_node_187 | 0.4 | n |  | TRUE
65 | bus_LV_56-8_0_7_node_143 | 0.4 | n |  | TRUE
66 | bus_LV_56-8_0_7_node_155 | 0.4 | n |  | TRUE
67 | bus_LV_56-8_0_7_node_36 | 0.4 | n |  | TRUE
68 | bus_LV_56-8_0_7_node_177 | 0.4 | n |  | TRUE
69 | bus_LV_56-8_0_7_node_176 | 0.4 | n |  | TRUE
70 | bus_LV_56-8_0_7_node_116 | 0.4 | n |  | TRUE
71 | bus_LV_56-8_0_7_node_88 | 0.4 | n |  | TRUE
72 | bus_LV_56-8_0_7_node_99 | 0.4 | n |  | TRUE
73 | bus_LV_56-8_0_7_node_94 | 0.4 | n |  | TRUE
74 | bus_LV_56-8_0_7_node_101 | 0.4 | n |  | TRUE
75 | bus_LV_56-8_0_7_node_103 | 0.4 | n |  | TRUE
76 | bus_LV_56-8_0_7_node_102 | 0.4 | n |  | TRUE
77 | bus_LV_56-8_0_7_node_114 | 0.4 | n |  | TRUE
78 | bus_LV_56-8_0_7_node_178 | 0.4 | n |  | TRUE
79 | bus_LV_56-8_0_7_node_111 | 0.4 | n |  | TRUE
80 | bus_LV_56-8_0_7_node_118 | 0.4 | n |  | TRUE
81 | bus_LV_56-8_0_7_node_117 | 0.4 | n |  | TRUE
82 | bus_LV_56-8_0_7_node_68 | 0.4 | n |  | TRUE
83 | bus_LV_56-8_0_7_node_90 | 0.4 | n |  | TRUE
84 | bus_LV_56-8_0_7_node_66 | 0.4 | n |  | TRUE
85 | bus_LV_56-8_0_7_node_85 | 0.4 | n |  | TRUE
86 | bus_LV_56-8_0_7_node_149 | 0.4 | n |  | TRUE
87 | bus_LV_56-8_0_7_node_154 | 0.4 | n |  | TRUE
88 | bus_LV_56-8_0_7_node_83 | 0.4 | n |  | TRUE
89 | bus_LV_56-8_0_7_node_81 | 0.4 | n |  | TRUE
90 | bus_LV_56-8_0_7_node_92 | 0.4 | n |  | TRUE
91 | bus_LV_56-8_0_7_node_159 | 0.4 | n |  | TRUE
92 | bus_LV_56-8_0_7_node_157 | 0.4 | n |  | TRUE
93 | bus_LV_56-8_0_7_node_140 | 0.4 | n |  | TRUE
94 | bus_LV_56-8_0_7_node_93 | 0.4 | n |  | TRUE
95 | bus_LV_56-8_0_7_node_180 | 0.4 | n |  | TRUE
96 | bus_LV_56-8_0_7_node_107 | 0.4 | n |  | TRUE
97 | bus_LV_56-8_0_7_node_32 | 0.4 | n |  | TRUE
98 | bus_LV_56-8_0_7_node_33 | 0.4 | n |  | TRUE
99 | bus_LV_56-8_0_7_node_34 | 0.4 | n |  | TRUE
100 | bus_LV_56-8_0_7_node_35 | 0.4 | n |  | TRUE
101 | bus_LV_56-8_0_7_node_37 | 0.4 | n |  | TRUE
102 | bus_LV_56-8_0_7_node_148 | 0.4 | n |  | TRUE
103 | bus_LV_56-8_0_7_node_47 | 0.4 | n |  | TRUE
104 | bus_LV_56-8_0_7_node_57 | 0.4 | n |  | TRUE
105 | bus_LV_56-8_0_7_node_63 | 0.4 | n |  | TRUE
106 | bus_LV_56-8_0_7_node_121 | 0.4 | n |  | TRUE
107 | bus_LV_56-8_0_7_node_147 | 0.4 | n |  | TRUE
108 | bus_LV_56-8_0_7_node_55 | 0.4 | n |  | TRUE
109 | bus_LV_56-8_0_7_node_120 | 0.4 | n |  | TRUE
110 | bus_LV_56-8_0_7_node_64 | 0.4 | n |  | TRUE
111 | bus_LV_56-8_0_7_node_54 | 0.4 | n |  | TRUE
112 | bus_LV_56-8_0_7_node_122 | 0.4 | n |  | TRUE
113 | bus_LV_56-8_0_7_node_38 | 0.4 | n |  | TRUE
114 | bus_LV_56-8_0_7_node_39 | 0.4 | n |  | TRUE
115 | bus_LV_56-8_0_7_node_40 | 0.4 | n |  | TRUE
116 | bus_LV_56-8_0_7_node_41 | 0.4 | n |  | TRUE
117 | bus_LV_56-8_0_7_node_42 | 0.4 | n |  | TRUE
118 | bus_LV_56-8_0_7_node_43 | 0.4 | n |  | TRUE
119 | bus_LV_56-8_0_7_node_46 | 0.4 | n |  | TRUE
120 | bus_LV_56-8_0_7_node_56 | 0.4 | n |  | TRUE
121 | bus_LV_56-8_0_7_node_49 | 0.4 | n |  | TRUE
122 | bus_LV_56-8_0_7_node_51 | 0.4 | n |  | TRUE
123 | bus_LV_56-8_0_7_node_53 | 0.4 | n |  | TRUE
124 | bus_LV_56-8_0_7_node_58 | 0.4 | n |  | TRUE
125 | bus_LV_56-8_0_7_node_59 | 0.4 | n |  | TRUE
126 | bus_LV_56-8_0_7_node_67 | 0.4 | n |  | TRUE
127 | bus_LV_56-8_0_7_node_70 | 0.4 | n |  | TRUE
128 | bus_LV_56-8_0_7_node_77 | 0.4 | n |  | TRUE
129 | bus_LV_56-8_0_7_node_79 | 0.4 | n |  | TRUE
130 | bus_LV_56-8_0_7_node_80 | 0.4 | n |  | TRUE
131 | bus_LV_56-8_0_7_node_135 | 0.4 | n |  | TRUE
132 | bus_LV_56-8_0_7_node_156 | 0.4 | n |  | TRUE
133 | bus_LV_56-8_0_7_node_133 | 0.4 | n |  | TRUE
134 | bus_LV_56-8_0_7_node_82 | 0.4 | n |  | TRUE
135 | bus_LV_56-8_0_7_node_84 | 0.4 | n |  | TRUE
136 | bus_LV_56-8_0_7_node_141 | 0.4 | n |  | TRUE
137 | bus_LV_56-8_0_7_node_142 | 0.4 | n |  | TRUE
138 | bus_LV_56-8_0_7_node_183 | 0.4 | n |  | TRUE
139 | bus_LV_56-8_0_7_node_153 | 0.4 | n |  | TRUE
140 | bus_LV_56-8_0_7_node_95 | 0.4 | n |  | TRUE
141 | bus_LV_56-8_0_7_node_97 | 0.4 | n |  | TRUE
142 | bus_LV_56-8_0_7_node_98 | 0.4 | n |  | TRUE
143 | bus_LV_56-8_0_7_node_171 | 0.4 | n |  | TRUE
144 | bus_LV_56-8_0_7_node_113 | 0.4 | n |  | TRUE
145 | bus_LV_56-8_0_7_node_170 | 0.4 | n |  | TRUE
146 | bus_LV_56-8_0_7_node_175 | 0.4 | n |  | TRUE
147 | bus_LV_56-8_0_7_node_172 | 0.4 | n |  | TRUE
148 | bus_LV_56-8_0_7_node_105 | 0.4 | n |  | TRUE
149 | bus_LV_56-8_0_7_node_104 | 0.4 | n |  | TRUE
150 | bus_LV_56-8_0_7_node_106 | 0.4 | n |  | TRUE
151 | bus_LV_56-8_0_7_node_108 | 0.4 | n |  | TRUE
152 | bus_LV_56-8_0_7_node_163 | 0.4 | n |  | TRUE
153 | bus_LV_56-8_0_7_node_164 | 0.4 | n |  | TRUE
154 | bus_LV_56-8_0_7_node_109 | 0.4 | n |  | TRUE
155 | bus_LV_56-8_0_7_node_110 | 0.4 | n |  | TRUE
156 | bus_LV_56-8_0_7_node_112 | 0.4 | n |  | TRUE
157 | bus_LV_56-8_0_7_node_179 | 0.4 | n |  | TRUE
158 | bus_LV_56-8_0_7_node_123 | 0.4 | n |  | TRUE
159 | bus_LV_56-8_0_7_node_124 | 0.4 | n |  | TRUE
160 | bus_LV_56-8_0_7_node_125 | 0.4 | n |  | TRUE
161 | bus_LV_56-8_0_7_node_126 | 0.4 | n |  | TRUE
162 | bus_LV_56-8_0_7_node_127 | 0.4 | n |  | TRUE
163 | bus_LV_56-8_0_7_node_128 | 0.4 | n |  | TRUE
164 | bus_LV_56-8_0_7_node_129 | 0.4 | n |  | TRUE
165 | bus_LV_56-8_0_7_node_130 | 0.4 | n |  | TRUE
166 | bus_LV_56-8_0_7_node_131 | 0.4 | n |  | TRUE
167 | bus_LV_56-8_0_7_node_132 | 0.4 | n |  | TRUE
168 | bus_LV_56-8_0_7_node_134 | 0.4 | n |  | TRUE
169 | bus_LV_56-8_0_7_node_136 | 0.4 | n |  | TRUE
170 | bus_LV_56-8_0_7_node_145 | 0.4 | n |  | TRUE
171 | bus_LV_56-8_0_7_node_151 | 0.4 | n |  | TRUE
172 | bus_LV_56-8_0_7_node_150 | 0.4 | n |  | TRUE
173 | bus_LV_56-8_0_7_node_152 | 0.4 | n |  | TRUE
174 | bus_LV_56-8_0_7_node_174 | 0.4 | n |  | TRUE
175 | bus_LV_56-8_0_7_node_165 | 0.4 | n |  | TRUE
176 | bus_LV_56-8_0_7_node_166 | 0.4 | n |  | TRUE
177 | bus_LV_56-8_0_7_node_167 | 0.4 | n |  | TRUE
178 | bus_LV_56-8_0_7_node_168 | 0.4 | n |  | TRUE
179 | bus_LV_56-8_0_7_node_169 | 0.4 | n |  | TRUE
180 | bus_LV_56-8_0_7_node_173 | 0.4 | n |  | TRUE
181 | bus_MV_372_0_node_190 | 20 | n |  | TRUE

## load
| name | bus | p_mw | q_mvar | const_z_percent | const_i_percent | sn_mva | scaling | in_service | type
0 | LV_56-8_0_7_load_0 | 0 | 0.010913 | 0.0027351 | 0 | 0 |  | 1 | TRUE | wye
1 | LV_56-8_0_7_load_44 | 6 | 0.0056619 | 0.001419 | 0 | 0 |  | 1 | TRUE | wye
2 | LV_56-8_0_7_load_184 | 8 | 0.0037505 | 0.00093997 | 0 | 0 |  | 1 | TRUE | wye
3 | LV_56-8_0_7_load_76 | 13 | 0.0031995 | 0.00080187 | 0 | 0 |  | 1 | TRUE | wye
4 | LV_56-8_0_7_load_73 | 16 | 0.011607 | 0.0029091 | 0 | 0 |  | 1 | TRUE | wye
5 | LV_56-8_0_7_load_181 | 17 | 0.0037635 | 0.00094322 | 0 | 0 |  | 1 | TRUE | wye
6 | LV_56-8_0_7_load_119 | 22 | 0.034414 | 0.008625 | 0 | 0 |  | 1 | TRUE | wye
7 | LV_56-8_0_7_load_86 | 26 | 0.018566 | 0.004653 | 0 | 0 |  | 1 | TRUE | wye
8 | LV_56-8_0_7_load_160 | 31 | 0.0047703 | 0.0011955 | 0 | 0 |  | 1 | TRUE | wye
9 | LV_56-8_0_7_load_87 | 32 | 0.013129 | 0.0032905 | 0 | 0 |  | 1 | TRUE | wye
10 | LV_56-8_0_7_load_139 | 34 | 0.00702 | 0.0017594 | 0 | 0 |  | 1 | TRUE | wye
11 | LV_56-8_0_7_load_138 | 35 | 0.0026027 | 0.00065231 | 0 | 0 |  | 1 | TRUE | wye
12 | LV_56-8_0_7_load_137 | 38 | 0.0057459 | 0.0014401 | 0 | 0 |  | 1 | TRUE | wye
13 | LV_56-8_0_7_load_100 | 39 | 0.0019856 | 0.00049764 | 0 | 0 |  | 1 | TRUE | wye
14 | LV_56-8_0_7_load_65 | 44 | 0.0063415 | 0.0015893 | 0 | 0 |  | 1 | TRUE | wye
15 | LV_56-8_0_7_load_146 | 45 | 0.018954 | 0.0047502 | 0 | 0 |  | 1 | TRUE | wye
16 | LV_56-8_0_7_load_91 | 47 | 0.0061881 | 0.0015509 | 0 | 0 |  | 1 | TRUE | wye
17 | LV_56-8_0_7_load_78 | 48 | 0.019827 | 0.0049692 | 0 | 0 |  | 1 | TRUE | wye
18 | LV_56-8_0_7_load_161 | 50 | 0.009189 | 0.002303 | 0 | 0 |  | 1 | TRUE | wye
19 | LV_56-8_0_7_load_62 | 51 | 0.0033528 | 0.00084028 | 0 | 0 |  | 1 | TRUE | wye
20 | LV_56-8_0_7_load_60 | 52 | 0.0012567 | 0.00031495 | 0 | 0 |  | 1 | TRUE | wye
21 | LV_56-8_0_7_load_115 | 54 | 0.0010572 | 0.00026496 | 0 | 0 |  | 1 | TRUE | wye
22 | LV_56-8_0_7_load_30 | 55 | 0.005694 | 0.0014271 | 0 | 0 |  | 1 | TRUE | wye
23 | LV_56-8_0_7_load_185 | 56 | 0.0036072 | 0.00090406 | 0 | 0 |  | 1 | TRUE | wye
24 | LV_56-8_0_7_load_186 | 58 | 0.0034958 | 0.00087614 | 0 | 0 |  | 1 | TRUE | wye
25 | LV_56-8_0_7_load_61 | 60 | 0.0024058 | 0.00060295 | 0 | 0 |  | 1 | TRUE | wye
26 | LV_56-8_0_7_load_69 | 61 | 0.0023875 | 0.00059835 | 0 | 0 |  | 1 | TRUE | wye
27 | LV_56-8_0_7_load_74 | 62 | 0.028117 | 0.0070468 | 0 | 0 |  | 1 | TRUE | wye
28 | LV_56-8_0_7_load_187 | 64 | 0.0045144 | 0.0011314 | 0 | 0 |  | 1 | TRUE | wye
29 | LV_56-8_0_7_load_155 | 66 | 0.0067856 | 0.0017006 | 0 | 0 |  | 1 | TRUE | wye
30 | LV_56-8_0_7_load_177 | 68 | 0.0034058 | 0.00085358 | 0 | 0 |  | 1 | TRUE | wye
31 | LV_56-8_0_7_load_116 | 70 | 0.015157 | 0.0037986 | 0 | 0 |  | 1 | TRUE | wye
32 | LV_56-8_0_7_load_88 | 71 | 0.0064035 | 0.0016049 | 0 | 0 |  | 1 | TRUE | wye
33 | LV_56-8_0_7_load_99 | 72 | 0.0077449 | 0.001941 | 0 | 0 |  | 1 | TRUE | wye
34 | LV_56-8_0_7_load_94 | 73 | 0.003037 | 0.00076114 | 0 | 0 |  | 1 | TRUE | wye
35 | LV_56-8_0_7_load_101 | 74 | 0.0075073 | 0.0018815 | 0 | 0 |  | 1 | TRUE | wye
36 | LV_56-8_0_7_load_103 | 75 | 0.011021 | 0.0027622 | 0 | 0 |  | 1 | TRUE | wye
37 | LV_56-8_0_7_load_102 | 76 | 0.00049172 | 0.00012324 | 0 | 0 |  | 1 | TRUE | wye
38 | LV_56-8_0_7_load_178 | 78 | 7.9083e-05 | 1.982e-05 | 0 | 0 |  | 1 | TRUE | wye
39 | LV_56-8_0_7_load_118 | 80 | 0.0047697 | 0.0011954 | 0 | 0 |  | 1 | TRUE | wye
40 | LV_56-8_0_7_load_117 | 81 | 0.0064227 | 0.0016097 | 0 | 0 |  | 1 | TRUE | wye
41 | LV_56-8_0_7_load_90 | 83 | 0.01534 | 0.0038447 | 0 | 0 |  | 1 | TRUE | wye
42 | LV_56-8_0_7_load_66 | 84 | 0.0015554 | 0.00038982 | 0 | 0 |  | 1 | TRUE | wye
43 | LV_56-8_0_7_load_154 | 87 | 0.015011 | 0.0037622 | 0 | 0 |  | 1 | TRUE | wye
44 | LV_56-8_0_7_load_81 | 89 | 0.022419 | 0.0056187 | 0 | 0 |  | 1 | TRUE | wye
45 | LV_56-8_0_7_load_92 | 90 | 0.0061887 | 0.001551 | 0 | 0 |  | 1 | TRUE | wye
46 | LV_56-8_0_7_load_159 | 91 | 0.023265 | 0.0058308 | 0 | 0 |  | 1 | TRUE | wye
47 | LV_56-8_0_7_load_140 | 93 | 0.0027921 | 0.00069977 | 0 | 0 |  | 1 | TRUE | wye
48 | LV_56-8_0_7_load_93 | 94 | 0.0037319 | 0.0009353 | 0 | 0 |  | 1 | TRUE | wye
49 | LV_56-8_0_7_load_180 | 95 | 0.00071618 | 0.00017949 | 0 | 0 |  | 1 | TRUE | wye
50 | LV_56-8_0_7_load_107 | 96 | 0.00071675 | 0.00017964 | 0 | 0 |  | 1 | TRUE | wye
51 | LV_56-8_0_7_load_32 | 97 | 0.0015092 | 0.00037824 | 0 | 0 |  | 1 | TRUE | wye
52 | LV_56-8_0_7_load_33 | 98 | 0.0015101 | 0.00037847 | 0 | 0 |  | 1 | TRUE | wye
53 | LV_56-8_0_7_load_35 | 100 | 0.0056975 | 0.0014279 | 0 | 0 |  | 1 | TRUE | wye
54 | LV_56-8_0_7_load_121 | 106 | 0.0013701 | 0.00034338 | 0 | 0 |  | 1 | TRUE | wye
55 | LV_56-8_0_7_load_147 | 107 | 0.0025775 | 0.00064598 | 0 | 0 |  | 1 | TRUE | wye
56 | LV_56-8_0_7_load_55 | 108 | 0.0015648 | 0.00039217 | 0 | 0 |  | 1 | TRUE | wye
57 | LV_56-8_0_7_load_120 | 109 | 0.0023434 | 0.0005873 | 0 | 0 |  | 1 | TRUE | wye
58 | LV_56-8_0_7_load_64 | 110 | 0.0015083 | 0.00037802 | 0 | 0 |  | 1 | TRUE | wye
59 | LV_56-8_0_7_load_54 | 111 | 0.0016569 | 0.00041527 | 0 | 0 |  | 1 | TRUE | wye
60 | LV_56-8_0_7_load_122 | 112 | 0.001464 | 0.00036691 | 0 | 0 |  | 1 | TRUE | wye
61 | LV_56-8_0_7_load_38 | 113 | 0.0057348 | 0.0014373 | 0 | 0 |  | 1 | TRUE | wye
62 | LV_56-8_0_7_load_39 | 114 | 0.019669 | 0.0049294 | 0 | 0 |  | 1 | TRUE | wye
63 | LV_56-8_0_7_load_40 | 115 | 0.0057325 | 0.0014367 | 0 | 0 |  | 1 | TRUE | wye
64 | LV_56-8_0_7_load_41 | 116 | 0.0057355 | 0.0014375 | 0 | 0 |  | 1 | TRUE | wye
65 | LV_56-8_0_7_load_42 | 117 | 0.015185 | 0.0038058 | 0 | 0 |  | 1 | TRUE | wye
66 | LV_56-8_0_7_load_43 | 118 | 0.0018583 | 0.00046573 | 0 | 0 |  | 1 | TRUE | wye
67 | LV_56-8_0_7_load_46 | 119 | 0.0023211 | 0.00058172 | 0 | 0 |  | 1 | TRUE | wye
68 | LV_56-8_0_7_load_56 | 120 | 0.0019765 | 0.00049535 | 0 | 0 |  | 1 | TRUE | wye
69 | LV_56-8_0_7_load_49 | 121 | 0.0037191 | 0.00093211 | 0 | 0 |  | 1 | TRUE | wye
70 | LV_56-8_0_7_load_53 | 123 | 0.0026112 | 0.00065444 | 0 | 0 |  | 1 | TRUE | wye
71 | LV_56-8_0_7_load_58 | 124 | 0.0018045 | 0.00045224 | 0 | 0 |  | 1 | TRUE | wye
72 | LV_56-8_0_7_load_59 | 125 | 0.0028262 | 0.0007083 | 0 | 0 |  | 1 | TRUE | wye
73 | LV_56-8_0_7_load_67 | 126 | 0.0037962 | 0.00095142 | 0 | 0 |  | 1 | TRUE | wye
74 | LV_56-8_0_7_load_70 | 127 | 0.0047373 | 0.0011873 | 0 | 0 |  | 1 | TRUE | wye
75 | LV_56-8_0_7_load_77 | 128 | 0.00064205 | 0.00016091 | 0 | 0 |  | 1 | TRUE | wye
76 | LV_56-8_0_7_load_79 | 129 | 0.00055403 | 0.00013885 | 0 | 0 |  | 1 | TRUE | wye
77 | LV_56-8_0_7_load_135 | 131 | 0.00057081 | 0.00014306 | 0 | 0 |  | 1 | TRUE | wye
78 | LV_56-8_0_7_load_156 | 132 | 0.0016858 | 0.00042251 | 0 | 0 |  | 1 | TRUE | wye
79 | LV_56-8_0_7_load_133 | 133 | 0.0005701 | 0.00014288 | 0 | 0 |  | 1 | TRUE | wye
80 | LV_56-8_0_7_load_82 | 134 | 0.0052115 | 0.0013061 | 0 | 0 |  | 1 | TRUE | wye
81 | LV_56-8_0_7_load_141 | 136 | 0.0040353 | 0.0010114 | 0 | 0 |  | 1 | TRUE | wye
82 | LV_56-8_0_7_load_183 | 138 | 0.01967 | 0.0049299 | 0 | 0 |  | 1 | TRUE | wye
83 | LV_56-8_0_7_load_153 | 139 | 0.0056833 | 0.0014244 | 0 | 0 |  | 1 | TRUE | wye
84 | LV_56-8_0_7_load_97 | 141 | 0.0016808 | 0.00042125 | 0 | 0 |  | 1 | TRUE | wye
85 | LV_56-8_0_7_load_98 | 142 | 0.0019163 | 0.00048028 | 0 | 0 |  | 1 | TRUE | wye
86 | LV_56-8_0_7_load_171 | 143 | 0.00071652 | 0.00017958 | 0 | 0 |  | 1 | TRUE | wye
87 | LV_56-8_0_7_load_170 | 145 | 0.00071652 | 0.00017958 | 0 | 0 |  | 1 | TRUE | wye
88 | LV_56-8_0_7_load_175 | 146 | 0.00021044 | 5.274e-05 | 0 | 0 |  | 1 | TRUE | wye
89 | LV_56-8_0_7_load_172 | 147 | 0.00168 | 0.00042105 | 0 | 0 |  | 1 | TRUE | wye
90 | LV_56-8_0_7_load_105 | 148 | 0.0033011 | 0.00082733 | 0 | 0 |  | 1 | TRUE | wye
91 | LV_56-8_0_7_load_104 | 149 | 0.0030567 | 0.00076607 | 0 | 0 |  | 1 | TRUE | wye
92 | LV_56-8_0_7_load_108 | 151 | 0.00071676 | 0.00017964 | 0 | 0 |  | 1 | TRUE | wye
93 | LV_56-8_0_7_load_163 | 152 | 0.00071693 | 0.00017968 | 0 | 0 |  | 1 | TRUE | wye
94 | LV_56-8_0_7_load_164 | 153 | 0.00071643 | 0.00017956 | 0 | 0 |  | 1 | TRUE | wye
95 | LV_56-8_0_7_load_109 | 154 | 0.0068283 | 0.0017113 | 0 | 0 |  | 1 | TRUE | wye
96 | LV_56-8_0_7_load_110 | 155 | 0.0002331 | 5.8421e-05 | 0 | 0 |  | 1 | TRUE | wye
97 | LV_56-8_0_7_load_112 | 156 | 0.0002363 | 5.9223e-05 | 0 | 0 |  | 1 | TRUE | wye
98 | LV_56-8_0_7_load_179 | 157 | 0.00055026 | 0.00013791 | 0 | 0 |  | 1 | TRUE | wye
99 | LV_56-8_0_7_load_123 | 158 | 0.0014505 | 0.00036352 | 0 | 0 |  | 1 | TRUE | wye
100 | LV_56-8_0_7_load_124 | 159 | 0.0015358 | 0.00038492 | 0 | 0 |  | 1 | TRUE | wye
101 | LV_56-8_0_7_load_125 | 160 | 0.0012975 | 0.00032519 | 0 | 0 |  | 1 | TRUE | wye
102 | LV_56-8_0_7_load_126 | 161 | 0.001395 | 0.00034962 | 0 | 0 |  | 1 | TRUE | wye
103 | LV_56-8_0_7_load_127 | 162 | 0.0015614 | 0.00039133 | 0 | 0 |  | 1 | TRUE | wye
104 | LV_56-8_0_7_load_128 | 163 | 0.0014059 | 0.00035234 | 0 | 0 |  | 1 | TRUE | wye
105 | LV_56-8_0_7_load_129 | 164 | 0.0014622 | 0.00036647 | 0 | 0 |  | 1 | TRUE | wye
106 | LV_56-8_0_7_load_130 | 165 | 0.001283 | 0.00032155 | 0 | 0 |  | 1 | TRUE | wye
107 | LV_56-8_0_7_load_131 | 166 | 0.0015759 | 0.00039497 | 0 | 0 |  | 1 | TRUE | wye
108 | LV_56-8_0_7_load_132 | 167 | 0.0039132 | 0.00098074 | 0 | 0 |  | 1 | TRUE | wye
109 | LV_56-8_0_7_load_134 | 168 | 0.00055379 | 0.00013879 | 0 | 0 |  | 1 | TRUE | wye
110 | LV_56-8_0_7_load_136 | 169 | 0.0012481 | 0.00031281 | 0 | 0 |  | 1 | TRUE | wye
111 | LV_56-8_0_7_load_151 | 171 | 0.0051212 | 0.0012835 | 0 | 0 |  | 1 | TRUE | wye
112 | LV_56-8_0_7_load_150 | 172 | 0.0032344 | 0.00081062 | 0 | 0 |  | 1 | TRUE | wye
113 | LV_56-8_0_7_load_152 | 173 | 0.0033049 | 0.00082828 | 0 | 0 |  | 1 | TRUE | wye
114 | LV_56-8_0_7_load_174 | 174 | 0.0034091 | 0.00085439 | 0 | 0 |  | 1 | TRUE | wye
115 | LV_56-8_0_7_load_165 | 175 | 0.00071572 | 0.00017938 | 0 | 0 |  | 1 | TRUE | wye
116 | LV_56-8_0_7_load_166 | 176 | 0.00071572 | 0.00017938 | 0 | 0 |  | 1 | TRUE | wye
117 | LV_56-8_0_7_load_167 | 177 | 0.00071652 | 0.00017958 | 0 | 0 |  | 1 | TRUE | wye
118 | LV_56-8_0_7_load_168 | 178 | 0.00071696 | 0.00017969 | 0 | 0 |  | 1 | TRUE | wye
119 | LV_56-8_0_7_load_169 | 179 | 0.00071618 | 0.00017949 | 0 | 0 |  | 1 | TRUE | wye
120 | LV_56-8_0_7_load_173 | 180 | 0.0034091 | 0.00085439 | 0 | 0 |  | 1 | TRUE | wye

## ext_grid
| name | bus | vm_pu | va_degree | slack_weight | in_service
0 |  | 135 | 1 | 0 | 1 | TRUE

## line
| name | std_type | from_bus | to_bus | length_km | r_ohm_per_km | x_ohm_per_km | c_nf_per_km | g_us_per_km | max_i_ka | df | parallel | type | in_service
0 | LV_56-8_0_7_line_0 |  | 0 | 1 | 0.055566 | 0.125 | 0.08 | 261 | 0 | 0.364 | 1 | 1 | cs | TRUE
1 | LV_56-8_0_7_line_1 |  | 0 | 2 | 0.070302 | 0.125 | 0.08 | 261 | 0 | 0.364 | 1 | 1 | cs | TRUE
2 | LV_56-8_0_7_line_2 |  | 1 | 3 | 0.060304 | 0.125 | 0.08 | 261 | 0 | 0.364 | 1 | 1 | cs | TRUE
3 | LV_56-8_0_7_line_3 |  | 2 | 4 | 0.055819 | 0.125 | 0.08 | 261 | 0 | 0.364 | 1 | 1 | cs | TRUE
4 | LV_56-8_0_7_line_4 |  | 3 | 5 | 0.021077 | 0.125 | 0.08 | 261 | 0 | 0.364 | 1 | 1 | cs | TRUE
5 | LV_56-8_0_7_line_5 |  | 3 | 6 | 0.016546 | 0.125 | 0.08 | 261 | 0 | 0.364 | 1 | 1 | cs | TRUE
6 | LV_56-8_0_7_line_6 |  | 4 | 55 | 0.026721 | 0.125 | 0.08 | 261 | 0 | 0.364 | 1 | 1 | cs | TRUE
7 | LV_56-8_0_7_line_7 |  | 5 | 56 | 0.002816 | 0.125 | 0.08 | 261 | 0 | 0.364 | 1 | 1 | cs | TRUE
8 | LV_56-8_0_7_line_8 |  | 5 | 9 | 0.017487 | 0.125 | 0.08 | 261 | 0 | 0.364 | 1 | 1 | cs | TRUE
9 | LV_56-8_0_7_line_9 |  | 6 | 57 | 0.024331 | 0.125 | 0.08 | 261 | 0 | 0.364 | 1 | 1 | cs | TRUE
10 | LV_56-8_0_7_line_10 |  | 7 | 8 | 0.003607 | 0.125 | 0.08 | 261 | 0 | 0.364 | 1 | 1 | cs | TRUE
11 | LV_56-8_0_7_line_11 |  | 7 | 9 | 0.03009 | 0.125 | 0.08 | 261 | 0 | 0.364 | 1 | 1 | cs | TRUE
12 | LV_56-8_0_7_line_12 |  | 7 | 10 | 0.040793 | 0.125 | 0.08 | 261 | 0 | 0.364 | 1 | 1 | cs | TRUE
13 | LV_56-8_0_7_line_13 |  | 9 | 58 | 0.020805 | 0.125 | 0.08 | 261 | 0 | 0.364 | 1 | 1 | cs | TRUE
14 | LV_56-8_0_7_line_14 |  | 10 | 17 | 0.001913 | 0.125 | 0.08 | 261 | 0 | 0.364 | 1 | 1 | cs | TRUE
15 | LV_56-8_0_7_line_15 |  | 11 | 12 | 0.046738 | 0.125 | 0.08 | 261 | 0 | 0.364 | 1 | 1 | cs | TRUE
16 | LV_56-8_0_7_line_16 |  | 11 | 13 | 0.033242 | 0.125 | 0.08 | 261 | 0 | 0.364 | 1 | 1 | cs | TRUE
17 | LV_56-8_0_7_line_17 |  | 12 | 61 | 0.014349 | 0.125 | 0.08 | 261 | 0 | 0.364 | 1 | 1 | cs | TRUE
18 | LV_56-8_0_7_line_18 |  | 13 | 14 | 0.042425 | 0.125 | 0.08 | 261 | 0 | 0.364 | 1 | 1 | cs | TRUE
19 | LV_56-8_0_7_line_19 |  | 14 | 15 | 0.043423 | 0.125 | 0.08 | 261 | 0 | 0.364 | 1 | 3 | cs | TRUE
20 | LV_56-8_0_7_line_20 |  | 14 | 16 | 0.054371 | 0.125 | 0.08 | 261 | 0 | 0.364 | 1 | 1 | cs | TRUE
21 | LV_56-8_0_7_line_21 |  | 15 | 18 | 0.071775 | 0.125 | 0.08 | 261 | 0 | 0.364 | 1 | 3 | cs | TRUE
22 | LV_56-8_0_7_line_22 |  | 16 | 62 | 0.05681 | 0.125 | 0.08 | 261 | 0 | 0.364 | 1 | 1 | cs | TRUE
23 | LV_56-8_0_7_line_23 |  | 18 | 53 | 0.046765 | 0.125 | 0.08 | 261 | 0 | 0.364 | 1 | 1 | cs | TRUE
24 | LV_56-8_0_7_line_24 |  | 18 | 54 | 0.021187 | 0.125 | 0.08 | 261 | 0 | 0.364 | 1 | 3 | cs | TRUE
25 | LV_56-8_0_7_line_25 |  | 19 | 20 | 0.05717 | 0.125 | 0.08 | 261 | 0 | 0.364 | 1 | 3 | cs | TRUE
26 | LV_56-8_0_7_line_26 |  | 19 | 21 | 0.013439 | 0.125 | 0.08 | 261 | 0 | 0.364 | 1 | 3 | cs | TRUE
27 | LV_56-8_0_7_line_27 |  | 19 | 22 | 0.0041157 | 0.125 | 0.08 | 261 | 0 | 0.364 | 1 | 1 | cs | TRUE
28 | LV_56-8_0_7_line_28 |  | 20 | 33 | 0.056983 | 0.125 | 0.08 | 261 | 0 | 0.364 | 1 | 3 | cs | TRUE
29 | LV_56-8_0_7_line_29 |  | 20 | 34 | 0.029208 | 0.125 | 0.08 | 261 | 0 | 0.364 | 1 | 1 | cs | TRUE
30 | LV_56-8_0_7_line_30 |  | 21 | 27 | 0.035096 | 0.125 | 0.08 | 261 | 0 | 0.364 | 1 | 3 | cs | TRUE
31 | LV_56-8_0_7_line_31 |  | 23 | 24 | 0.039628 | 0.125 | 0.08 | 261 | 0 | 0.364 | 1 | 1 | cs | TRUE
32 | LV_56-8_0_7_line_32 |  | 23 | 25 | 0.010431 | 0.125 | 0.08 | 261 | 0 | 0.364 | 1 | 1 | cs | TRUE
33 | LV_56-8_0_7_line_33 |  | 23 | 26 | 0.028445 | 0.125 | 0.08 | 261 | 0 | 0.364 | 1 | 1 | cs | TRUE
34 | LV_56-8_0_7_line_34 |  | 24 | 32 | 0.026861 | 0.125 | 0.08 | 261 | 0 | 0.364 | 1 | 1 | cs | TRUE
35 | LV_56-8_0_7_line_35 |  | 25 | 35 | 0.021213 | 0.125 | 0.08 | 261 | 0 | 0.364 | 1 | 1 | cs | TRUE
36 | LV_56-8_0_7_line_36 |  | 25 | 34 | 0.0024218 | 0.125 | 0.08 | 261 | 0 | 0.364 | 1 | 1 | cs | TRUE
37 | LV_56-8_0_7_line_37 |  | 27 | 48 | 0.027745 | 0.125 | 0.08 | 261 | 0 | 0.364 | 1 | 1 | cs | TRUE
38 | LV_56-8_0_7_line_38 |  | 27 | 49 | 0.049265 | 0.125 | 0.08 | 261 | 0 | 0.364 | 1 | 3 | cs | TRUE
39 | LV_56-8_0_7_line_39 |  | 28 | 29 | 0.19123 | 0.125 | 0.08 | 261 | 0 | 0.364 | 1 | 1 | cs | TRUE
40 | LV_56-8_0_7_line_40 |  | 28 | 30 | 0.005811 | 0.125 | 0.08 | 261 | 0 | 0.364 | 1 | 1 | cs | TRUE
41 | LV_56-8_0_7_line_41 |  | 28 | 31 | 0.034973 | 0.125 | 0.08 | 261 | 0 | 0.364 | 1 | 1 | cs | TRUE
42 | LV_56-8_0_7_line_42 |  | 29 | 50 | 0.056142 | 0.125 | 0.08 | 261 | 0 | 0.364 | 1 | 1 | cs | TRUE
43 | LV_56-8_0_7_line_43 |  | 30 | 70 | 0.032291 | 0.125 | 0.08 | 261 | 0 | 0.364 | 1 | 1 | cs | TRUE
44 | LV_56-8_0_7_line_44 |  | 30 | 71 | 0.022548 | 0.125 | 0.08 | 261 | 0 | 0.364 | 1 | 1 | cs | TRUE
45 | LV_56-8_0_7_line_45 |  | 31 | 40 | 0.034766 | 0.125 | 0.08 | 261 | 0 | 0.364 | 1 | 1 | cs | TRUE
46 | LV_56-8_0_7_line_46 |  | 33 | 72 | 0.01495 | 0.125 | 0.08 | 261 | 0 | 0.364 | 1 | 1 | cs | TRUE
47 | LV_56-8_0_7_line_47 |  | 33 | 73 | 0.016683 | 0.125 | 0.08 | 261 | 0 | 0.364 | 1 | 3 | cs | TRUE
48 | LV_56-8_0_7_line_48 |  | 35 | 38 | 0.011606 | 0.125 | 0.08 | 261 | 0 | 0.364 | 1 | 1 | cs | TRUE
49 | LV_56-8_0_7_line_49 |  | 36 | 37 | 0.047363 | 0.125 | 0.08 | 261 | 0 | 0.364 | 1 | 1 | cs | TRUE
50 | LV_56-8_0_7_line_50 |  | 36 | 38 | 0.0076695 | 0.125 | 0.08 | 261 | 0 | 0.364 | 1 | 1 | cs | TRUE
51 | LV_56-8_0_7_line_51 |  | 37 | 39 | 0.020914 | 0.125 | 0.08 | 261 | 0 | 0.364 | 1 | 1 | cs | TRUE
52 | LV_56-8_0_7_line_52 |  | 39 | 74 | 0.026787 | 0.125 | 0.08 | 261 | 0 | 0.364 | 1 | 1 | cs | TRUE
53 | LV_56-8_0_7_line_53 |  | 40 | 41 | 0.026839 | 0.125 | 0.08 | 261 | 0 | 0.364 | 1 | 1 | cs | TRUE
54 | LV_56-8_0_7_line_54 |  | 41 | 45 | 0.037851 | 0.125 | 0.08 | 261 | 0 | 0.364 | 1 | 1 | cs | TRUE
55 | LV_56-8_0_7_line_55 |  | 42 | 43 | 0.034378 | 0.125 | 0.08 | 261 | 0 | 0.364 | 1 | 1 | cs | TRUE
56 | LV_56-8_0_7_line_56 |  | 42 | 44 | 0.064085 | 0.125 | 0.08 | 261 | 0 | 0.364 | 1 | 1 | cs | TRUE
57 | LV_56-8_0_7_line_57 |  | 43 | 46 | 0.04858 | 0.125 | 0.08 | 261 | 0 | 0.364 | 1 | 1 | cs | TRUE
58 | LV_56-8_0_7_line_58 |  | 43 | 47 | 0.051581 | 0.125 | 0.08 | 261 | 0 | 0.364 | 1 | 1 | cs | TRUE
59 | LV_56-8_0_7_line_59 |  | 44 | 84 | 0.042805 | 0.125 | 0.08 | 261 | 0 | 0.364 | 1 | 1 | cs | TRUE
60 | LV_56-8_0_7_line_60 |  | 45 | 82 | 0.033393 | 0.125 | 0.08 | 261 | 0 | 0.364 | 1 | 2 | cs | TRUE
61 | LV_56-8_0_7_line_61 |  | 46 | 51 | 0.023015 | 0.125 | 0.08 | 261 | 0 | 0.364 | 1 | 1 | cs | TRUE
62 | LV_56-8_0_7_line_62 |  | 46 | 52 | 0.016343 | 0.125 | 0.08 | 261 | 0 | 0.364 | 1 | 1 | cs | TRUE
63 | LV_56-8_0_7_line_63 |  | 47 | 90 | 0.0091928 | 0.125 | 0.08 | 261 | 0 | 0.364 | 1 | 1 | cs | TRUE
64 | LV_56-8_0_7_line_64 |  | 49 | 91 | 0.0226 | 0.125 | 0.08 | 261 | 0 | 0.364 | 1 | 1 | cs | TRUE
65 | LV_56-8_0_7_line_65 |  | 49 | 92 | 0.003696 | 0.125 | 0.08 | 261 | 0 | 0.364 | 1 | 3 | cs | TRUE
66 | LV_56-8_0_7_line_66 |  | 52 | 59 | 0.010788 | 0.125 | 0.08 | 261 | 0 | 0.364 | 1 | 1 | cs | TRUE
67 | LV_56-8_0_7_line_67 |  | 53 | 95 | 0.01073 | 0.125 | 0.08 | 261 | 0 | 0.364 | 1 | 1 | cs | TRUE
68 | LV_56-8_0_7_line_68 |  | 53 | 69 | 0.036595 | 0.125 | 0.08 | 261 | 0 | 0.364 | 1 | 1 | cs | TRUE
69 | LV_56-8_0_7_line_69 |  | 54 | 96 | 0.019677 | 0.125 | 0.08 | 261 | 0 | 0.364 | 1 | 3 | cs | TRUE
70 | LV_56-8_0_7_line_70 |  | 57 | 119 | 0.042153 | 0.125 | 0.08 | 261 | 0 | 0.364 | 1 | 1 | cs | TRUE
71 | LV_56-8_0_7_line_71 |  | 57 | 103 | 0.014211 | 0.125 | 0.08 | 261 | 0 | 0.364 | 1 | 1 | cs | TRUE
72 | LV_56-8_0_7_line_72 |  | 59 | 60 | 0.010028 | 0.125 | 0.08 | 261 | 0 | 0.364 | 1 | 1 | cs | TRUE
73 | LV_56-8_0_7_line_73 |  | 60 | 125 | 0.011277 | 0.125 | 0.08 | 261 | 0 | 0.364 | 1 | 1 | cs | TRUE
74 | LV_56-8_0_7_line_74 |  | 61 | 127 | 0.018434 | 0.125 | 0.08 | 261 | 0 | 0.364 | 1 | 1 | cs | TRUE
75 | LV_56-8_0_7_line_75 |  | 63 | 64 | 0.013218 | 0.125 | 0.08 | 261 | 0 | 0.364 | 1 | 1 | cs | TRUE
76 | LV_56-8_0_7_line_76 |  | 63 | 65 | 0.004711 | 0.125 | 0.08 | 261 | 0 | 0.364 | 1 | 1 | cs | TRUE
77 | LV_56-8_0_7_line_77 |  | 65 | 136 | 0.041876 | 0.125 | 0.08 | 261 | 0 | 0.364 | 1 | 1 | cs | TRUE
78 | LV_56-8_0_7_line_78 |  | 66 | 67 | 0.027221 | 0.125 | 0.08 | 261 | 0 | 0.364 | 1 | 1 | cs | TRUE
79 | LV_56-8_0_7_line_79 |  | 67 | 103 | 0.017645 | 0.125 | 0.08 | 261 | 0 | 0.364 | 1 | 1 | cs | TRUE
80 | LV_56-8_0_7_line_80 |  | 68 | 69 | 0.022382 | 0.125 | 0.08 | 261 | 0 | 0.364 | 1 | 1 | cs | TRUE
81 | LV_56-8_0_7_line_81 |  | 69 | 174 | 0.025991 | 0.125 | 0.08 | 261 | 0 | 0.364 | 1 | 1 | cs | TRUE
82 | LV_56-8_0_7_line_82 |  | 70 | 81 | 0.017314 | 0.125 | 0.08 | 261 | 0 | 0.364 | 1 | 1 | cs | TRUE
83 | LV_56-8_0_7_line_83 |  | 73 | 140 | 0.0099143 | 0.125 | 0.08 | 261 | 0 | 0.364 | 1 | 3 | cs | TRUE
84 | LV_56-8_0_7_line_84 |  | 74 | 76 | 0.020021 | 0.125 | 0.08 | 261 | 0 | 0.364 | 1 | 1 | cs | TRUE
85 | LV_56-8_0_7_line_85 |  | 75 | 76 | 0.023351 | 0.125 | 0.08 | 261 | 0 | 0.364 | 1 | 1 | cs | TRUE
86 | LV_56-8_0_7_line_86 |  | 77 | 78 | 0.016659 | 0.125 | 0.08 | 261 | 0 | 0.364 | 1 | 1 | cs | TRUE
87 | LV_56-8_0_7_line_87 |  | 77 | 79 | 0.038189 | 0.125 | 0.08 | 261 | 0 | 0.364 | 1 | 1 | cs | TRUE
88 | LV_56-8_0_7_line_88 |  | 78 | 157 | 0.0016791 | 0.125 | 0.08 | 261 | 0 | 0.364 | 1 | 1 | cs | TRUE
89 | LV_56-8_0_7_line_89 |  | 79 | 144 | 0.034905 | 0.125 | 0.08 | 261 | 0 | 0.364 | 1 | 1 | cs | TRUE
90 | LV_56-8_0_7_line_90 |  | 79 | 154 | 0.012399 | 0.125 | 0.08 | 261 | 0 | 0.364 | 1 | 1 | cs | TRUE
91 | LV_56-8_0_7_line_91 |  | 80 | 81 | 0.038826 | 0.125 | 0.08 | 261 | 0 | 0.364 | 1 | 1 | cs | TRUE
92 | LV_56-8_0_7_line_92 |  | 82 | 83 | 0.017148 | 0.125 | 0.08 | 261 | 0 | 0.364 | 1 | 2 | cs | TRUE
93 | LV_56-8_0_7_line_93 |  | 83 | 117 | 0.007207 | 0.125 | 0.08 | 261 | 0 | 0.364 | 1 | 3 | cs | TRUE
94 | LV_56-8_0_7_line_94 |  | 84 | 126 | 0.0077463 | 0.125 | 0.08 | 261 | 0 | 0.364 | 1 | 1 | cs | TRUE
95 | LV_56-8_0_7_line_95 |  | 85 | 86 | 0.008246 | 0.125 | 0.08 | 261 | 0 | 0.364 | 1 | 3 | cs | TRUE
96 | LV_56-8_0_7_line_96 |  | 85 | 87 | 0.0090761 | 0.125 | 0.08 | 261 | 0 | 0.364 | 1 | 1 | cs | TRUE
97 | LV_56-8_0_7_line_97 |  | 85 | 88 | 0.009921 | 0.125 | 0.08 | 261 | 0 | 0.364 | 1 | 3 | cs | TRUE
98 | LV_56-8_0_7_line_98 |  | 86 | 138 | 0.009227 | 0.125 | 0.08 | 261 | 0 | 0.364 | 1 | 1 | cs | TRUE
99 | LV_56-8_0_7_line_99 |  | 86 | 102 | 0.041628 | 0.125 | 0.08 | 261 | 0 | 0.364 | 1 | 3 | cs | TRUE
100 | LV_56-8_0_7_line_100 |  | 87 | 139 | 0.040279 | 0.125 | 0.08 | 261 | 0 | 0.364 | 1 | 1 | cs | TRUE
101 | LV_56-8_0_7_line_101 |  | 88 | 89 | 0.023673 | 0.125 | 0.08 | 261 | 0 | 0.364 | 1 | 3 | cs | TRUE
102 | LV_56-8_0_7_line_102 |  | 89 | 134 | 0.034849 | 0.125 | 0.08 | 261 | 0 | 0.364 | 1 | 3 | cs | TRUE
103 | LV_56-8_0_7_line_103 |  | 90 | 94 | 0.035815 | 0.125 | 0.08 | 261 | 0 | 0.364 | 1 | 1 | cs | TRUE
104 | LV_56-8_0_7_line_104 |  | 92 | 132 | 0.028096 | 0.125 | 0.08 | 261 | 0 | 0.364 | 1 | 1 | cs | TRUE
105 | LV_56-8_0_7_line_105 |  | 92 | 137 | 0.06979 | 0.125 | 0.08 | 261 | 0 | 0.364 | 1 | 3 | cs | TRUE
106 | LV_56-8_0_7_line_106 |  | 93 | 94 | 0.02741 | 0.125 | 0.08 | 261 | 0 | 0.364 | 1 | 1 | cs | TRUE
107 | LV_56-8_0_7_line_107 |  | 96 | 150 | 0.011743 | 0.125 | 0.08 | 261 | 0 | 0.364 | 1 | 3 | cs | TRUE
108 | LV_56-8_0_7_line_108 |  | 97 | 98 | 0.0068109 | 0.125 | 0.08 | 261 | 0 | 0.364 | 1 | 3 | cs | TRUE
109 | LV_56-8_0_7_line_109 |  | 97 | 99 | 0.013158 | 0.125 | 0.08 | 261 | 0 | 0.364 | 1 | 3 | cs | TRUE
110 | LV_56-8_0_7_line_110 |  | 98 | 100 | 0.010291 | 0.125 | 0.08 | 261 | 0 | 0.364 | 1 | 3 | cs | TRUE
111 | LV_56-8_0_7_line_111 |  | 99 | 101 | 0.005898 | 0.125 | 0.08 | 261 | 0 | 0.364 | 1 | 1 | cs | TRUE
112 | LV_56-8_0_7_line_112 |  | 100 | 102 | 0.019481 | 0.125 | 0.08 | 261 | 0 | 0.364 | 1 | 3 | cs | TRUE
113 | LV_56-8_0_7_line_113 |  | 101 | 104 | 0.017782 | 0.125 | 0.08 | 261 | 0 | 0.364 | 1 | 1 | cs | TRUE
114 | LV_56-8_0_7_line_114 |  | 101 | 105 | 0.058849 | 0.125 | 0.08 | 261 | 0 | 0.364 | 1 | 1 | cs | TRUE
115 | LV_56-8_0_7_line_115 |  | 101 | 106 | 0.015864 | 0.125 | 0.08 | 261 | 0 | 0.364 | 1 | 1 | cs | TRUE
116 | LV_56-8_0_7_line_116 |  | 102 | 107 | 0.011285 | 0.125 | 0.08 | 261 | 0 | 0.364 | 1 | 3 | cs | TRUE
117 | LV_56-8_0_7_line_117 |  | 103 | 104 | 0.011579 | 0.125 | 0.08 | 261 | 0 | 0.364 | 1 | 1 | cs | TRUE
118 | LV_56-8_0_7_line_118 |  | 103 | 108 | 0.15721 | 0.125 | 0.08 | 261 | 0 | 0.364 | 1 | 1 | cs | TRUE
119 | LV_56-8_0_7_line_119 |  | 104 | 109 | 0.026429 | 0.125 | 0.08 | 261 | 0 | 0.364 | 1 | 1 | cs | TRUE
120 | LV_56-8_0_7_line_120 |  | 105 | 110 | 0.008215 | 0.125 | 0.08 | 261 | 0 | 0.364 | 1 | 1 | cs | TRUE
121 | LV_56-8_0_7_line_121 |  | 105 | 111 | 0.014258 | 0.125 | 0.08 | 261 | 0 | 0.364 | 1 | 1 | cs | TRUE
122 | LV_56-8_0_7_line_122 |  | 106 | 112 | 0.0060678 | 0.125 | 0.08 | 261 | 0 | 0.364 | 1 | 1 | cs | TRUE
123 | LV_56-8_0_7_line_123 |  | 107 | 118 | 0.016687 | 0.125 | 0.08 | 261 | 0 | 0.364 | 1 | 3 | cs | TRUE
124 | LV_56-8_0_7_line_124 |  | 108 | 120 | 0.025234 | 0.125 | 0.08 | 261 | 0 | 0.364 | 1 | 1 | cs | TRUE
125 | LV_56-8_0_7_line_125 |  | 111 | 122 | 0.037687 | 0.125 | 0.08 | 261 | 0 | 0.364 | 1 | 1 | cs | TRUE
126 | LV_56-8_0_7_line_126 |  | 112 | 158 | 0.006256 | 0.125 | 0.08 | 261 | 0 | 0.364 | 1 | 1 | cs | TRUE
127 | LV_56-8_0_7_line_127 |  | 113 | 114 | 0.013681 | 0.125 | 0.08 | 261 | 0 | 0.364 | 1 | 3 | cs | TRUE
128 | LV_56-8_0_7_line_128 |  | 113 | 115 | 3.0436e-05 | 0.125 | 0.08 | 261 | 0 | 0.364 | 1 | 3 | cs | TRUE
129 | LV_56-8_0_7_line_129 |  | 114 | 116 | 0.016515 | 0.125 | 0.08 | 261 | 0 | 0.364 | 1 | 3 | cs | TRUE
130 | LV_56-8_0_7_line_130 |  | 115 | 117 | 0.033727 | 0.125 | 0.08 | 261 | 0 | 0.364 | 1 | 3 | cs | TRUE
131 | LV_56-8_0_7_line_131 |  | 116 | 118 | 0.00018668 | 0.125 | 0.08 | 261 | 0 | 0.364 | 1 | 3 | cs | TRUE
132 | LV_56-8_0_7_line_132 |  | 121 | 122 | 0.022982 | 0.125 | 0.08 | 261 | 0 | 0.364 | 1 | 1 | cs | TRUE
133 | LV_56-8_0_7_line_133 |  | 122 | 123 | 0.015926 | 0.125 | 0.08 | 261 | 0 | 0.364 | 1 | 1 | cs | TRUE
134 | LV_56-8_0_7_line_134 |  | 123 | 124 | 0.002286 | 0.125 | 0.08 | 261 | 0 | 0.364 | 1 | 1 | cs | TRUE
135 | LV_56-8_0_7_line_135 |  | 124 | 125 | 0.016771 | 0.125 | 0.08 | 261 | 0 | 0.364 | 1 | 1 | cs | TRUE
136 | LV_56-8_0_7_line_136 |  | 128 | 129 | 0.0068936 | 0.125 | 0.08 | 261 | 0 | 0.364 | 1 | 1 | cs | TRUE
137 | LV_56-8_0_7_line_137 |  | 129 | 130 | 0.0090811 | 0.125 | 0.08 | 261 | 0 | 0.364 | 1 | 1 | cs | TRUE
138 | LV_56-8_0_7_line_138 |  | 130 | 131 | 0.0083019 | 0.125 | 0.08 | 261 | 0 | 0.364 | 1 | 1 | cs | TRUE
139 | LV_56-8_0_7_line_139 |  | 130 | 132 | 0.021398 | 0.125 | 0.08 | 261 | 0 | 0.364 | 1 | 1 | cs | TRUE
140 | LV_56-8_0_7_line_140 |  | 131 | 133 | 0.0063826 | 0.125 | 0.08 | 261 | 0 | 0.364 | 1 | 1 | cs | TRUE
141 | LV_56-8_0_7_line_141 |  | 133 | 167 | 0.0096157 | 0.125 | 0.08 | 261 | 0 | 0.364 | 1 | 1 | cs | TRUE
142 | LV_56-8_0_7_line_142 |  | 134 | 135 | 0.034129 | 0.125 | 0.08 | 261 | 0 | 0.364 | 1 | 3 | cs | TRUE
143 | LV_56-8_0_7_line_143 |  | 135 | 136 | 0.0085294 | 0.125 | 0.08 | 261 | 0 | 0.364 | 1 | 1 | cs | TRUE
144 | LV_56-8_0_7_line_144 |  | 135 | 137 | 0.010147 | 0.125 | 0.08 | 261 | 0 | 0.364 | 1 | 3 | cs | TRUE
145 | LV_56-8_0_7_line_145 |  | 139 | 170 | 0.0059627 | 0.125 | 0.08 | 261 | 0 | 0.364 | 1 | 1 | cs | TRUE
146 | LV_56-8_0_7_line_146 |  | 140 | 141 | 0.031158 | 0.125 | 0.08 | 261 | 0 | 0.364 | 1 | 3 | cs | TRUE
147 | LV_56-8_0_7_line_147 |  | 140 | 142 | 0.0099135 | 0.125 | 0.08 | 261 | 0 | 0.364 | 1 | 1 | cs | TRUE
148 | LV_56-8_0_7_line_148 |  | 141 | 143 | 0.0060084 | 0.125 | 0.08 | 261 | 0 | 0.364 | 1 | 3 | cs | TRUE
149 | LV_56-8_0_7_line_149 |  | 142 | 144 | 0.0091806 | 0.125 | 0.08 | 261 | 0 | 0.364 | 1 | 1 | cs | TRUE
150 | LV_56-8_0_7_line_150 |  | 143 | 145 | 0.013266 | 0.125 | 0.08 | 261 | 0 | 0.364 | 1 | 3 | cs | TRUE
151 | LV_56-8_0_7_line_151 |  | 144 | 146 | 0.013593 | 0.125 | 0.08 | 261 | 0 | 0.364 | 1 | 1 | cs | TRUE
152 | LV_56-8_0_7_line_152 |  | 144 | 147 | 0.018127 | 0.125 | 0.08 | 261 | 0 | 0.364 | 1 | 1 | cs | TRUE
153 | LV_56-8_0_7_line_153 |  | 145 | 179 | 0.0060084 | 0.125 | 0.08 | 261 | 0 | 0.364 | 1 | 3 | cs | TRUE
154 | LV_56-8_0_7_line_154 |  | 148 | 149 | 0.031085 | 0.125 | 0.08 | 261 | 0 | 0.364 | 1 | 1 | cs | TRUE
155 | LV_56-8_0_7_line_155 |  | 149 | 150 | 0.017093 | 0.125 | 0.08 | 261 | 0 | 0.364 | 1 | 1 | cs | TRUE
156 | LV_56-8_0_7_line_156 |  | 150 | 151 | 0.014826 | 0.125 | 0.08 | 261 | 0 | 0.364 | 1 | 3 | cs | TRUE
157 | LV_56-8_0_7_line_157 |  | 151 | 152 | 0.0059923 | 0.125 | 0.08 | 261 | 0 | 0.364 | 1 | 3 | cs | TRUE
158 | LV_56-8_0_7_line_158 |  | 152 | 153 | 0.012383 | 0.125 | 0.08 | 261 | 0 | 0.364 | 1 | 3 | cs | TRUE
159 | LV_56-8_0_7_line_159 |  | 153 | 175 | 0.0069568 | 0.125 | 0.08 | 261 | 0 | 0.364 | 1 | 3 | cs | TRUE
160 | LV_56-8_0_7_line_160 |  | 154 | 155 | 0.025277 | 0.125 | 0.08 | 261 | 0 | 0.364 | 1 | 1 | cs | TRUE
161 | LV_56-8_0_7_line_161 |  | 155 | 156 | 0.0032024 | 0.125 | 0.08 | 261 | 0 | 0.364 | 1 | 1 | cs | TRUE
162 | LV_56-8_0_7_line_162 |  | 158 | 159 | 0.019375 | 0.125 | 0.08 | 261 | 0 | 0.364 | 1 | 1 | cs | TRUE
163 | LV_56-8_0_7_line_163 |  | 159 | 160 | 0.0063095 | 0.125 | 0.08 | 261 | 0 | 0.364 | 1 | 1 | cs | TRUE
164 | LV_56-8_0_7_line_164 |  | 160 | 161 | 0.0060641 | 0.125 | 0.08 | 261 | 0 | 0.364 | 1 | 1 | cs | TRUE
165 | LV_56-8_0_7_line_165 |  | 161 | 162 | 0.0035886 | 0.125 | 0.08 | 261 | 0 | 0.364 | 1 | 1 | cs | TRUE
166 | LV_56-8_0_7_line_166 |  | 162 | 163 | 0.01958 | 0.125 | 0.08 | 261 | 0 | 0.364 | 1 | 1 | cs | TRUE
167 | LV_56-8_0_7_line_167 |  | 163 | 164 | 0.0063411 | 0.125 | 0.08 | 261 | 0 | 0.364 | 1 | 1 | cs | TRUE
168 | LV_56-8_0_7_line_168 |  | 164 | 165 | 0.0061124 | 0.125 | 0.08 | 261 | 0 | 0.364 | 1 | 1 | cs | TRUE
169 | LV_56-8_0_7_line_169 |  | 165 | 166 | 0.0021477 | 0.125 | 0.08 | 261 | 0 | 0.364 | 1 | 1 | cs | TRUE
170 | LV_56-8_0_7_line_170 |  | 167 | 168 | 0.0095744 | 0.125 | 0.08 | 261 | 0 | 0.364 | 1 | 1 | cs | TRUE
171 | LV_56-8_0_7_line_171 |  | 168 | 169 | 0.0031863 | 0.125 | 0.08 | 261 | 0 | 0.364 | 1 | 1 | cs | TRUE
172 | LV_56-8_0_7_line_172 |  | 170 | 171 | 0.013681 | 0.125 | 0.08 | 261 | 0 | 0.364 | 1 | 1 | cs | TRUE
173 | LV_56-8_0_7_line_173 |  | 171 | 172 | 0.012515 | 0.125 | 0.08 | 261 | 0 | 0.364 | 1 | 1 | cs | TRUE
174 | LV_56-8_0_7_line_174 |  | 172 | 173 | 0.02015 | 0.125 | 0.08 | 261 | 0 | 0.364 | 1 | 1 | cs | TRUE
175 | LV_56-8_0_7_line_175 |  | 174 | 180 | 7.5721e-05 | 0.125 | 0.08 | 261 | 0 | 0.364 | 1 | 1 | cs | TRUE
176 | LV_56-8_0_7_line_176 |  | 175 | 176 | 0.006009 | 0.125 | 0.08 | 261 | 0 | 0.364 | 1 | 3 | cs | TRUE
177 | LV_56-8_0_7_line_177 |  | 176 | 177 | 0.0059827 | 0.125 | 0.08 | 261 | 0 | 0.364 | 1 | 3 | cs | TRUE
178 | LV_56-8_0_7_line_178 |  | 177 | 178 | 0.013165 | 0.125 | 0.08 | 261 | 0 | 0.364 | 1 | 3 | cs | TRUE
179 | LV_56-8_0_7_line_179 |  | 178 | 179 | 0.0059782 | 0.125 | 0.08 | 261 | 0 | 0.364 | 1 | 3 | cs | TRUE

## trafo
| name | std_type | hv_bus | lv_bus | sn_mva | vn_hv_kv | vn_lv_kv | vk_percent | vkr_percent | pfe_kw | i0_percent | shift_degree | tap_side | tap_neutral | tap_min | tap_max | tap_step_percent | tap_step_degree | tap_pos | tap_phase_shifter | parallel | df | in_service
0 | LV_56-8_0_7_trafo_84 | 0.63 MVA 20/0.4 kV | 181 | 135 | 0.63 | 20 | 0.4 | 6 | 1.206 | 1.65 | 0.2619 | 150 | hv | 0 | -2 | 2 | 2.5 | 0 | 0 | FALSE | 1 | 1 | TRUE

## line_geodata
| x0 | y0 | x1 | y1 | x2 | y2 | x3 | y3 | x4 | y4 | x5 | y5 | x6 | y6 | x7 | y7 | x8 | y8 | x9 | y9 | x10 | y10 | x11 | y11
0 | 2686561.7706 | 1262973.5254 | 2686537.7596 | 1262993.1117 | 2686518.5338 | 1263008.4264
1 | 2686463.545 | 1263052.2287 | 2686518.5338 | 1263008.4264
2 | 2686561.7706 | 1262973.5254 | 2686566.4177 | 1262977.73 | 2686573.508 | 1262983.3271 | 2686585.7113 | 1262993.2024 | 2686589.1885 | 1262996.0111 | 2686598.032 | 1263004.8364 | 2686605.2002 | 1263014.8826
3 | 2686463.545 | 1263052.2287 | 2686439.9126 | 1263070.6979 | 2686431.369 | 1263077.4117 | 2686419.6883 | 1263086.9152
4 | 2686605.2002 | 1263014.8826 | 2686586.6544 | 1263024.9969
5 | 2686605.2002 | 1263014.8826 | 2686612.8467 | 1263029.5553
6 | 2686419.6883 | 1263086.9152 | 2686436.5779 | 1263107.6214
7 | 2686586.6544 | 1263024.9969 | 2686585.312 | 1263022.5197
8 | 2686571.2679 | 1263033.3894 | 2686586.6544 | 1263024.9969
9 | 2686624.0912 | 1263051.1324 | 2686612.8467 | 1263029.5553
10 | 2686565.6872 | 1263009.6001 | 2686563.2323 | 1263006.9509
11 | 2686571.2679 | 1263033.3894 | 2686559.8261 | 1263013.1838 | 2686565.6872 | 1263009.6001
12 | 2686532.8477 | 1263033.7498 | 2686559.8261 | 1263013.1838 | 2686565.6872 | 1263009.6001
13 | 2686571.2679 | 1263033.3894 | 2686573.158 | 1263037.0533 | 2686560.8753 | 1263043.4008 | 2686559.519 | 1263040.8456
14 | 2686532.8477 | 1263033.7498 | 2686531.6948 | 1263032.2206
15 | 2686669.9319 | 1262857.6065 | 2686666.2199 | 1262850.2574 | 2686664.4184 | 1262843.6369 | 2686664.0339 | 1262836.4589 | 2686665.3675 | 1262828.7501 | 2686671.5985 | 1262813.3181
16 | 2686669.9319 | 1262857.6065 | 2686673.581 | 1262854.3462 | 2686677.0314 | 1262857.9552 | 2686681.3504 | 1262860.3871 | 2686684.8559 | 1262860.2383 | 2686689.7095 | 1262858.0744 | 2686696.2455 | 1262853.689 | 2686697.6673 | 1262852.7464
17 | 2686671.5985 | 1262813.3181 | 2686676.8167 | 1262799.9519
18 | 2686734.5373 | 1262831.8775 | 2686725.6879 | 1262836.2846 | 2686710.0466 | 1262844.5396 | 2686697.6673 | 1262852.7464
19 | 2686734.5373 | 1262831.8775 | 2686737.5991 | 1262830.6437 | 2686752.8315 | 1262825.6186 | 2686753.3691 | 1262825.4375 | 2686758.4197 | 1262824.7332 | 2686760.9864 | 1262823.8702 | 2686762.2282 | 1262822.4206 | 2686762.7009 | 1262819.9923 | 2686767.006 | 1262819.266 | 2686771.8766 | 1262818.5035 | 2686773.7565 | 1262819.265
20 | 2686734.5373 | 1262831.8775 | 2686746.8867 | 1262778.9279
21 | 2686773.7565 | 1262819.265 | 2686771.8766 | 1262818.5035 | 2686767.006 | 1262819.266 | 2686765.8715 | 1262809.8085 | 2686765.8819 | 1262801.402 | 2686767.2234 | 1262791.6251 | 2686776.2722 | 1262763.8915 | 2686778.5897 | 1262756.3973
22 | 2686746.8867 | 1262778.9279 | 2686746.8867 | 1262778.9279 | 2686753.0838 | 1262757.613 | 2686757.3963 | 1262748.6804 | 2686764.5087 | 1262738.4099 | 2686772.5632 | 1262729.2458
23 | 2686778.5897 | 1262756.3973 | 2686793.4077 | 1262733.9414 | 2686806.1095 | 1262718.6157
24 | 2686778.5897 | 1262756.3973 | 2686799.7103 | 1262758.0698
25 | 2686873.8618 | 1262812.1176 | 2686920.2524 | 1262812.4215 | 2686920.163 | 1262815.9341 | 2686927.5162 | 1262816.9652
26 | 2686870.5737 | 1262825.1462 | 2686871.9967 | 1262819.0623 | 2686873.8618 | 1262812.1176
27 | 2686873.8618 | 1262812.1176 | 2686869.7573 | 1262812.4209
28 | 2686926.0124 | 1262760.4095 | 2686924.7898 | 1262766.6965 | 2686925.1844 | 1262776.2432 | 2686928.1391 | 1262791.0094 | 2686927.5162 | 1262816.9652
29 | 2686927.5162 | 1262816.9652 | 2686956.3786 | 1262821.4458
30 | 2686855.1686 | 1262847.0484 | 2686857.2621 | 1262836.3485 | 2686856.36 | 1262826.4719 | 2686870.5737 | 1262825.1462
31 | 2686957.2487 | 1262832.1364 | 2686960.1762 | 1262833.892 | 2686959.2784 | 1262844.7318 | 2686944.5692 | 1262865.3986
32 | 2686957.2487 | 1262832.1364 | 2686957.9995 | 1262827.188 | 2686958.7717 | 1262821.8173
33 | 2686957.2487 | 1262832.1364 | 2686929.1565 | 1262827.6704
34 | 2686944.5692 | 1262865.3986 | 2686937.8224 | 1262873.339 | 2686928.8849 | 1262887.1391
35 | 2686958.7717 | 1262821.8173 | 2686964.6256 | 1262822.3371 | 2686969.8682 | 1262820.8797 | 2686975.9663 | 1262817.6001 | 2686977.6651 | 1262815.1633
36 | 2686958.7717 | 1262821.8173 | 2686956.3786 | 1262821.4458
37 | 2686855.1686 | 1262847.0484 | 2686828.551 | 1262839.2189
38 | 2686855.1686 | 1262847.0484 | 2686844.2718 | 1262866.1925 | 2686827.9037 | 1262888.0139
39 | 2686867.0766 | 1262982.6083 | 2686872.9501 | 1262986.3975 | 2686866.6379 | 1262996.5684 | 2686888.1522 | 1263010.0618 | 2686895.0249 | 1263014.0325 | 2686903.5933 | 1263017.9727 | 2686920.0415 | 1263022.4623 | 2686936.3165 | 1263024.8923 | 2686934.7797 | 1263037.691 | 2686918.7738 | 1263097.9034 | 2686915.6015 | 1263114.3365 | 2686911.6694 | 1263113.2778
40 | 2686870.2223 | 1262977.7173 | 2686867.0766 | 1262982.6083
41 | 2686867.0766 | 1262982.6083 | 2686848.0848 | 1263011.9757
42 | 2686856.9188 | 1263100.1521 | 2686911.6694 | 1263113.2778
43 | 2686870.2223 | 1262977.7173 | 2686861.1061 | 1262971.067 | 2686847.5615 | 1262963.2842 | 2686842.8431 | 1262965.8811
44 | 2686870.2223 | 1262977.7173 | 2686882.4792 | 1262958.7919
45 | 2686832.1028 | 1263042.709 | 2686839.1669 | 1263030.5809 | 2686843.9109 | 1263018.4298 | 2686848.0848 | 1263011.9757
46 | 2686926.0124 | 1262760.4095 | 2686911.0631 | 1262760.2849
47 | 2686926.0124 | 1262760.4095 | 2686929.2402 | 1262754.5634 | 2686929.637 | 1262744.5658
48 | 2686977.6651 | 1262815.1633 | 2686984.3027 | 1262805.6421
49 | 2687014.7107 | 1262760.5248 | 2687013.3325 | 1262760.4823 | 2687005.2764 | 1262773.4184 | 2686999.9933 | 1262781.7251 | 2686988.6888 | 1262799.3505
50 | 2686988.6888 | 1262799.3505 | 2686984.3027 | 1262805.6421
51 | 2687014.7107 | 1262760.5248 | 2687014.8672 | 1262758.5922 | 2687016.8713 | 1262751.4272 | 2687018.7105 | 1262744.2041 | 2687019.2314 | 1262740.1561
52 | 2687019.2314 | 1262740.1561 | 2687019.5102 | 1262737.9887 | 2687020.5449 | 1262713.4085
53 | 2686819.3474 | 1263066.3404 | 2686832.1028 | 1263042.709
54 | 2686819.3474 | 1263066.3404 | 2686805.6714 | 1263096.2412 | 2686803.821 | 1263100.8553
55 | 2686765.9202 | 1263197.0377 | 2686757.2079 | 1263219.3386 | 2686761.8007 | 1263221.0629 | 2686766.9857 | 1263222.9849
56 | 2686765.9202 | 1263197.0377 | 2686753.6893 | 1263193.1886 | 2686705.6929 | 1263175.1814
57 | 2686723.629 | 1263224.5837 | 2686747.9929 | 1263227.6434 | 2686749.6398 | 1263223.2307 | 2686753.1207 | 1263222.6925 | 2686755.5297 | 1263221.2711 | 2686757.2079 | 1263219.3386 | 2686761.8007 | 1263221.0629 | 2686766.9857 | 1263222.9849
58 | 2686766.9857 | 1263222.9849 | 2686767.3787 | 1263219.8215 | 2686781.1377 | 1263184.7512 | 2686785.0196 | 1263174.7583
59 | 2686705.6929 | 1263175.1814 | 2686673.4607 | 1263163.0886 | 2686666.8309 | 1263157.9651
60 | 2686791.3919 | 1263131.8487 | 2686803.821 | 1263100.8553
61 | 2686723.629 | 1263224.5837 | 2686731.2506 | 1263202.867
62 | 2686723.629 | 1263224.5837 | 2686707.6558 | 1263221.1274
63 | 2686785.0196 | 1263174.7583 | 2686788.3484 | 1263166.1893
64 | 2686827.9037 | 1262888.0139 | 2686806.3459 | 1262881.2316
65 | 2686825.683 | 1262890.9725 | 2686827.9037 | 1262888.0139
66 | 2686697.1121 | 1263218.846 | 2686707.6558 | 1263221.1274
67 | 2686806.1095 | 1262718.6157 | 2686816.8233 | 1262719.6293
68 | 2686829.4956 | 1262690.4144 | 2686806.1095 | 1262718.6157
69 | 2686819.3414 | 1262758.4274 | 2686810.3094 | 1262758.9092 | 2686799.7103 | 1262758.0698
70 | 2686624.0912 | 1263051.1324 | 2686602.8215 | 1263062.5633 | 2686584.8146 | 1263060.587
71 | 2686631.3555 | 1263063.3484 | 2686625.578 | 1263054.0342 | 2686624.0912 | 1263051.1324
72 | 2686697.1121 | 1263218.846 | 2686687.5354 | 1263215.8712
73 | 2686676.7657 | 1263212.526 | 2686687.5354 | 1263215.8712
74 | 2686676.8167 | 1262799.9519 | 2686683.5208 | 1262782.7798
75 | 2686747.1166 | 1262938.8243 | 2686741.8298 | 1262945.8746 | 2686740.6899 | 1262950.139
76 | 2686739.4779 | 1262954.6915 | 2686740.6899 | 1262950.139
77 | 2686739.4779 | 1262954.6915 | 2686746.3609 | 1262953.8696 | 2686762.0371 | 1262964.2632 | 2686767.758 | 1262964.0803 | 2686771.2834 | 1262961.5523 | 2686774.992 | 1262956.7434
78 | 2686648.073 | 1263058.2114 | 2686659.5577 | 1263045.1471 | 2686665.8676 | 1263037.6143
79 | 2686631.3555 | 1263063.3484 | 2686634.7676 | 1263062.8869 | 2686643.4988 | 1263060.8576 | 2686648.073 | 1263058.2114
80 | 2686829.4956 | 1262690.4144 | 2686837.8129 | 1262669.635
81 | 2686829.4956 | 1262690.4144 | 2686839.9208 | 1262696.2054 | 2686853.9616 | 1262697.0312
82 | 2686842.8431 | 1262965.8811 | 2686842.7992 | 1262965.9053 | 2686832.1902 | 1262979.5249
83 | 2686930.0301 | 1262734.6593 | 2686929.637 | 1262744.5658
84 | 2687021.4331 | 1262693.4078 | 2687021.1788 | 1262698.3486 | 2687020.5449 | 1262713.4085
85 | 2687021.4331 | 1262693.4078 | 2687022.6333 | 1262670.0878
86 | 2686944.8151 | 1262655.5919 | 2686928.1559 | 1262655.5792
87 | 2686944.8151 | 1262655.5919 | 2686942.7518 | 1262664.2239 | 2686942.3051 | 1262676.149 | 2686944.3289 | 1262678.9143 | 2686944.3571 | 1262692.8702
88 | 2686926.4767 | 1262655.5779 | 2686928.1559 | 1262655.5792
89 | 2686944.3571 | 1262692.8702 | 2686942.1034 | 1262692.9371 | 2686940.8334 | 1262696.8104 | 2686941.1834 | 1262715.5303 | 2686931.2973 | 1262715.6073
90 | 2686944.3571 | 1262692.8702 | 2686956.7505 | 1262692.482
91 | 2686811.3782 | 1263009.8121 | 2686815.0254 | 1263003.0936 | 2686815.3296 | 1262997.7717 | 2686822.8855 | 1262987.5523 | 2686826.0826 | 1262987.3657 | 2686832.1902 | 1262979.5249
92 | 2686791.3919 | 1263131.8487 | 2686774.3105 | 1263130.3438
93 | 2686767.1313 | 1263129.7113 | 2686774.3105 | 1263130.3438
94 | 2686668.5764 | 1263150.4181 | 2686666.8309 | 1263157.9651
95 | 2686725.8893 | 1263043.8516 | 2686721.1344 | 1263050.5984
96 | 2686725.8893 | 1263043.8516 | 2686718.5621 | 1263038.4955
97 | 2686725.8893 | 1263043.8516 | 2686728.9899 | 1263039.4603 | 2686731.4492 | 1263035.6378
98 | 2686721.1344 | 1263050.5984 | 2686728.5726 | 1263056.0895
99 | 2686692.6087 | 1263080.5706 | 2686704.9249 | 1263070.9212 | 2686713.8407 | 1263060.9329 | 2686721.1344 | 1263050.5984
100 | 2686705.0941 | 1263007.7786 | 2686703.698 | 1263022.0535 | 2686715.3442 | 1263026.2387 | 2686715.2932 | 1263029.7184 | 2686718.7245 | 1263033.594 | 2686718.5621 | 1263038.4955 | 2686718.5621 | 1263038.4955
101 | 2686731.4492 | 1263035.6378 | 2686744.25 | 1263015.7239
102 | 2686744.25 | 1263015.7239 | 2686763.0941 | 1262986.4087
103 | 2686801.3878 | 1263132.8326 | 2686796.4759 | 1263145.2672 | 2686788.3484 | 1263166.1893
104 | 2686825.683 | 1262890.9725 | 2686798.8262 | 1262882.7192
105 | 2686787.135 | 1262949.2195 | 2686825.683 | 1262890.9725
106 | 2686801.3878 | 1263132.8326 | 2686808.7215 | 1263114.2668 | 2686811.5871 | 1263107.3914
107 | 2686831.0673 | 1262757.8019 | 2686819.3414 | 1262758.4274
108 | 2686658.0738 | 1263090.9663 | 2686664.8588 | 1263090.3721
109 | 2686644.9254 | 1263090.9913 | 2686655.945 | 1263091.1528 | 2686658.0738 | 1263090.9663
110 | 2686664.8588 | 1263090.3721 | 2686668.9951 | 1263090.0098 | 2686674.9296 | 1263088.4404
111 | 2686644.9254 | 1263090.9913 | 2686639.047 | 1263091.6501
112 | 2686692.6087 | 1263080.5706 | 2686681.3456 | 1263086.7437 | 2686674.9296 | 1263088.4404
113 | 2686635.0898 | 1263074.3118 | 2686639.047 | 1263091.6501
114 | 2686636.1894 | 1263150.3992 | 2686638.4927 | 1263121.2432 | 2686639.047 | 1263091.6501
115 | 2686639.047 | 1263091.6501 | 2686630.8298 | 1263094.5876 | 2686630.3729 | 1263101.7108
116 | 2686692.6087 | 1263080.5706 | 2686697.8867 | 1263090.5447
117 | 2686635.0898 | 1263074.3118 | 2686631.3555 | 1263063.3484
118 | 2686631.3555 | 1263063.3484 | 2686628.2382 | 1263063.7475 | 2686622.5366 | 1263069.8133 | 2686604.5738 | 1263086.9415 | 2686598.8318 | 1263094.7414 | 2686595.0275 | 1263104.4934 | 2686593.1897 | 1263115.7755 | 2686588.2778 | 1263148.1625 | 2686581.899 | 1263168.5853 | 2686576.1593 | 1263181.378 | 2686575.6947 | 1263184.8073 | 2686569.0612 | 1263201.2182
119 | 2686635.0898 | 1263074.3118 | 2686628.3087 | 1263076.4141 | 2686620.5355 | 1263080.4146 | 2686613.2339 | 1263088.081
120 | 2686636.1894 | 1263150.3992 | 2686644.4173 | 1263150.8311
121 | 2686636.1894 | 1263150.3992 | 2686635.0538 | 1263164.6116
122 | 2686630.3729 | 1263101.7108 | 2686629.9844 | 1263107.7661
123 | 2686711.6806 | 1263099.9104 | 2686703.5649 | 1263094.8091 | 2686697.8867 | 1263090.5447 | 2686697.8867 | 1263090.5447
124 | 2686569.0612 | 1263201.2182 | 2686562.9376 | 1263216.3678 | 2686560.9608 | 1263225.0392
125 | 2686644.6955 | 1263199.1735 | 2686636.8601 | 1263188.9284 | 2686634.1469 | 1263180.7822 | 2686634.261 | 1263174.5345 | 2686635.0538 | 1263164.6116
126 | 2686629.9844 | 1263107.7661 | 2686629.5839 | 1263114.0092
127 | 2686737.1565 | 1263116.4638 | 2686725.7476 | 1263108.9127
128 | 2686737.1819 | 1263116.4806 | 2686737.1565 | 1263116.4638
129 | 2686725.7476 | 1263108.9127 | 2686720.9357 | 1263105.7279 | 2686711.8387 | 1263100.0098
130 | 2686767.1313 | 1263129.7113 | 2686755.194 | 1263128.6596 | 2686744.5954 | 1263121.3873 | 2686737.1819 | 1263116.4806
131 | 2686711.8387 | 1263100.0098 | 2686711.6806 | 1263099.9104
132 | 2686644.6955 | 1263199.1735 | 2686638.7658 | 1263212.0746 | 2686636.1607 | 1263220.4626
133 | 2686644.6955 | 1263199.1735 | 2686656.2327 | 1263206.148 | 2686658.5668 | 1263206.873
134 | 2686660.75 | 1263207.5511 | 2686658.5668 | 1263206.873
135 | 2686676.7657 | 1263212.526 | 2686660.75 | 1263207.5511
136 | 2686782.936 | 1262861.1246 | 2686780.9664 | 1262867.7309
137 | 2686778.3719 | 1262876.4334 | 2686780.9664 | 1262867.7309
138 | 2686778.3719 | 1262876.4334 | 2686770.8247 | 1262879.8921 | 2686770.8247 | 1262879.8921
139 | 2686778.3719 | 1262876.4334 | 2686798.8262 | 1262882.7192
140 | 2686770.8247 | 1262879.8921 | 2686769.0366 | 1262886.0191
141 | 2686766.3426 | 1262895.2496 | 2686766.3426 | 1262895.2496 | 2686769.0366 | 1262886.0191
142 | 2686781.5484 | 1262957.6998 | 2686763.0941 | 1262986.4087
143 | 2686781.5484 | 1262957.6998 | 2686776.6595 | 1262954.5812 | 2686774.992 | 1262956.7434
144 | 2686787.135 | 1262949.2195 | 2686781.5484 | 1262957.6998
145 | 2686705.6745 | 1263001.8443 | 2686705.0941 | 1263007.7786
146 | 2686930.0301 | 1262734.6593 | 2686914.9432 | 1262734.3818 | 2686904.5063 | 1262729.3912 | 2686900.0181 | 1262729.0734
147 | 2686930.0301 | 1262734.6593 | 2686930.6881 | 1262724.7677
148 | 2686894.0248 | 1262728.649 | 2686900.0181 | 1262729.0734
149 | 2686931.2973 | 1262715.6073 | 2686930.6881 | 1262724.7677
150 | 2686880.7922 | 1262727.7119 | 2686894.0248 | 1262728.649
151 | 2686931.2973 | 1262715.6073 | 2686931.8738 | 1262702.0273
152 | 2686931.2973 | 1262715.6073 | 2686929.4255 | 1262711.2208 | 2686916.1046 | 1262710.2242
153 | 2686874.7988 | 1262727.2875 | 2686880.7922 | 1262727.7119
154 | 2686879.1916 | 1262760.0192 | 2686875.3588 | 1262759.9872 | 2686848.1399 | 1262758.6442
155 | 2686831.0673 | 1262757.8019 | 2686848.1399 | 1262758.6442
156 | 2686831.0673 | 1262757.8019 | 2686832.0329 | 1262743.0069
157 | 2686832.0329 | 1262743.0069 | 2686832.4232 | 1262737.0273
158 | 2686832.4232 | 1262737.0273 | 2686832.8271 | 1262730.8397 | 2686837.5363 | 1262726.8336
159 | 2686837.5363 | 1262726.8336 | 2686839.9073 | 1262724.8167 | 2686843.7417 | 1262725.0882
160 | 2686956.7505 | 1262692.482 | 2686969.7216 | 1262692.0757 | 2686971.8248 | 1262679.9579
161 | 2686972.3724 | 1262676.8026 | 2686971.8248 | 1262679.9579
162 | 2686629.5839 | 1263114.0092 | 2686628.6034 | 1263129.2936 | 2686627.2516 | 1263133.1207
163 | 2686627.2516 | 1263133.1207 | 2686625.1503 | 1263139.07
164 | 2686625.1503 | 1263139.07 | 2686623.1307 | 1263144.7879
165 | 2686623.1307 | 1263144.7879 | 2686622.457 | 1263146.6951 | 2686622.3562 | 1263148.2577
166 | 2686622.3562 | 1263148.2577 | 2686621.3458 | 1263163.9147 | 2686620.029 | 1263167.5753
167 | 2686620.029 | 1263167.5753 | 2686617.8825 | 1263173.5421
168 | 2686617.8825 | 1263173.5421 | 2686615.8135 | 1263179.2937
169 | 2686615.0865 | 1263181.3146 | 2686615.8135 | 1263179.2937
170 | 2686766.3426 | 1262895.2496 | 2686757.9719 | 1262899.8972
171 | 2686757.0306 | 1262902.9413 | 2686757.9719 | 1262899.8972
172 | 2686705.6745 | 1263001.8443 | 2686707.0036 | 1262988.2275
173 | 2686708.2193 | 1262975.7721 | 2686707.0036 | 1262988.2275
174 | 2686723.4688 | 1262966.4661 | 2686723.1402 | 1262970.3754 | 2686719.4275 | 1262973.3567 | 2686708.2193 | 1262975.7721
175 | 2686854.0372 | 1262697.0356 | 2686853.9616 | 1262697.0312
176 | 2686843.7417 | 1262725.0882 | 2686849.7357 | 1262725.5127
177 | 2686849.7357 | 1262725.5127 | 2686855.7034 | 1262725.9353
178 | 2686855.7034 | 1262725.9353 | 2686868.8355 | 1262726.8652
179 | 2686868.8355 | 1262726.8652 | 2686874.7988 | 1262727.2875

## bus_geodata
| x | y | coords
0 | 2686518.5338 | 1263008.4264
1 | 2686561.7706 | 1262973.5254
2 | 2686463.545 | 1263052.2287
3 | 2686605.2002 | 1263014.8826
4 | 2686419.6883 | 1263086.9152
5 | 2686586.6544 | 1263024.9969
6 | 2686612.8467 | 1263029.5553
7 | 2686565.6872 | 1263009.6001
8 | 2686563.2323 | 1263006.9509
9 | 2686571.2679 | 1263033.3894
10 | 2686532.8477 | 1263033.7498
11 | 2686669.9319 | 1262857.6065
12 | 2686671.5985 | 1262813.3181
13 | 2686697.6673 | 1262852.7464
14 | 2686734.5373 | 1262831.8775
15 | 2686773.7565 | 1262819.265
16 | 2686746.8867 | 1262778.9279
17 | 2686531.6948 | 1263032.2206
18 | 2686778.5897 | 1262756.3973
19 | 2686873.8618 | 1262812.1176
20 | 2686927.5162 | 1262816.9652
21 | 2686870.5737 | 1262825.1462
22 | 2686869.7573 | 1262812.4209
23 | 2686957.2487 | 1262832.1364
24 | 2686944.5692 | 1262865.3986
25 | 2686958.7717 | 1262821.8173
26 | 2686929.1565 | 1262827.6704
27 | 2686855.1686 | 1262847.0484
28 | 2686867.0766 | 1262982.6083
29 | 2686911.6694 | 1263113.2778
30 | 2686870.2223 | 1262977.7173
31 | 2686848.0848 | 1263011.9757
32 | 2686928.8849 | 1262887.1391
33 | 2686926.0124 | 1262760.4095
34 | 2686956.3786 | 1262821.4458
35 | 2686977.6651 | 1262815.1633
36 | 2686988.6888 | 1262799.3505
37 | 2687014.7107 | 1262760.5248
38 | 2686984.3027 | 1262805.6421
39 | 2687019.2314 | 1262740.1561
40 | 2686832.1028 | 1263042.709
41 | 2686819.3474 | 1263066.3404
42 | 2686765.9202 | 1263197.0377
43 | 2686766.9857 | 1263222.9849
44 | 2686705.6929 | 1263175.1814
45 | 2686803.821 | 1263100.8553
46 | 2686723.629 | 1263224.5837
47 | 2686785.0196 | 1263174.7583
48 | 2686828.551 | 1262839.2189
49 | 2686827.9037 | 1262888.0139
50 | 2686856.9188 | 1263100.1521
51 | 2686731.2506 | 1263202.867
52 | 2686707.6558 | 1263221.1274
53 | 2686806.1095 | 1262718.6157
54 | 2686799.7103 | 1262758.0698
55 | 2686436.5779 | 1263107.6214
56 | 2686585.312 | 1263022.5197
57 | 2686624.0912 | 1263051.1324
58 | 2686559.519 | 1263040.8456
59 | 2686697.1121 | 1263218.846
60 | 2686687.5354 | 1263215.8712
61 | 2686676.8167 | 1262799.9519
62 | 2686772.5632 | 1262729.2458
63 | 2686740.6899 | 1262950.139
64 | 2686747.1166 | 1262938.8243
65 | 2686739.4779 | 1262954.6915
66 | 2686665.8676 | 1263037.6143
67 | 2686648.073 | 1263058.2114
68 | 2686837.8129 | 1262669.635
69 | 2686829.4956 | 1262690.4144
70 | 2686842.8431 | 1262965.8811
71 | 2686882.4792 | 1262958.7919
72 | 2686911.0631 | 1262760.2849
73 | 2686929.637 | 1262744.5658
74 | 2687020.5449 | 1262713.4085
75 | 2687022.6333 | 1262670.0878
76 | 2687021.4331 | 1262693.4078
77 | 2686944.8151 | 1262655.5919
78 | 2686928.1559 | 1262655.5792
79 | 2686944.3571 | 1262692.8702
80 | 2686811.3782 | 1263009.8121
81 | 2686832.1902 | 1262979.5249
82 | 2686791.3919 | 1263131.8487
83 | 2686774.3105 | 1263130.3438
84 | 2686666.8309 | 1263157.9651
85 | 2686725.8893 | 1263043.8516
86 | 2686721.1344 | 1263050.5984
87 | 2686718.5621 | 1263038.4955
88 | 2686731.4492 | 1263035.6378
89 | 2686744.25 | 1263015.7239
90 | 2686788.3484 | 1263166.1893
91 | 2686806.3459 | 1262881.2316
92 | 2686825.683 | 1262890.9725
93 | 2686811.5871 | 1263107.3914
94 | 2686801.3878 | 1263132.8326
95 | 2686816.8233 | 1262719.6293
96 | 2686819.3414 | 1262758.4274
97 | 2686658.0738 | 1263090.9663
98 | 2686664.8587 | 1263090.3721
99 | 2686644.9254 | 1263090.9913
100 | 2686674.9296 | 1263088.4404
101 | 2686639.047 | 1263091.6501
102 | 2686692.6087 | 1263080.5706
103 | 2686631.3555 | 1263063.3484
104 | 2686635.0898 | 1263074.3118
105 | 2686636.1894 | 1263150.3992
106 | 2686630.3729 | 1263101.7108
107 | 2686697.8867 | 1263090.5447
108 | 2686569.0612 | 1263201.2182
109 | 2686613.2339 | 1263088.081
110 | 2686644.4173 | 1263150.8311
111 | 2686635.0538 | 1263164.6116
112 | 2686629.9844 | 1263107.7661
113 | 2686737.1565 | 1263116.4638
114 | 2686725.7476 | 1263108.9127
115 | 2686737.1819 | 1263116.4806
116 | 2686711.8387 | 1263100.0098
117 | 2686767.1313 | 1263129.7113
118 | 2686711.6806 | 1263099.9104
119 | 2686584.8146 | 1263060.587
120 | 2686560.9608 | 1263225.0392
121 | 2686636.1607 | 1263220.4626
122 | 2686644.6955 | 1263199.1735
123 | 2686658.5668 | 1263206.873
124 | 2686660.75 | 1263207.5511
125 | 2686676.7657 | 1263212.526
126 | 2686668.5764 | 1263150.4181
127 | 2686683.5208 | 1262782.7798
128 | 2686782.936 | 1262861.1246
129 | 2686780.9664 | 1262867.7309
130 | 2686778.3719 | 1262876.4334
131 | 2686770.8247 | 1262879.8921
132 | 2686798.8262 | 1262882.7192
133 | 2686769.0366 | 1262886.0191
134 | 2686763.0941 | 1262986.4087
135 | 2686781.5484 | 1262957.6998
136 | 2686774.992 | 1262956.7434
137 | 2686787.135 | 1262949.2195
138 | 2686728.5726 | 1263056.0895
139 | 2686705.0942 | 1263007.7786
140 | 2686930.0301 | 1262734.6593
141 | 2686900.0181 | 1262729.0734
142 | 2686930.6881 | 1262724.7677
143 | 2686894.0248 | 1262728.649
144 | 2686931.2973 | 1262715.6073
145 | 2686880.7922 | 1262727.7119
146 | 2686931.8738 | 1262702.0273
147 | 2686916.1046 | 1262710.2242
148 | 2686879.1916 | 1262760.0192
149 | 2686848.1399 | 1262758.6442
150 | 2686831.0673 | 1262757.8019
151 | 2686832.0329 | 1262743.0069
152 | 2686832.4232 | 1262737.0273
153 | 2686837.5363 | 1262726.8336
154 | 2686956.7505 | 1262692.482
155 | 2686971.8248 | 1262679.9579
156 | 2686972.3724 | 1262676.8026
157 | 2686926.4767 | 1262655.5779
158 | 2686629.5839 | 1263114.0092
159 | 2686627.2516 | 1263133.1207
160 | 2686625.1503 | 1263139.07
161 | 2686623.1307 | 1263144.7879
162 | 2686622.3562 | 1263148.2577
163 | 2686620.029 | 1263167.5753
164 | 2686617.8825 | 1263173.5421
165 | 2686615.8135 | 1263179.2937
166 | 2686615.0865 | 1263181.3146
167 | 2686766.3426 | 1262895.2496
168 | 2686757.9719 | 1262899.8972
169 | 2686757.0306 | 1262902.9413
170 | 2686705.6745 | 1263001.8443
171 | 2686707.0036 | 1262988.2275
172 | 2686708.2193 | 1262975.7721
173 | 2686723.4688 | 1262966.4661
174 | 2686853.9616 | 1262697.0312
175 | 2686843.7417 | 1262725.0882
176 | 2686849.7357 | 1262725.5127
177 | 2686855.7034 | 1262725.9353
178 | 2686868.8355 | 1262726.8652
179 | 2686874.7988 | 1262727.2875
180 | 2686854.0372 | 1262697.0356
181 | 2686787.135 | 1262949.2195

## line_std_types
| c_nf_per_km | r_ohm_per_km | x_ohm_per_km | max_i_ka | type | q_mm2 | alpha | voltage_rating
NAYY 4x50 SE | 210 | 0.642 | 0.083 | 0.142 | cs | 50 | 0.00403 | LV
NAYY 4x120 SE | 264 | 0.225 | 0.08 | 0.242 | cs | 120 | 0.00403 | LV
NAYY 4x150 SE | 261 | 0.208 | 0.08 | 0.27 | cs | 150 | 0.00403 | LV
NA2XS2Y 1x95 RM/25 12/20 kV | 216 | 0.313 | 0.132 | 0.252 | cs | 95 | 0.00403 | MV
NA2XS2Y 1x185 RM/25 12/20 kV | 273 | 0.161 | 0.117 | 0.362 | cs | 185 | 0.00403 | MV
NA2XS2Y 1x240 RM/25 12/20 kV | 304 | 0.122 | 0.112 | 0.421 | cs | 240 | 0.00403 | MV
NA2XS2Y 1x95 RM/25 6/10 kV | 315 | 0.313 | 0.123 | 0.249 | cs | 95 | 0.00403 | MV
NA2XS2Y 1x185 RM/25 6/10 kV | 406 | 0.161 | 0.11 | 0.358 | cs | 185 | 0.00403 | MV
NA2XS2Y 1x240 RM/25 6/10 kV | 456 | 0.122 | 0.105 | 0.416 | cs | 240 | 0.00403 | MV
NA2XS2Y 1x150 RM/25 12/20 kV | 250 | 0.206 | 0.116 | 0.319 | cs | 150 | 0.00403 | MV
NA2XS2Y 1x120 RM/25 12/20 kV | 230 | 0.253 | 0.119 | 0.283 | cs | 120 | 0.00403 | MV
NA2XS2Y 1x70 RM/25 12/20 kV | 190 | 0.443 | 0.132 | 0.22 | cs | 70 | 0.00403 | MV
NA2XS2Y 1x150 RM/25 6/10 kV | 360 | 0.206 | 0.11 | 0.315 | cs | 150 | 0.00403 | MV
NA2XS2Y 1x120 RM/25 6/10 kV | 340 | 0.253 | 0.113 | 0.28 | cs | 120 | 0.00403 | MV
NA2XS2Y 1x70 RM/25 6/10 kV | 280 | 0.443 | 0.123 | 0.217 | cs | 70 | 0.00403 | MV
N2XS(FL)2Y 1x120 RM/35 64/110 kV | 112 | 0.153 | 0.166 | 0.366 | cs | 120 | 0.00393 | HV
N2XS(FL)2Y 1x185 RM/35 64/110 kV | 125 | 0.099 | 0.156 | 0.457 | cs | 185 | 0.00393 | HV
N2XS(FL)2Y 1x240 RM/35 64/110 kV | 135 | 0.075 | 0.149 | 0.526 | cs | 240 | 0.00393 | HV
N2XS(FL)2Y 1x300 RM/35 64/110 kV | 144 | 0.06 | 0.144 | 0.588 | cs | 300 | 0.00393 | HV
15-AL1/3-ST1A 0.4 | 11 | 1.8769 | 0.35 | 0.105 | ol | 16 | 0.00403 | LV
24-AL1/4-ST1A 0.4 | 11.25 | 1.2012 | 0.335 | 0.14 | ol | 24 | 0.00403 | LV
48-AL1/8-ST1A 0.4 | 12.2 | 0.5939 | 0.3 | 0.21 | ol | 48 | 0.00403 | LV
94-AL1/15-ST1A 0.4 | 13.2 | 0.306 | 0.29 | 0.35 | ol | 94 | 0.00403 | LV
34-AL1/6-ST1A 10.0 | 9.7 | 0.8342 | 0.36 | 0.17 | ol | 34 | 0.00403 | MV
48-AL1/8-ST1A 10.0 | 10.1 | 0.5939 | 0.35 | 0.21 | ol | 48 | 0.00403 | MV
70-AL1/11-ST1A 10.0 | 10.4 | 0.4132 | 0.339 | 0.29 | ol | 70 | 0.00403 | MV
94-AL1/15-ST1A 10.0 | 10.75 | 0.306 | 0.33 | 0.35 | ol | 94 | 0.00403 | MV
122-AL1/20-ST1A 10.0 | 11.1 | 0.2376 | 0.323 | 0.41 | ol | 122 | 0.00403 | MV
149-AL1/24-ST1A 10.0 | 11.25 | 0.194 | 0.315 | 0.47 | ol | 149 | 0.00403 | MV
34-AL1/6-ST1A 20.0 | 9.15 | 0.8342 | 0.382 | 0.17 | ol | 34 | 0.00403 | MV
48-AL1/8-ST1A 20.0 | 9.5 | 0.5939 | 0.372 | 0.21 | ol | 48 | 0.00403 | MV
70-AL1/11-ST1A 20.0 | 9.7 | 0.4132 | 0.36 | 0.29 | ol | 70 | 0.00403 | MV
94-AL1/15-ST1A 20.0 | 10 | 0.306 | 0.35 | 0.35 | ol | 94 | 0.00403 | MV
122-AL1/20-ST1A 20.0 | 10.3 | 0.2376 | 0.344 | 0.41 | ol | 122 | 0.00403 | MV
149-AL1/24-ST1A 20.0 | 10.5 | 0.194 | 0.337 | 0.47 | ol | 149 | 0.00403 | MV
184-AL1/30-ST1A 20.0 | 10.75 | 0.1571 | 0.33 | 0.535 | ol | 184 | 0.00403 | MV
243-AL1/39-ST1A 20.0 | 11 | 0.1188 | 0.32 | 0.645 | ol | 243 | 0.00403 | MV
48-AL1/8-ST1A 110.0 | 8 | 0.5939 | 0.46 | 0.21 | ol | 48 | 0.00403 | HV
70-AL1/11-ST1A 110.0 | 8.4 | 0.4132 | 0.45 | 0.29 | ol | 70 | 0.00403 | HV
94-AL1/15-ST1A 110.0 | 8.65 | 0.306 | 0.44 | 0.35 | ol | 94 | 0.00403 | HV
122-AL1/20-ST1A 110.0 | 8.5 | 0.2376 | 0.43 | 0.41 | ol | 122 | 0.00403 | HV
149-AL1/24-ST1A 110.0 | 8.75 | 0.194 | 0.41 | 0.47 | ol | 149 | 0.00403 | HV
184-AL1/30-ST1A 110.0 | 8.8 | 0.1571 | 0.4 | 0.535 | ol | 184 | 0.00403 | HV
243-AL1/39-ST1A 110.0 | 9 | 0.1188 | 0.39 | 0.645 | ol | 243 | 0.00403 | HV
305-AL1/39-ST1A 110.0 | 9.2 | 0.0949 | 0.38 | 0.74 | ol | 305 | 0.00403 | HV
490-AL1/64-ST1A 110.0 | 9.75 | 0.059 | 0.37 | 0.96 | ol | 490 | 0.00403 | HV
679-AL1/86-ST1A 110.0 | 9.95 | 0.042 | 0.36 | 1.15 | ol | 679 | 0.00403 | HV
490-AL1/64-ST1A 220.0 | 10 | 0.059 | 0.285 | 0.96 | ol | 490 | 0.00403 | HV
679-AL1/86-ST1A 220.0 | 11.7 | 0.042 | 0.275 | 1.15 | ol | 679 | 0.00403 | HV
490-AL1/64-ST1A 380.0 | 11 | 0.059 | 0.253 | 0.96 | ol | 490 | 0.00403 | HV
679-AL1/86-ST1A 380.0 | 14.6 | 0.042 | 0.25 | 1.15 | ol | 679 | 0.00403 | HV

## trafo_std_types
| i0_percent | pfe_kw | vkr_percent | sn_mva | vn_lv_kv | vn_hv_kv | vk_percent | shift_degree | vector_group | tap_side | tap_neutral | tap_min | tap_max | tap_step_degree | tap_step_percent | tap_phase_shifter
160 MVA 380/110 kV | 0.06 | 60 | 0.25 | 160 | 110 | 380 | 12.2 | 0 | Yy0 | hv | 0 | -9 | 9 | 0 | 1.5 | FALSE
100 MVA 220/110 kV | 0.06 | 55 | 0.26 | 100 | 110 | 220 | 12 | 0 | Yy0 | hv | 0 | -9 | 9 | 0 | 1.5 | FALSE
63 MVA 110/20 kV | 0.04 | 22 | 0.32 | 63 | 20 | 110 | 18 | 150 | YNd5 | hv | 0 | -9 | 9 | 0 | 1.5 | FALSE
40 MVA 110/20 kV | 0.05 | 18 | 0.34 | 40 | 20 | 110 | 16.2 | 150 | YNd5 | hv | 0 | -9 | 9 | 0 | 1.5 | FALSE
25 MVA 110/20 kV | 0.07 | 14 | 0.41 | 25 | 20 | 110 | 12 | 150 | YNd5 | hv | 0 | -9 | 9 | 0 | 1.5 | FALSE
63 MVA 110/10 kV | 0.04 | 22 | 0.32 | 63 | 10 | 110 | 18 | 150 | YNd5 | hv | 0 | -9 | 9 | 0 | 1.5 | FALSE
40 MVA 110/10 kV | 0.05 | 18 | 0.34 | 40 | 10 | 110 | 16.2 | 150 | YNd5 | hv | 0 | -9 | 9 | 0 | 1.5 | FALSE
25 MVA 110/10 kV | 0.07 | 14 | 0.41 | 25 | 10 | 110 | 12 | 150 | YNd5 | hv | 0 | -9 | 9 | 0 | 1.5 | FALSE
0.25 MVA 20/0.4 kV | 0.32 | 0.8 | 1.44 | 0.25 | 0.4 | 20 | 6 | 150 | Yzn5 | hv | 0 | -2 | 2 | 0 | 2.5 | FALSE
0.4 MVA 20/0.4 kV | 0.3375 | 1.35 | 1.425 | 0.4 | 0.4 | 20 | 6 | 150 | Dyn5 | hv | 0 | -2 | 2 | 0 | 2.5 | FALSE
0.63 MVA 20/0.4 kV | 0.2619 | 1.65 | 1.206 | 0.63 | 0.4 | 20 | 6 | 150 | Dyn5 | hv | 0 | -2 | 2 | 0 | 2.5 | FALSE
0.25 MVA 10/0.4 kV | 0.24 | 0.6 | 1.2 | 0.25 | 0.4 | 10 | 4 | 150 | Dyn5 | hv | 0 | -2 | 2 | 0 | 2.5 | FALSE
0.4 MVA 10/0.4 kV | 0.2375 | 0.95 | 1.325 | 0.4 | 0.4 | 10 | 4 | 150 | Dyn5 | hv | 0 | -2 | 2 | 0 | 2.5 | FALSE
0.63 MVA 10/0.4 kV | 0.1873 | 1.18 | 1.0794 | 0.63 | 0.4 | 10 | 4 | 150 | Dyn5 | hv | 0 | -2 | 2 | 0 | 2.5 | FALSE

## trafo3w_std_types
| sn_hv_mva | sn_mv_mva | sn_lv_mva | vn_hv_kv | vn_mv_kv | vn_lv_kv | vk_hv_percent | vk_mv_percent | vk_lv_percent | vkr_hv_percent | vkr_mv_percent | vkr_lv_percent | pfe_kw | i0_percent | shift_mv_degree | shift_lv_degree | vector_group | tap_side | tap_neutral | tap_min | tap_max | tap_step_percent
63/25/38 MVA 110/20/10 kV | 63 | 25 | 38 | 110 | 20 | 10 | 10.4 | 10.4 | 10.4 | 0.28 | 0.32 | 0.35 | 35 | 0.89 | 0 | 0 | YN0yn0yn0 | hv | 0 | -10 | 10 | 1.2
63/25/38 MVA 110/10/10 kV | 63 | 25 | 38 | 110 | 10 | 10 | 10.4 | 10.4 | 10.4 | 0.28 | 0.32 | 0.35 | 35 | 0.89 | 0 | 0 | YN0yn0yn0 | hv | 0 | -10 | 10 | 1.2

## fuse_std_types
| fuse_type | i_rated_a | t_avg | t_min | t_total | x_avg | x_min | x_total
HV 100A | HV 100A | 100 | 0 | [10.0, 3.64, 0.854, 0.281, 0.1, 0.0531, 0.022, 0.01] | [10.0, 4.267, 1.21, 0.403, 0.1, 0.058, 0.022, 0.01] | 0 | [300.0, 350.0, 450.0, 550.0, 700.0, 850.0, 1200.0, 1752.0] | [600.0, 700.0, 900.0, 1150.0, 1665.0, 2000.0, 3000.0, 4313.0]
HV 10A | HV 10A | 10 | 0 | [10.0, 1675.0, 0.344, 0.156, 0.1, 0.0417, 0.0171, 0.01] | [10.0, 1.3, 0.3, 0.155, 0.1, 0.0555, 0.023, 0.01] | 0 | [30.0, 32.0, 35.0, 37.0, 39.0, 50.0, 70.0, 88.0] | [60.0, 70.0, 80.0, 87.0, 94.0, 110.0, 150.0, 216.0]
HV 125A | HV 125A | 125 | 0 | [10.0, 1.82, 0.344, 0.1, 0.0467, 0.0269, 0.01] | [10.0, 2.478, 0.426, 0.1, 0.0427, 0.0211, 0.01] | 0 | [375.0, 500.0, 700.0, 925.0, 1200.0, 1500.0, 2341.0] | [750.0, 1000.0, 1500.0, 2200.0, 3000.0, 4000.0, 5765.0]
HV 160A | HV 160A | 160 | 0 | [10.0, 4.15, 1.03, 0.198, 0.1, 0.051, 0.0172, 0.01] | [10.0, 2.3, 0.734, 0.274, 0.1, 0.046, 0.0177, 0.01] | 0 | [480.0, 550.0, 700.0, 1000.0, 1260.0, 1600.0, 2500.0, 3227.0] | [960.0, 1300.0, 1700.0, 2200.0, 2996.0, 4000.0, 6000.0, 7946.0]
HV 16A | HV 16A | 16 | 0 | [10.0, 0.352, 0.164, 0.1, 0.0649, 0.0342, 0.01] | [10.0, 2.34, 0.722, 0.181, 0.1, 0.055, 0.0296, 0.01] | 0 | [48.0, 60.0, 65.0, 71.0, 80.0, 100.0, 162.0] | [96.0, 110.0, 125.0, 150.0, 168.0, 200.0, 250.0, 398.0]
HV 200A | HV 200A | 200 | 0 | [10.0, 4.267, 1.21, 0.403, 0.1, 0.058, 0.022, 0.01] | [10.0, 3.73, 1.654, 0.328, 0.1, 0.0531, 0.019, 0.01] | 0 | [600.0, 700.0, 900.0, 1150.0, 1665.0, 2000.0, 3000.0, 4313.0] | [1200.0, 1500.0, 1800.0, 2700.0, 3960.0, 5000.0, 7500.0, 10620.0]
HV 20A | HV 20A | 20 | 0 | [10.0, 1.3, 0.3, 0.155, 0.1, 0.0555, 0.023, 0.01] | [10.0, 1.3, 0.161, 0.1, 0.0611, 0.0399, 0.0141, 0.01] | 0 | [60.0, 70.0, 80.0, 87.0, 94.0, 110.0, 150.0, 216.0] | [120.0, 150.0, 200.0, 223.0, 260.0, 300.0, 450.0, 532.0]
HV 25A | HV 25A | 25 | 0 | [10.0, 2.512, 0.833, 0.299, 0.1, 0.0372, 0.0223, 0.01] | [10.0, 3.125, 0.597, 0.198, 0.1, 0.0378, 0.022, 0.01] | 0 | [75.0, 82.0, 90.0, 100.0, 124.0, 170.0, 200.0, 289.0] | [150.0, 170.0, 210.0, 250.0, 294.0, 400.0, 500.0, 711.0]
HV 31.5A | HV 31.5A | 31.5 | 0 | [10.0, 2.34, 0.722, 0.181, 0.1, 0.055, 0.0296, 0.01] | [10.0, 2.84, 0.368, 0.164, 0.1, 0.0621, 0.0378, 0.0195, 0.01] | 0 | [95.0, 110.0, 125.0, 150.0, 165.0, 200.0, 250.0, 390.0] | [189.0, 220.0, 300.0, 350.0, 393.0, 450.0, 530.0, 700.0, 960.0]
HV 40A | HV 40A | 40 | 0 | [10.0, 1.3, 0.161, 0.1, 0.0611, 0.0399, 0.0141, 0.01] | [10.0, 2.05, 0.369, 0.198, 0.1, 0.051, 0.0298, 0.01] | 0 | [120.0, 150.0, 200.0, 223.0, 260.0, 300.0, 450.0, 532.0] | [240.0, 300.0, 400.0, 450.0, 530.0, 650.0, 800.0, 1311.0]
HV 50A | HV 50A | 50 | 0 | [10.0, 3.215, 0.597, 0.198, 0.1, 0.0378, 0.022, 0.01] | [10.0, 3.64, 0.854, 0.281, 0.1, 0.0531, 0.022, 0.01] | 0 | [150.0, 170.0, 210.0, 250.0, 294.0, 400.0, 500.0, 711.0] | [300.0, 350.0, 450.0, 550.0, 700.0, 850.0, 1200.0, 1752.0]
HV 6.3A | HV 6.3A | 6.3 | 0 | [10.0, 1.39, 0.344, 0.168, 0.1, 0.056, 0.0263, 0.01] | [10.0, 1.711, 0.516, 0.198, 0.1, 0.0634, 0.0303, 0.01] | 0 | [19.0, 19.5, 20.4, 20.8, 22.0, 25.0, 32.0, 48.0] | [38.0, 40.0, 43.0, 48.0, 53.0, 60.0, 75.0, 118.0]
HV 63A | HV 63A | 63 | 0 | [10.0, 2.84, 0.368, 0.164, 0.1, 0.0621, 0.0378, 0.0195, 0.01] | [10.0, 1.82, 0.344, 0.1, 0.0467, 0.0269, 0.01] | 0 | [189.0, 220.0, 300.0, 350.0, 393.0, 450.0, 530.0, 700.0, 961.0] | [378.0, 500.0, 700.0, 934.0, 1200.0, 1500.0, 2366.0]
HV 80A | HV 80A | 80 | 0 | [10.0, 2.05, 0.369, 0.198, 0.1, 0.051, 0.0298, 0.01] | [10.0, 4.15, 1.03, 0.198, 0.1, 0.051, 0.0172, 0.01] | 0 | [240.0, 300.0, 400.0, 450.0, 530.0, 650.0, 800.0, 1311.0] | [480.0, 550.0, 700.0, 1000.0, 1260.0, 1600.0, 2500.0, 3227.0]
Siemens NH-1-100 | Siemens NH-1-100 | 100 | [5400.0, 2000.0, 400.0, 20.0, 1.0, 0.2, 0.012, 0.004] | 0 | 0 | [150.0, 190.0, 250.0, 430.0, 900.0, 1250.0, 2700.0, 3600.0] | 0 | 0
Siemens NH-1-125 | Siemens NH-1-125 | 125 | [4800.0, 120.0, 7.0, 0.1, 0.004] | 0 | 0 | [180.0, 400.0, 740.0, 2000.0, 4250.0] | 0 | 0
Siemens NH-1-16 | Siemens NH-1-16 | 16 | [4000.0, 400.0, 2.0, 0.1, 0.04, 0.01] | 0 | 0 | [26.0, 35.0, 75.0, 150.0, 200.0, 300.0] | 0 | 0
Siemens NH-1-160 | Siemens NH-1-160 | 160 | [4800.0, 120.0, 7.0, 0.1, 0.004] | 0 | 0 | [210.0, 500.0, 900.0, 2300.0, 5000.0] | 0 | 0
Siemens NH-1-25 | Siemens NH-1-25 | 25 | [4000.0, 1000.0, 10.0, 0.2, 0.02, 0.01] | 0 | 0 | [40.0, 50.0, 100.0, 210.0, 400.0, 500.0] | 0 | 0
Siemens NH-1-50 | Siemens NH-1-50 | 50 | [4000.0, 40.0, 4.0, 1.0, 0.02, 0.01] | 0 | 0 | [86.0, 200.0, 300.0, 400.0, 1000.0, 1280.0] | 0 | 0
Siemens NH-1-63 | Siemens NH-1-63 | 63 | [4000.0, 100.0, 10.0, 2.0, 0.04, 0.01] | 0 | 0 | [100.0, 200.0, 300.0, 400.0, 1000.0, 1500.0] | 0 | 0
Siemens NH-1-80 | Siemens NH-1-80 | 80 | [4800.0, 120.0, 7.0, 0.1, 0.01] | 0 | 0 | [150.58, 250.0, 450.0, 1150.0, 2470.0] | 0 | 0
Siemens NH-2-1000 | Siemens NH-2-1000 | 1000 | [4800.0, 120.0, 7.0, 0.1, 0.004] | 0 | 0 | [1900.0, 3500.0, 8400.0, 24000.0, 52000.0] | 0 | 0
Siemens NH-2-200 | Siemens NH-2-200 | 200 | [4800.0, 120.0, 7.0, 0.1, 0.004] | 0 | 0 | [280.0, 650.0, 1200.0, 3000.0, 7000.0] | 0 | 0
Siemens NH-2-224 | Siemens NH-2-224 | 224 | [4800.0, 120.0, 7.0, 0.2, 0.04, 0.004] | 0 | 0 | [400.0, 750.0, 1453.0, 3025.0, 4315.0, 7600.0] | 0 | 0
Siemens NH-2-250 | Siemens NH-2-250 | 250 | [4800.0, 120.0, 7.0, 0.1, 0.004] | 0 | 0 | [450.0, 800.0, 1650.0, 4000.0, 8500.0] | 0 | 0
Siemens NH-2-315 | Siemens NH-2-315 | 315 | [4800.0, 120.0, 7.0, 0.1, 0.004] | 0 | 0 | [550.0, 920.0, 1900.0, 5000.0, 11000.0] | 0 | 0
Siemens NH-2-355 | Siemens NH-2-355 | 355 | [4800.0, 120.0, 6.0, 0.1, 0.004] | 0 | 0 | [650.0, 1116.27, 2350.0, 5840.0, 12790.0] | 0 | 0
Siemens NH-2-400 | Siemens NH-2-400 | 400 | [4800.0, 120.0, 7.0, 0.1, 0.004] | 0 | 0 | [720.0, 1350.0, 2800.0, 6500.0, 15000.0] | 0 | 0
Siemens NH-2-425 | Siemens NH-2-425 | 425 | [4800.0, 120.0, 7.0, 0.1, 0.004] | 0 | 0 | [850.0, 1500.0, 3050.0, 7500.0, 16500.0] | 0 | 0
Siemens NH-2-630 | Siemens NH-2-630 | 630 | [4800.0, 120.0, 7.0, 0.1, 0.004] | 0 | 0 | [1200.0, 2000.0, 4800.0, 12000.0, 26000.0] | 0 | 0

## dtypes
| element | column | dtype
0 | bus | name | object
1 | bus | vn_kv | float64
2 | bus | type | object
3 | bus | zone | object
4 | bus | in_service | bool
5 | load | name | object
6 | load | bus | uint32
7 | load | p_mw | float64
8 | load | q_mvar | float64
9 | load | const_z_percent | float64
10 | load | const_i_percent | float64
11 | load | sn_mva | float64
12 | load | scaling | float64
13 | load | in_service | bool
14 | load | type | object
15 | ext_grid | name | object
16 | ext_grid | bus | uint32
17 | ext_grid | vm_pu | float64
18 | ext_grid | va_degree | float64
19 | ext_grid | slack_weight | float64
20 | ext_grid | in_service | bool
21 | line | name | object
22 | line | std_type | object
23 | line | from_bus | uint32
24 | line | to_bus | uint32
25 | line | length_km | float64
26 | line | r_ohm_per_km | float64
27 | line | x_ohm_per_km | float64
28 | line | c_nf_per_km | float64
29 | line | g_us_per_km | float64
30 | line | max_i_ka | float64
31 | line | df | float64
32 | line | parallel | uint32
33 | line | type | object
34 | line | in_service | bool
35 | trafo | name | object
36 | trafo | std_type | object
37 | trafo | hv_bus | uint32
38 | trafo | lv_bus | uint32
39 | trafo | sn_mva | float64
40 | trafo | vn_hv_kv | float64
41 | trafo | vn_lv_kv | float64
42 | trafo | vk_percent | float64
43 | trafo | vkr_percent | float64
44 | trafo | pfe_kw | float64
45 | trafo | i0_percent | float64
46 | trafo | shift_degree | float64
47 | trafo | tap_side | object
48 | trafo | tap_neutral | int32
49 | trafo | tap_min | int32
50 | trafo | tap_max | int32
51 | trafo | tap_step_percent | float64
52 | trafo | tap_step_degree | float64
53 | trafo | tap_pos | int32
54 | trafo | tap_phase_shifter | bool
55 | trafo | parallel | uint32
56 | trafo | df | float64
57 | trafo | in_service | bool
58 | line_geodata | coords | object
59 | bus_geodata | x | float64
60 | bus_geodata | y | float64
61 | bus_geodata | coords | object

## parameters
| version | format_version | converged | OPF_converged | name | f_hz | sn_mva
0 | 2.14.6 | 2.14.0 | FALSE | FALSE |  | 50 | 1