## bus
| name | vn_kv | type | zone | in_service
0 | bus_LV_5606-15_0_3_node_0 | 0.4 | n |  | TRUE
1 | bus_LV_5606-15_0_3_node_1 | 0.4 | n |  | TRUE
2 | bus_LV_5606-15_0_3_node_3 | 0.4 | n |  | TRUE
3 | bus_LV_5606-15_0_3_node_116 | 0.4 | n |  | TRUE
4 | bus_LV_5606-15_0_3_node_67 | 0.4 | n |  | TRUE
5 | bus_LV_5606-15_0_3_node_101 | 0.4 | n |  | TRUE
6 | bus_LV_5606-15_0_3_node_66 | 0.4 | n |  | TRUE
7 | bus_LV_5606-15_0_3_node_39 | 0.4 | n |  | TRUE
8 | bus_LV_5606-15_0_3_node_117 | 0.4 | n |  | TRUE
9 | bus_LV_5606-15_0_3_node_4 | 0.4 | n |  | TRUE
10 | bus_LV_5606-15_0_3_node_5 | 0.4 | n |  | TRUE
11 | bus_LV_5606-15_0_3_node_6 | 0.4 | n |  | TRUE
12 | bus_LV_5606-15_0_3_node_7 | 0.4 | n |  | TRUE
13 | bus_LV_5606-15_0_3_node_8 | 0.4 | n |  | TRUE
14 | bus_LV_5606-15_0_3_node_9 | 0.4 | n |  | TRUE
15 | bus_LV_5606-15_0_3_node_10 | 0.4 | n |  | TRUE
16 | bus_LV_5606-15_0_3_node_12 | 0.4 | n |  | TRUE
17 | bus_LV_5606-15_0_3_node_11 | 0.4 | n |  | TRUE
18 | bus_LV_5606-15_0_3_node_156 | 0.4 | n |  | TRUE
19 | bus_LV_5606-15_0_3_node_122 | 0.4 | n |  | TRUE
20 | bus_LV_5606-15_0_3_node_154 | 0.4 | n |  | TRUE
21 | bus_LV_5606-15_0_3_node_157 | 0.4 | n |  | TRUE
22 | bus_LV_5606-15_0_3_node_155 | 0.4 | n |  | TRUE
23 | bus_LV_5606-15_0_3_node_153 | 0.4 | n |  | TRUE
24 | bus_LV_5606-15_0_3_node_118 | 0.4 | n |  | TRUE
25 | bus_LV_5606-15_0_3_node_110 | 0.4 | n |  | TRUE
26 | bus_LV_5606-15_0_3_node_160 | 0.4 | n |  | TRUE
27 | bus_LV_5606-15_0_3_node_108 | 0.4 | n |  | TRUE
28 | bus_LV_5606-15_0_3_node_44 | 0.4 | n |  | TRUE
29 | bus_LV_5606-15_0_3_node_106 | 0.4 | n |  | TRUE
30 | bus_LV_5606-15_0_3_node_13 | 0.4 | n |  | TRUE
31 | bus_LV_5606-15_0_3_node_15 | 0.4 | n |  | TRUE
32 | bus_LV_5606-15_0_3_node_19 | 0.4 | n |  | TRUE
33 | bus_LV_5606-15_0_3_node_17 | 0.4 | n |  | TRUE
34 | bus_LV_5606-15_0_3_node_18 | 0.4 | n |  | TRUE
35 | bus_LV_5606-15_0_3_node_134 | 0.4 | n |  | TRUE
36 | bus_LV_5606-15_0_3_node_137 | 0.4 | n |  | TRUE
37 | bus_LV_5606-15_0_3_node_113 | 0.4 | n |  | TRUE
38 | bus_LV_5606-15_0_3_node_20 | 0.4 | n |  | TRUE
39 | bus_LV_5606-15_0_3_node_130 | 0.4 | n |  | TRUE
40 | bus_LV_5606-15_0_3_node_22 | 0.4 | n |  | TRUE
41 | bus_LV_5606-15_0_3_node_80 | 0.4 | n |  | TRUE
42 | bus_LV_5606-15_0_3_node_127 | 0.4 | n |  | TRUE
43 | bus_LV_5606-15_0_3_node_23 | 0.4 | n |  | TRUE
44 | bus_LV_5606-15_0_3_node_24 | 0.4 | n |  | TRUE
45 | bus_LV_5606-15_0_3_node_58 | 0.4 | n |  | TRUE
46 | bus_LV_5606-15_0_3_node_29 | 0.4 | n |  | TRUE
47 | bus_LV_5606-15_0_3_node_54 | 0.4 | n |  | TRUE
48 | bus_LV_5606-15_0_3_node_25 | 0.4 | n |  | TRUE
49 | bus_LV_5606-15_0_3_node_121 | 0.4 | n |  | TRUE
50 | bus_LV_5606-15_0_3_node_123 | 0.4 | n |  | TRUE
51 | bus_LV_5606-15_0_3_node_124 | 0.4 | n |  | TRUE
52 | bus_LV_5606-15_0_3_node_136 | 0.4 | n |  | TRUE
53 | bus_LV_5606-15_0_3_node_132 | 0.4 | n |  | TRUE
54 | bus_LV_5606-15_0_3_node_85 | 0.4 | n |  | TRUE
55 | bus_LV_5606-15_0_3_node_91 | 0.4 | n |  | TRUE
56 | bus_LV_5606-15_0_3_node_120 | 0.4 | n |  | TRUE
57 | bus_LV_5606-15_0_3_node_60 | 0.4 | n |  | TRUE
58 | bus_LV_5606-15_0_3_node_59 | 0.4 | n |  | TRUE
59 | bus_LV_5606-15_0_3_node_86 | 0.4 | n |  | TRUE
60 | bus_LV_5606-15_0_3_node_78 | 0.4 | n |  | TRUE
61 | bus_LV_5606-15_0_3_node_81 | 0.4 | n |  | TRUE
62 | bus_LV_5606-15_0_3_node_76 | 0.4 | n |  | TRUE
63 | bus_LV_5606-15_0_3_node_96 | 0.4 | n |  | TRUE
64 | bus_LV_5606-15_0_3_node_93 | 0.4 | n |  | TRUE
65 | bus_LV_5606-15_0_3_node_82 | 0.4 | n |  | TRUE
66 | bus_LV_5606-15_0_3_node_97 | 0.4 | n |  | TRUE
67 | bus_LV_5606-15_0_3_node_83 | 0.4 | n |  | TRUE
68 | bus_LV_5606-15_0_3_node_84 | 0.4 | n |  | TRUE
69 | bus_LV_5606-15_0_3_node_87 | 0.4 | n |  | TRUE
70 | bus_LV_5606-15_0_3_node_100 | 0.4 | n |  | TRUE
71 | bus_LV_5606-15_0_3_node_126 | 0.4 | n |  | TRUE
72 | bus_LV_5606-15_0_3_node_111 | 0.4 | n |  | TRUE
73 | bus_LV_5606-15_0_3_node_57 | 0.4 | n |  | TRUE
74 | bus_LV_5606-15_0_3_node_139 | 0.4 | n |  | TRUE
75 | bus_LV_5606-15_0_3_node_65 | 0.4 | n |  | TRUE
76 | bus_LV_5606-15_0_3_node_52 | 0.4 | n |  | TRUE
77 | bus_LV_5606-15_0_3_node_61 | 0.4 | n |  | TRUE
78 | bus_LV_5606-15_0_3_node_26 | 0.4 | n |  | TRUE
79 | bus_LV_5606-15_0_3_node_27 | 0.4 | n |  | TRUE
80 | bus_LV_5606-15_0_3_node_28 | 0.4 | n |  | TRUE
81 | bus_LV_5606-15_0_3_node_30 | 0.4 | n |  | TRUE
82 | bus_LV_5606-15_0_3_node_129 | 0.4 | n |  | TRUE
83 | bus_LV_5606-15_0_3_node_41 | 0.4 | n |  | TRUE
84 | bus_LV_5606-15_0_3_node_35 | 0.4 | n |  | TRUE
85 | bus_LV_5606-15_0_3_node_140 | 0.4 | n |  | TRUE
86 | bus_LV_5606-15_0_3_node_64 | 0.4 | n |  | TRUE
87 | bus_LV_5606-15_0_3_node_45 | 0.4 | n |  | TRUE
88 | bus_LV_5606-15_0_3_node_128 | 0.4 | n |  | TRUE
89 | bus_LV_5606-15_0_3_node_56 | 0.4 | n |  | TRUE
90 | bus_LV_5606-15_0_3_node_55 | 0.4 | n |  | TRUE
91 | bus_LV_5606-15_0_3_node_42 | 0.4 | n |  | TRUE
92 | bus_LV_5606-15_0_3_node_31 | 0.4 | n |  | TRUE
93 | bus_LV_5606-15_0_3_node_32 | 0.4 | n |  | TRUE
94 | bus_LV_5606-15_0_3_node_33 | 0.4 | n |  | TRUE
95 | bus_LV_5606-15_0_3_node_34 | 0.4 | n |  | TRUE
96 | bus_LV_5606-15_0_3_node_36 | 0.4 | n |  | TRUE
97 | bus_LV_5606-15_0_3_node_37 | 0.4 | n |  | TRUE
98 | bus_LV_5606-15_0_3_node_38 | 0.4 | n |  | TRUE
99 | bus_LV_5606-15_0_3_node_40 | 0.4 | n |  | TRUE
100 | bus_LV_5606-15_0_3_node_47 | 0.4 | n |  | TRUE
101 | bus_LV_5606-15_0_3_node_103 | 0.4 | n |  | TRUE
102 | bus_LV_5606-15_0_3_node_49 | 0.4 | n |  | TRUE
103 | bus_LV_5606-15_0_3_node_104 | 0.4 | n |  | TRUE
104 | bus_LV_5606-15_0_3_node_43 | 0.4 | n |  | TRUE
105 | bus_LV_5606-15_0_3_node_138 | 0.4 | n |  | TRUE
106 | bus_LV_5606-15_0_3_node_46 | 0.4 | n |  | TRUE
107 | bus_LV_5606-15_0_3_node_48 | 0.4 | n |  | TRUE
108 | bus_LV_5606-15_0_3_node_50 | 0.4 | n |  | TRUE
109 | bus_LV_5606-15_0_3_node_158 | 0.4 | n |  | TRUE
110 | bus_LV_5606-15_0_3_node_62 | 0.4 | n |  | TRUE
111 | bus_LV_5606-15_0_3_node_63 | 0.4 | n |  | TRUE
112 | bus_LV_5606-15_0_3_node_51 | 0.4 | n |  | TRUE
113 | bus_LV_5606-15_0_3_node_68 | 0.4 | n |  | TRUE
114 | bus_LV_5606-15_0_3_node_69 | 0.4 | n |  | TRUE
115 | bus_LV_5606-15_0_3_node_102 | 0.4 | n |  | TRUE
116 | bus_LV_5606-15_0_3_node_73 | 0.4 | n |  | TRUE
117 | bus_LV_5606-15_0_3_node_112 | 0.4 | n |  | TRUE
118 | bus_LV_5606-15_0_3_node_70 | 0.4 | n |  | TRUE
119 | bus_LV_5606-15_0_3_node_71 | 0.4 | n |  | TRUE
120 | bus_LV_5606-15_0_3_node_72 | 0.4 | n |  | TRUE
121 | bus_LV_5606-15_0_3_node_74 | 0.4 | n |  | TRUE
122 | bus_LV_5606-15_0_3_node_75 | 0.4 | n |  | TRUE
123 | bus_LV_5606-15_0_3_node_105 | 0.4 | n |  | TRUE
124 | bus_LV_5606-15_0_3_node_77 | 0.4 | n |  | TRUE
125 | bus_LV_5606-15_0_3_node_79 | 0.4 | n |  | TRUE
126 | bus_LV_5606-15_0_3_node_152 | 0.4 | n |  | TRUE
127 | bus_LV_5606-15_0_3_node_159 | 0.4 | n |  | TRUE
128 | bus_LV_5606-15_0_3_node_151 | 0.4 | n |  | TRUE
129 | bus_LV_5606-15_0_3_node_150 | 0.4 | n |  | TRUE
130 | bus_LV_5606-15_0_3_node_94 | 0.4 | n |  | TRUE
131 | bus_LV_5606-15_0_3_node_98 | 0.4 | n |  | TRUE
132 | bus_LV_5606-15_0_3_node_99 | 0.4 | n |  | TRUE
133 | bus_LV_5606-15_0_3_node_88 | 0.4 | n |  | TRUE
134 | bus_LV_5606-15_0_3_node_89 | 0.4 | n |  | TRUE
135 | bus_LV_5606-15_0_3_node_90 | 0.4 | n |  | TRUE
136 | bus_LV_5606-15_0_3_node_92 | 0.4 | n |  | TRUE
137 | bus_LV_5606-15_0_3_node_95 | 0.4 | n |  | TRUE
138 | bus_LV_5606-15_0_3_node_145 | 0.4 | n |  | TRUE
139 | bus_LV_5606-15_0_3_node_147 | 0.4 | n |  | TRUE
140 | bus_LV_5606-15_0_3_node_144 | 0.4 | n |  | TRUE
141 | bus_LV_5606-15_0_3_node_149 | 0.4 | n |  | TRUE
142 | bus_LV_5606-15_0_3_node_114 | 0.4 | n |  | TRUE
143 | bus_LV_5606-15_0_3_node_115 | 0.4 | n |  | TRUE
144 | bus_LV_5606-15_0_3_node_107 | 0.4 | n |  | TRUE
145 | bus_LV_5606-15_0_3_node_109 | 0.4 | n |  | TRUE
146 | bus_LV_5606-15_0_3_node_119 | 0.4 | n |  | TRUE
147 | bus_LV_5606-15_0_3_node_125 | 0.4 | n |  | TRUE
148 | bus_LV_5606-15_0_3_node_135 | 0.4 | n |  | TRUE
149 | bus_LV_5606-15_0_3_node_133 | 0.4 | n |  | TRUE
150 | bus_LV_5606-15_0_3_node_131 | 0.4 | n |  | TRUE
151 | bus_LV_5606-15_0_3_node_141 | 0.4 | n |  | TRUE
152 | bus_LV_5606-15_0_3_node_142 | 0.4 | n |  | TRUE
153 | bus_LV_5606-15_0_3_node_143 | 0.4 | n |  | TRUE
154 | bus_LV_5606-15_0_3_node_146 | 0.4 | n |  | TRUE
155 | bus_LV_5606-15_0_3_node_148 | 0.4 | n |  | TRUE
156 | bus_MV_620_0_node_32 | 20 | n |  | TRUE

## load
| name | bus | p_mw | q_mvar | const_z_percent | const_i_percent | sn_mva | scaling | in_service | type
0 | LV_5606-15_0_3_load_0 | 0 | 0.012599 | 0.0031575 | 0 | 0 |  | 1 | TRUE | wye
1 | LV_5606-15_0_3_load_3 | 2 | 0.0030546 | 0.00076555 | 0 | 0 |  | 1 | TRUE | wye
2 | LV_5606-15_0_3_load_116 | 3 | 0.0014676 | 0.00036781 | 0 | 0 |  | 1 | TRUE | wye
3 | LV_5606-15_0_3_load_67 | 4 | 0.0024991 | 0.00062633 | 0 | 0 |  | 1 | TRUE | wye
4 | LV_5606-15_0_3_load_66 | 6 | 0.00066985 | 0.00016788 | 0 | 0 |  | 1 | TRUE | wye
5 | LV_5606-15_0_3_load_39 | 7 | 0.00029706 | 7.4449e-05 | 0 | 0 |  | 1 | TRUE | wye
6 | LV_5606-15_0_3_load_4 | 9 | 0.0070971 | 0.0017787 | 0 | 0 |  | 1 | TRUE | wye
7 | LV_5606-15_0_3_load_5 | 10 | 0.0023191 | 0.00058122 | 0 | 0 |  | 1 | TRUE | wye
8 | LV_5606-15_0_3_load_6 | 11 | 0.0062711 | 0.0015717 | 0 | 0 |  | 1 | TRUE | wye
9 | LV_5606-15_0_3_load_10 | 15 | 0.0010644 | 0.00026677 | 0 | 0 |  | 1 | TRUE | wye
10 | LV_5606-15_0_3_load_12 | 16 | 0.001486 | 0.00037242 | 0 | 0 |  | 1 | TRUE | wye
11 | LV_5606-15_0_3_load_156 | 18 | 0.010504 | 0.0026325 | 0 | 0 |  | 1 | TRUE | wye
12 | LV_5606-15_0_3_load_122 | 19 | 0.0030736 | 0.00077032 | 0 | 0 |  | 1 | TRUE | wye
13 | LV_5606-15_0_3_load_154 | 20 | 0.0035609 | 0.00089244 | 0 | 0 |  | 1 | TRUE | wye
14 | LV_5606-15_0_3_load_155 | 22 | 0.011215 | 0.0028106 | 0 | 0 |  | 1 | TRUE | wye
15 | LV_5606-15_0_3_load_153 | 23 | 0.069613 | 0.017447 | 0 | 0 |  | 1 | TRUE | wye
16 | LV_5606-15_0_3_load_118 | 24 | 0.003964 | 0.00099346 | 0 | 0 |  | 1 | TRUE | wye
17 | LV_5606-15_0_3_load_160 | 26 | 0.002969 | 0.00074411 | 0 | 0 |  | 1 | TRUE | wye
18 | LV_5606-15_0_3_load_106 | 29 | 0.0016332 | 0.00040933 | 0 | 0 |  | 1 | TRUE | wye
19 | LV_5606-15_0_3_load_13 | 30 | 0.0013158 | 0.00032977 | 0 | 0 |  | 1 | TRUE | wye
20 | LV_5606-15_0_3_load_137 | 36 | 0.00054873 | 0.00013752 | 0 | 0 |  | 1 | TRUE | wye
21 | LV_5606-15_0_3_load_113 | 37 | 0.0021226 | 0.00053197 | 0 | 0 |  | 1 | TRUE | wye
22 | LV_5606-15_0_3_load_130 | 39 | 0.0027673 | 0.00069356 | 0 | 0 |  | 1 | TRUE | wye
23 | LV_5606-15_0_3_load_127 | 42 | 0.0037407 | 0.00093752 | 0 | 0 |  | 1 | TRUE | wye
24 | LV_5606-15_0_3_load_58 | 45 | 0.001076 | 0.00026966 | 0 | 0 |  | 1 | TRUE | wye
25 | LV_5606-15_0_3_load_54 | 47 | 0.0015424 | 0.00038655 | 0 | 0 |  | 1 | TRUE | wye
26 | LV_5606-15_0_3_load_123 | 50 | 0.00032585 | 8.1665e-05 | 0 | 0 |  | 1 | TRUE | wye
27 | LV_5606-15_0_3_load_124 | 51 | 0.00056641 | 0.00014196 | 0 | 0 |  | 1 | TRUE | wye
28 | LV_5606-15_0_3_load_136 | 52 | 0.00049059 | 0.00012295 | 0 | 0 |  | 1 | TRUE | wye
29 | LV_5606-15_0_3_load_132 | 53 | 0.00017228 | 4.3177e-05 | 0 | 0 |  | 1 | TRUE | wye
30 | LV_5606-15_0_3_load_91 | 55 | 0.00095285 | 0.00023881 | 0 | 0 |  | 1 | TRUE | wye
31 | LV_5606-15_0_3_load_120 | 56 | 0.0028879 | 0.00072377 | 0 | 0 |  | 1 | TRUE | wye
32 | LV_5606-15_0_3_load_60 | 57 | 0.0012101 | 0.00030327 | 0 | 0 |  | 1 | TRUE | wye
33 | LV_5606-15_0_3_load_76 | 62 | 0.0017348 | 0.00043477 | 0 | 0 |  | 1 | TRUE | wye
34 | LV_5606-15_0_3_load_93 | 64 | 0.00504 | 0.0012631 | 0 | 0 |  | 1 | TRUE | wye
35 | LV_5606-15_0_3_load_97 | 66 | 0.001058 | 0.00026516 | 0 | 0 |  | 1 | TRUE | wye
36 | LV_5606-15_0_3_load_100 | 70 | 0.00081431 | 0.00020409 | 0 | 0 |  | 1 | TRUE | wye
37 | LV_5606-15_0_3_load_126 | 71 | 0.0010304 | 0.00025825 | 0 | 0 |  | 1 | TRUE | wye
38 | LV_5606-15_0_3_load_111 | 72 | 0.00092317 | 0.00023137 | 0 | 0 |  | 1 | TRUE | wye
39 | LV_5606-15_0_3_load_57 | 73 | 0.0025824 | 0.0006472 | 0 | 0 |  | 1 | TRUE | wye
40 | LV_5606-15_0_3_load_139 | 74 | 0.0033856 | 0.00084852 | 0 | 0 |  | 1 | TRUE | wye
41 | LV_5606-15_0_3_load_65 | 75 | 0.0028789 | 0.00072151 | 0 | 0 |  | 1 | TRUE | wye
42 | LV_5606-15_0_3_load_52 | 76 | 0.001363 | 0.00034159 | 0 | 0 |  | 1 | TRUE | wye
43 | LV_5606-15_0_3_load_61 | 77 | 0.00061606 | 0.0001544 | 0 | 0 |  | 1 | TRUE | wye
44 | LV_5606-15_0_3_load_26 | 78 | 0.00093062 | 0.00023323 | 0 | 0 |  | 1 | TRUE | wye
45 | LV_5606-15_0_3_load_129 | 82 | 0.0016213 | 0.00040633 | 0 | 0 |  | 1 | TRUE | wye
46 | LV_5606-15_0_3_load_41 | 83 | 0.0021516 | 0.00053924 | 0 | 0 |  | 1 | TRUE | wye
47 | LV_5606-15_0_3_load_140 | 85 | 0.0048064 | 0.0012046 | 0 | 0 |  | 1 | TRUE | wye
48 | LV_5606-15_0_3_load_64 | 86 | 0.0038248 | 0.00095858 | 0 | 0 |  | 1 | TRUE | wye
49 | LV_5606-15_0_3_load_128 | 88 | 0.046974 | 0.011773 | 0 | 0 |  | 1 | TRUE | wye
50 | LV_5606-15_0_3_load_56 | 89 | 0.030351 | 0.0076067 | 0 | 0 |  | 1 | TRUE | wye
51 | LV_5606-15_0_3_load_55 | 90 | 0.0035149 | 0.00088092 | 0 | 0 |  | 1 | TRUE | wye
52 | LV_5606-15_0_3_load_42 | 91 | 0.0055839 | 0.0013995 | 0 | 0 |  | 1 | TRUE | wye
53 | LV_5606-15_0_3_load_31 | 92 | 0.0010191 | 0.0002554 | 0 | 0 |  | 1 | TRUE | wye
54 | LV_5606-15_0_3_load_32 | 93 | 0.0037766 | 0.00094649 | 0 | 0 |  | 1 | TRUE | wye
55 | LV_5606-15_0_3_load_33 | 94 | 0.0010732 | 0.00026896 | 0 | 0 |  | 1 | TRUE | wye
56 | LV_5606-15_0_3_load_36 | 96 | 0.00052972 | 0.00013276 | 0 | 0 |  | 1 | TRUE | wye
57 | LV_5606-15_0_3_load_37 | 97 | 0.00034194 | 8.5699e-05 | 0 | 0 |  | 1 | TRUE | wye
58 | LV_5606-15_0_3_load_38 | 98 | 0.0040708 | 0.0010202 | 0 | 0 |  | 1 | TRUE | wye
59 | LV_5606-15_0_3_load_103 | 101 | 0.0014874 | 0.00037277 | 0 | 0 |  | 1 | TRUE | wye
60 | LV_5606-15_0_3_load_104 | 103 | 0.00053732 | 0.00013467 | 0 | 0 |  | 1 | TRUE | wye
61 | LV_5606-15_0_3_load_43 | 104 | 0.0021233 | 0.00053216 | 0 | 0 |  | 1 | TRUE | wye
62 | LV_5606-15_0_3_load_138 | 105 | 0.010957 | 0.0027462 | 0 | 0 |  | 1 | TRUE | wye
63 | LV_5606-15_0_3_load_46 | 106 | 0.0017325 | 0.00043421 | 0 | 0 |  | 1 | TRUE | wye
64 | LV_5606-15_0_3_load_50 | 108 | 0.00096331 | 0.00024143 | 0 | 0 |  | 1 | TRUE | wye
65 | LV_5606-15_0_3_load_158 | 109 | 0.0014293 | 0.00035822 | 0 | 0 |  | 1 | TRUE | wye
66 | LV_5606-15_0_3_load_62 | 110 | 0.00066572 | 0.00016685 | 0 | 0 |  | 1 | TRUE | wye
67 | LV_5606-15_0_3_load_63 | 111 | 0.00045193 | 0.00011326 | 0 | 0 |  | 1 | TRUE | wye
68 | LV_5606-15_0_3_load_51 | 112 | 0.0039432 | 0.00098827 | 0 | 0 |  | 1 | TRUE | wye
69 | LV_5606-15_0_3_load_68 | 113 | 0.00060311 | 0.00015115 | 0 | 0 |  | 1 | TRUE | wye
70 | LV_5606-15_0_3_load_102 | 115 | 0.0019916 | 0.00049913 | 0 | 0 |  | 1 | TRUE | wye
71 | LV_5606-15_0_3_load_73 | 116 | 0.0053365 | 0.0013375 | 0 | 0 |  | 1 | TRUE | wye
72 | LV_5606-15_0_3_load_112 | 117 | 0.0005293 | 0.00013265 | 0 | 0 |  | 1 | TRUE | wye
73 | LV_5606-15_0_3_load_70 | 118 | 0.0016068 | 0.00040271 | 0 | 0 |  | 1 | TRUE | wye
74 | LV_5606-15_0_3_load_71 | 119 | 0.002942 | 0.00073733 | 0 | 0 |  | 1 | TRUE | wye
75 | LV_5606-15_0_3_load_72 | 120 | 0.00071493 | 0.00017918 | 0 | 0 |  | 1 | TRUE | wye
76 | LV_5606-15_0_3_load_74 | 121 | 0.00023883 | 5.9857e-05 | 0 | 0 |  | 1 | TRUE | wye
77 | LV_5606-15_0_3_load_75 | 122 | 0.0024672 | 0.00061834 | 0 | 0 |  | 1 | TRUE | wye
78 | LV_5606-15_0_3_load_105 | 123 | 0.00013313 | 3.3365e-05 | 0 | 0 |  | 1 | TRUE | wye
79 | LV_5606-15_0_3_load_77 | 124 | 0.0019353 | 0.00048504 | 0 | 0 |  | 1 | TRUE | wye
80 | LV_5606-15_0_3_load_79 | 125 | 0.0017325 | 0.00043422 | 0 | 0 |  | 1 | TRUE | wye
81 | LV_5606-15_0_3_load_152 | 126 | 0.00081482 | 0.00020421 | 0 | 0 |  | 1 | TRUE | wye
82 | LV_5606-15_0_3_load_159 | 127 | 0.0029528 | 0.00074004 | 0 | 0 |  | 1 | TRUE | wye
83 | LV_5606-15_0_3_load_151 | 128 | 0.00097652 | 0.00024474 | 0 | 0 |  | 1 | TRUE | wye
84 | LV_5606-15_0_3_load_150 | 129 | 0.0024267 | 0.00060819 | 0 | 0 |  | 1 | TRUE | wye
85 | LV_5606-15_0_3_load_94 | 130 | 0.0040185 | 0.0010071 | 0 | 0 |  | 1 | TRUE | wye
86 | LV_5606-15_0_3_load_99 | 132 | 0.0018924 | 0.00047429 | 0 | 0 |  | 1 | TRUE | wye
87 | LV_5606-15_0_3_load_88 | 133 | 0.00059531 | 0.0001492 | 0 | 0 |  | 1 | TRUE | wye
88 | LV_5606-15_0_3_load_89 | 134 | 0.0016268 | 0.00040773 | 0 | 0 |  | 1 | TRUE | wye
89 | LV_5606-15_0_3_load_90 | 135 | 0.00039366 | 9.8661e-05 | 0 | 0 |  | 1 | TRUE | wye
90 | LV_5606-15_0_3_load_92 | 136 | 0.0014804 | 0.00037102 | 0 | 0 |  | 1 | TRUE | wye
91 | LV_5606-15_0_3_load_95 | 137 | 0.00075059 | 0.00018812 | 0 | 0 |  | 1 | TRUE | wye
92 | LV_5606-15_0_3_load_147 | 139 | 0.0047845 | 0.0011991 | 0 | 0 |  | 1 | TRUE | wye
93 | LV_5606-15_0_3_load_149 | 141 | 0.001541 | 0.0003862 | 0 | 0 |  | 1 | TRUE | wye
94 | LV_5606-15_0_3_load_114 | 142 | 0.00076848 | 0.0001926 | 0 | 0 |  | 1 | TRUE | wye
95 | LV_5606-15_0_3_load_107 | 144 | 0.013471 | 0.0033762 | 0 | 0 |  | 1 | TRUE | wye
96 | LV_5606-15_0_3_load_109 | 145 | 0.0029304 | 0.00073442 | 0 | 0 |  | 1 | TRUE | wye
97 | LV_5606-15_0_3_load_119 | 146 | 0.00075463 | 0.00018913 | 0 | 0 |  | 1 | TRUE | wye
98 | LV_5606-15_0_3_load_125 | 147 | 0.00058601 | 0.00014687 | 0 | 0 |  | 1 | TRUE | wye
99 | LV_5606-15_0_3_load_131 | 150 | 0.00016752 | 4.1985e-05 | 0 | 0 |  | 1 | TRUE | wye
100 | LV_5606-15_0_3_load_141 | 151 | 0.001888 | 0.00047318 | 0 | 0 |  | 1 | TRUE | wye
101 | LV_5606-15_0_3_load_142 | 152 | 0.0014938 | 0.00037437 | 0 | 0 |  | 1 | TRUE | wye
102 | LV_5606-15_0_3_load_143 | 153 | 0.0016648 | 0.00041724 | 0 | 0 |  | 1 | TRUE | wye
103 | LV_5606-15_0_3_load_146 | 154 | 0.0039843 | 0.00099855 | 0 | 0 |  | 1 | TRUE | wye
104 | LV_5606-15_0_3_load_148 | 155 | 0.0021255 | 0.00053271 | 0 | 0 |  | 1 | TRUE | wye

## ext_grid
| name | bus | vm_pu | va_degree | slack_weight | in_service
0 |  | 88 | 1 | 0 | 1 | TRUE

## line
| name | std_type | from_bus | to_bus | length_km | r_ohm_per_km | x_ohm_per_km | c_nf_per_km | g_us_per_km | max_i_ka | df | parallel | type | in_service
0 | LV_5606-15_0_3_line_0 |  | 0 | 1 | 0.1495 | 0.125 | 0.08 | 261 | 0 | 0.364 | 1 | 1 | cs | TRUE
1 | LV_5606-15_0_3_line_1 |  | 1 | 2 | 0.043013 | 0.125 | 0.08 | 261 | 0 | 0.364 | 1 | 1 | cs | TRUE
2 | LV_5606-15_0_3_line_2 |  | 2 | 3 | 0.0095238 | 0.125 | 0.08 | 261 | 0 | 0.364 | 1 | 1 | cs | TRUE
3 | LV_5606-15_0_3_line_3 |  | 3 | 8 | 0.068098 | 0.125 | 0.08 | 261 | 0 | 0.364 | 1 | 1 | cs | TRUE
4 | LV_5606-15_0_3_line_4 |  | 4 | 5 | 0.023034 | 0.125 | 0.08 | 261 | 0 | 0.364 | 1 | 1 | cs | TRUE
5 | LV_5606-15_0_3_line_5 |  | 5 | 115 | 0.041529 | 0.125 | 0.08 | 261 | 0 | 0.364 | 1 | 1 | cs | TRUE
6 | LV_5606-15_0_3_line_6 |  | 5 | 116 | 0.023462 | 0.125 | 0.08 | 261 | 0 | 0.364 | 1 | 1 | cs | TRUE
7 | LV_5606-15_0_3_line_7 |  | 6 | 7 | 0.039264 | 0.125 | 0.08 | 261 | 0 | 0.364 | 1 | 1 | cs | TRUE
8 | LV_5606-15_0_3_line_8 |  | 7 | 97 | 0.046032 | 0.125 | 0.08 | 261 | 0 | 0.364 | 1 | 1 | cs | TRUE
9 | LV_5606-15_0_3_line_9 |  | 8 | 24 | 0.012501 | 0.125 | 0.08 | 261 | 0 | 0.364 | 1 | 1 | cs | TRUE
10 | LV_5606-15_0_3_line_10 |  | 8 | 146 | 0.01821 | 0.125 | 0.08 | 261 | 0 | 0.364 | 1 | 1 | cs | TRUE
11 | LV_5606-15_0_3_line_11 |  | 9 | 10 | 0.025545 | 0.125 | 0.08 | 261 | 0 | 0.364 | 1 | 3 | cs | TRUE
12 | LV_5606-15_0_3_line_12 |  | 9 | 11 | 0.032318 | 0.125 | 0.08 | 261 | 0 | 0.364 | 1 | 3 | cs | TRUE
13 | LV_5606-15_0_3_line_13 |  | 10 | 12 | 0.025103 | 0.125 | 0.08 | 261 | 0 | 0.364 | 1 | 3 | cs | TRUE
14 | LV_5606-15_0_3_line_14 |  | 11 | 13 | 0.0090971 | 0.125 | 0.08 | 261 | 0 | 0.364 | 1 | 3 | cs | TRUE
15 | LV_5606-15_0_3_line_15 |  | 12 | 14 | 0.010355 | 0.125 | 0.08 | 261 | 0 | 0.364 | 1 | 3 | cs | TRUE
16 | LV_5606-15_0_3_line_16 |  | 12 | 15 | 0.020937 | 0.125 | 0.08 | 261 | 0 | 0.364 | 1 | 3 | cs | TRUE
17 | LV_5606-15_0_3_line_17 |  | 13 | 16 | 0.042103 | 0.125 | 0.08 | 261 | 0 | 0.364 | 1 | 1 | cs | TRUE
18 | LV_5606-15_0_3_line_18 |  | 13 | 17 | 0.052317 | 0.125 | 0.08 | 261 | 0 | 0.364 | 1 | 2 | cs | TRUE
19 | LV_5606-15_0_3_line_19 |  | 14 | 18 | 0.022338 | 0.125 | 0.08 | 261 | 0 | 0.364 | 1 | 3 | cs | TRUE
20 | LV_5606-15_0_3_line_20 |  | 15 | 19 | 0.010866 | 0.125 | 0.08 | 261 | 0 | 0.364 | 1 | 2 | cs | TRUE
21 | LV_5606-15_0_3_line_21 |  | 17 | 20 | 0.014936 | 0.125 | 0.08 | 261 | 0 | 0.364 | 1 | 1 | cs | TRUE
22 | LV_5606-15_0_3_line_22 |  | 18 | 21 | 0.027977 | 0.125 | 0.08 | 261 | 0 | 0.364 | 1 | 3 | cs | TRUE
23 | LV_5606-15_0_3_line_23 |  | 19 | 24 | 0.015968 | 0.125 | 0.08 | 261 | 0 | 0.364 | 1 | 1 | cs | TRUE
24 | LV_5606-15_0_3_line_24 |  | 20 | 23 | 0.033756 | 0.125 | 0.08 | 261 | 0 | 0.364 | 1 | 1 | cs | TRUE
25 | LV_5606-15_0_3_line_25 |  | 21 | 145 | 0.024972 | 0.125 | 0.08 | 261 | 0 | 0.364 | 1 | 3 | cs | TRUE
26 | LV_5606-15_0_3_line_26 |  | 22 | 23 | 0.0055553 | 0.125 | 0.08 | 261 | 0 | 0.364 | 1 | 1 | cs | TRUE
27 | LV_5606-15_0_3_line_27 |  | 25 | 26 | 0.011462 | 0.125 | 0.08 | 261 | 0 | 0.364 | 1 | 1 | cs | TRUE
28 | LV_5606-15_0_3_line_28 |  | 25 | 27 | 0.061452 | 0.125 | 0.08 | 261 | 0 | 0.364 | 1 | 1 | cs | TRUE
29 | LV_5606-15_0_3_line_29 |  | 27 | 28 | 0.047461 | 0.125 | 0.08 | 261 | 0 | 0.364 | 1 | 3 | cs | TRUE
30 | LV_5606-15_0_3_line_30 |  | 27 | 29 | 0.020422 | 0.125 | 0.08 | 261 | 0 | 0.364 | 1 | 3 | cs | TRUE
31 | LV_5606-15_0_3_line_31 |  | 28 | 87 | 0.040631 | 0.125 | 0.08 | 261 | 0 | 0.364 | 1 | 1 | cs | TRUE
32 | LV_5606-15_0_3_line_32 |  | 28 | 88 | 0.063978 | 0.125 | 0.08 | 261 | 0 | 0.364 | 1 | 3 | cs | TRUE
33 | LV_5606-15_0_3_line_33 |  | 28 | 81 | 0.066035 | 0.125 | 0.08 | 261 | 0 | 0.364 | 1 | 3 | cs | TRUE
34 | LV_5606-15_0_3_line_34 |  | 29 | 144 | 0.011355 | 0.125 | 0.08 | 261 | 0 | 0.364 | 1 | 3 | cs | TRUE
35 | LV_5606-15_0_3_line_35 |  | 30 | 31 | 0.034298 | 0.125 | 0.08 | 261 | 0 | 0.364 | 1 | 1 | cs | TRUE
36 | LV_5606-15_0_3_line_36 |  | 31 | 32 | 0.13844 | 0.125 | 0.08 | 261 | 0 | 0.364 | 1 | 1 | cs | TRUE
37 | LV_5606-15_0_3_line_37 |  | 32 | 38 | 0.12812 | 0.125 | 0.08 | 261 | 0 | 0.364 | 1 | 1 | cs | TRUE
38 | LV_5606-15_0_3_line_38 |  | 33 | 34 | 0.2141 | 0.125 | 0.08 | 261 | 0 | 0.364 | 1 | 1 | cs | TRUE
39 | LV_5606-15_0_3_line_39 |  | 33 | 35 | 0.023841 | 0.125 | 0.08 | 261 | 0 | 0.364 | 1 | 1 | cs | TRUE
40 | LV_5606-15_0_3_line_40 |  | 33 | 36 | 0.050635 | 0.125 | 0.08 | 261 | 0 | 0.364 | 1 | 1 | cs | TRUE
41 | LV_5606-15_0_3_line_41 |  | 34 | 37 | 0.010204 | 0.125 | 0.08 | 261 | 0 | 0.364 | 1 | 1 | cs | TRUE
42 | LV_5606-15_0_3_line_42 |  | 35 | 52 | 0.063446 | 0.125 | 0.08 | 261 | 0 | 0.364 | 1 | 1 | cs | TRUE
43 | LV_5606-15_0_3_line_43 |  | 35 | 53 | 0.016328 | 0.125 | 0.08 | 261 | 0 | 0.364 | 1 | 1 | cs | TRUE
44 | LV_5606-15_0_3_line_44 |  | 36 | 54 | 0.039955 | 0.125 | 0.08 | 261 | 0 | 0.364 | 1 | 1 | cs | TRUE
45 | LV_5606-15_0_3_line_45 |  | 37 | 55 | 0.025567 | 0.125 | 0.08 | 261 | 0 | 0.364 | 1 | 1 | cs | TRUE
46 | LV_5606-15_0_3_line_46 |  | 38 | 39 | 0.024337 | 0.125 | 0.08 | 261 | 0 | 0.364 | 1 | 1 | cs | TRUE
47 | LV_5606-15_0_3_line_47 |  | 39 | 48 | 0.017916 | 0.125 | 0.08 | 261 | 0 | 0.364 | 1 | 1 | cs | TRUE
48 | LV_5606-15_0_3_line_48 |  | 40 | 41 | 0.085528 | 0.125 | 0.08 | 261 | 0 | 0.364 | 1 | 1 | cs | TRUE
49 | LV_5606-15_0_3_line_49 |  | 40 | 42 | 0.031681 | 0.125 | 0.08 | 261 | 0 | 0.364 | 1 | 1 | cs | TRUE
50 | LV_5606-15_0_3_line_50 |  | 41 | 63 | 0.035111 | 0.125 | 0.08 | 261 | 0 | 0.364 | 1 | 3 | cs | TRUE
51 | LV_5606-15_0_3_line_51 |  | 41 | 64 | 0.018435 | 0.125 | 0.08 | 261 | 0 | 0.364 | 1 | 3 | cs | TRUE
52 | LV_5606-15_0_3_line_52 |  | 43 | 44 | 0.096008 | 0.125 | 0.08 | 261 | 0 | 0.364 | 1 | 1 | cs | TRUE
53 | LV_5606-15_0_3_line_53 |  | 43 | 45 | 0.039294 | 0.125 | 0.08 | 261 | 0 | 0.364 | 1 | 1 | cs | TRUE
54 | LV_5606-15_0_3_line_54 |  | 44 | 46 | 0.043349 | 0.125 | 0.08 | 261 | 0 | 0.364 | 1 | 1 | cs | TRUE
55 | LV_5606-15_0_3_line_55 |  | 44 | 47 | 0.010325 | 0.125 | 0.08 | 261 | 0 | 0.364 | 1 | 1 | cs | TRUE
56 | LV_5606-15_0_3_line_56 |  | 45 | 73 | 0.0031179 | 0.125 | 0.08 | 261 | 0 | 0.364 | 1 | 1 | cs | TRUE
57 | LV_5606-15_0_3_line_57 |  | 46 | 74 | 0.026825 | 0.125 | 0.08 | 261 | 0 | 0.364 | 1 | 3 | cs | TRUE
58 | LV_5606-15_0_3_line_58 |  | 46 | 75 | 0.01516 | 0.125 | 0.08 | 261 | 0 | 0.364 | 1 | 3 | cs | TRUE
59 | LV_5606-15_0_3_line_59 |  | 47 | 76 | 0.012662 | 0.125 | 0.08 | 261 | 0 | 0.364 | 1 | 1 | cs | TRUE
60 | LV_5606-15_0_3_line_60 |  | 48 | 49 | 0.12654 | 0.125 | 0.08 | 261 | 0 | 0.364 | 1 | 1 | cs | TRUE
61 | LV_5606-15_0_3_line_61 |  | 49 | 77 | 0.015416 | 0.125 | 0.08 | 261 | 0 | 0.364 | 1 | 1 | cs | TRUE
62 | LV_5606-15_0_3_line_62 |  | 49 | 56 | 0.0036378 | 0.125 | 0.08 | 261 | 0 | 0.364 | 1 | 1 | cs | TRUE
63 | LV_5606-15_0_3_line_63 |  | 50 | 51 | 0.018022 | 0.125 | 0.08 | 261 | 0 | 0.364 | 1 | 1 | cs | TRUE
64 | LV_5606-15_0_3_line_64 |  | 51 | 147 | 0.010058 | 0.125 | 0.08 | 261 | 0 | 0.364 | 1 | 1 | cs | TRUE
65 | LV_5606-15_0_3_line_65 |  | 53 | 150 | 0.26318 | 0.125 | 0.08 | 261 | 0 | 0.364 | 1 | 1 | cs | TRUE
66 | LV_5606-15_0_3_line_66 |  | 54 | 59 | 0.080067 | 0.125 | 0.08 | 261 | 0 | 0.364 | 1 | 1 | cs | TRUE
67 | LV_5606-15_0_3_line_67 |  | 55 | 134 | 0.0043549 | 0.125 | 0.08 | 261 | 0 | 0.364 | 1 | 1 | cs | TRUE
68 | LV_5606-15_0_3_line_68 |  | 57 | 58 | 0.080976 | 0.125 | 0.08 | 261 | 0 | 0.364 | 1 | 1 | cs | TRUE
69 | LV_5606-15_0_3_line_69 |  | 58 | 77 | 0.06225 | 0.125 | 0.08 | 261 | 0 | 0.364 | 1 | 1 | cs | TRUE
70 | LV_5606-15_0_3_line_70 |  | 58 | 73 | 0.082465 | 0.125 | 0.08 | 261 | 0 | 0.364 | 1 | 1 | cs | TRUE
71 | LV_5606-15_0_3_line_71 |  | 59 | 71 | 0.11889 | 0.125 | 0.08 | 261 | 0 | 0.364 | 1 | 1 | cs | TRUE
72 | LV_5606-15_0_3_line_72 |  | 60 | 61 | 0.11663 | 0.125 | 0.08 | 261 | 0 | 0.364 | 1 | 2 | cs | TRUE
73 | LV_5606-15_0_3_line_73 |  | 60 | 62 | 0.016975 | 0.125 | 0.08 | 261 | 0 | 0.364 | 1 | 3 | cs | TRUE
74 | LV_5606-15_0_3_line_74 |  | 61 | 65 | 0.3651 | 0.125 | 0.08 | 261 | 0 | 0.364 | 1 | 1 | cs | TRUE
75 | LV_5606-15_0_3_line_75 |  | 61 | 66 | 0.06821 | 0.125 | 0.08 | 261 | 0 | 0.364 | 1 | 1 | cs | TRUE
76 | LV_5606-15_0_3_line_76 |  | 62 | 124 | 0.016363 | 0.125 | 0.08 | 261 | 0 | 0.364 | 1 | 3 | cs | TRUE
77 | LV_5606-15_0_3_line_77 |  | 63 | 129 | 0.017207 | 0.125 | 0.08 | 261 | 0 | 0.364 | 1 | 3 | cs | TRUE
78 | LV_5606-15_0_3_line_78 |  | 64 | 130 | 0.0193 | 0.125 | 0.08 | 261 | 0 | 0.364 | 1 | 3 | cs | TRUE
79 | LV_5606-15_0_3_line_79 |  | 65 | 127 | 0.064735 | 0.125 | 0.08 | 261 | 0 | 0.364 | 1 | 1 | cs | TRUE
80 | LV_5606-15_0_3_line_80 |  | 66 | 131 | 0.010617 | 0.125 | 0.08 | 261 | 0 | 0.364 | 1 | 1 | cs | TRUE
81 | LV_5606-15_0_3_line_81 |  | 67 | 68 | 0.25161 | 0.125 | 0.08 | 261 | 0 | 0.364 | 1 | 1 | cs | TRUE
82 | LV_5606-15_0_3_line_82 |  | 67 | 69 | 0.059505 | 0.125 | 0.08 | 261 | 0 | 0.364 | 1 | 1 | cs | TRUE
83 | LV_5606-15_0_3_line_83 |  | 67 | 70 | 0.053213 | 0.125 | 0.08 | 261 | 0 | 0.364 | 1 | 1 | cs | TRUE
84 | LV_5606-15_0_3_line_84 |  | 68 | 71 | 0.0094682 | 0.125 | 0.08 | 261 | 0 | 0.364 | 1 | 1 | cs | TRUE
85 | LV_5606-15_0_3_line_85 |  | 69 | 72 | 0.019225 | 0.125 | 0.08 | 261 | 0 | 0.364 | 1 | 1 | cs | TRUE
86 | LV_5606-15_0_3_line_86 |  | 70 | 131 | 0.024732 | 0.125 | 0.08 | 261 | 0 | 0.364 | 1 | 1 | cs | TRUE
87 | LV_5606-15_0_3_line_87 |  | 72 | 132 | 0.0096896 | 0.125 | 0.08 | 261 | 0 | 0.364 | 1 | 1 | cs | TRUE
88 | LV_5606-15_0_3_line_88 |  | 74 | 85 | 0.015294 | 0.125 | 0.08 | 261 | 0 | 0.364 | 1 | 3 | cs | TRUE
89 | LV_5606-15_0_3_line_89 |  | 75 | 86 | 0.0075207 | 0.125 | 0.08 | 261 | 0 | 0.364 | 1 | 3 | cs | TRUE
90 | LV_5606-15_0_3_line_90 |  | 76 | 112 | 0.064406 | 0.125 | 0.08 | 261 | 0 | 0.364 | 1 | 1 | cs | TRUE
91 | LV_5606-15_0_3_line_91 |  | 78 | 79 | 0.044971 | 0.125 | 0.08 | 261 | 0 | 0.364 | 1 | 1 | cs | TRUE
92 | LV_5606-15_0_3_line_92 |  | 79 | 80 | 0.11086 | 0.125 | 0.08 | 261 | 0 | 0.364 | 1 | 1 | cs | TRUE
93 | LV_5606-15_0_3_line_93 |  | 80 | 81 | 0.048145 | 0.125 | 0.08 | 261 | 0 | 0.364 | 1 | 1 | cs | TRUE
94 | LV_5606-15_0_3_line_94 |  | 80 | 82 | 0.098604 | 0.125 | 0.08 | 261 | 0 | 0.364 | 1 | 1 | cs | TRUE
95 | LV_5606-15_0_3_line_95 |  | 81 | 83 | 0.114 | 0.125 | 0.08 | 261 | 0 | 0.364 | 1 | 3 | cs | TRUE
96 | LV_5606-15_0_3_line_96 |  | 82 | 84 | 0.018011 | 0.125 | 0.08 | 261 | 0 | 0.364 | 1 | 1 | cs | TRUE
97 | LV_5606-15_0_3_line_97 |  | 83 | 91 | 0.028741 | 0.125 | 0.08 | 261 | 0 | 0.364 | 1 | 3 | cs | TRUE
98 | LV_5606-15_0_3_line_98 |  | 84 | 95 | 0.068192 | 0.125 | 0.08 | 261 | 0 | 0.364 | 1 | 1 | cs | TRUE
99 | LV_5606-15_0_3_line_99 |  | 85 | 151 | 0.0091055 | 0.125 | 0.08 | 261 | 0 | 0.364 | 1 | 3 | cs | TRUE
100 | LV_5606-15_0_3_line_100 |  | 86 | 104 | 0.0011377 | 0.125 | 0.08 | 261 | 0 | 0.364 | 1 | 3 | cs | TRUE
101 | LV_5606-15_0_3_line_101 |  | 87 | 89 | 0.047024 | 0.125 | 0.08 | 261 | 0 | 0.364 | 1 | 1 | cs | TRUE
102 | LV_5606-15_0_3_line_102 |  | 87 | 90 | 0.050241 | 0.125 | 0.08 | 261 | 0 | 0.364 | 1 | 1 | cs | TRUE
103 | LV_5606-15_0_3_line_103 |  | 89 | 105 | 0.017386 | 0.125 | 0.08 | 261 | 0 | 0.364 | 1 | 1 | cs | TRUE
104 | LV_5606-15_0_3_line_104 |  | 91 | 104 | 0.0087196 | 0.125 | 0.08 | 261 | 0 | 0.364 | 1 | 3 | cs | TRUE
105 | LV_5606-15_0_3_line_105 |  | 92 | 93 | 0.0019453 | 0.125 | 0.08 | 261 | 0 | 0.364 | 1 | 1 | cs | TRUE
106 | LV_5606-15_0_3_line_106 |  | 93 | 94 | 0.010036 | 0.125 | 0.08 | 261 | 0 | 0.364 | 1 | 1 | cs | TRUE
107 | LV_5606-15_0_3_line_107 |  | 94 | 95 | 0.045486 | 0.125 | 0.08 | 261 | 0 | 0.364 | 1 | 1 | cs | TRUE
108 | LV_5606-15_0_3_line_108 |  | 96 | 97 | 0.059769 | 0.125 | 0.08 | 261 | 0 | 0.364 | 1 | 1 | cs | TRUE
109 | LV_5606-15_0_3_line_109 |  | 96 | 98 | 0.0086563 | 0.125 | 0.08 | 261 | 0 | 0.364 | 1 | 1 | cs | TRUE
110 | LV_5606-15_0_3_line_110 |  | 98 | 99 | 0.074339 | 0.125 | 0.08 | 261 | 0 | 0.364 | 1 | 1 | cs | TRUE
111 | LV_5606-15_0_3_line_111 |  | 99 | 100 | 0.011373 | 0.125 | 0.08 | 261 | 0 | 0.364 | 1 | 1 | cs | TRUE
112 | LV_5606-15_0_3_line_112 |  | 99 | 101 | 0.019958 | 0.125 | 0.08 | 261 | 0 | 0.364 | 1 | 1 | cs | TRUE
113 | LV_5606-15_0_3_line_113 |  | 100 | 102 | 0.020478 | 0.125 | 0.08 | 261 | 0 | 0.364 | 1 | 1 | cs | TRUE
114 | LV_5606-15_0_3_line_114 |  | 101 | 103 | 0.048541 | 0.125 | 0.08 | 261 | 0 | 0.364 | 1 | 1 | cs | TRUE
115 | LV_5606-15_0_3_line_115 |  | 102 | 109 | 0.00928 | 0.125 | 0.08 | 261 | 0 | 0.364 | 1 | 1 | cs | TRUE
116 | LV_5606-15_0_3_line_116 |  | 102 | 107 | 0.021899 | 0.125 | 0.08 | 261 | 0 | 0.364 | 1 | 1 | cs | TRUE
117 | LV_5606-15_0_3_line_117 |  | 103 | 123 | 0.032733 | 0.125 | 0.08 | 261 | 0 | 0.364 | 1 | 1 | cs | TRUE
118 | LV_5606-15_0_3_line_118 |  | 106 | 107 | 0.031396 | 0.125 | 0.08 | 261 | 0 | 0.364 | 1 | 1 | cs | TRUE
119 | LV_5606-15_0_3_line_119 |  | 107 | 108 | 0.070982 | 0.125 | 0.08 | 261 | 0 | 0.364 | 1 | 1 | cs | TRUE
120 | LV_5606-15_0_3_line_120 |  | 108 | 110 | 0.037149 | 0.125 | 0.08 | 261 | 0 | 0.364 | 1 | 1 | cs | TRUE
121 | LV_5606-15_0_3_line_121 |  | 110 | 111 | 0.02996 | 0.125 | 0.08 | 261 | 0 | 0.364 | 1 | 1 | cs | TRUE
122 | LV_5606-15_0_3_line_122 |  | 111 | 113 | 0.036536 | 0.125 | 0.08 | 261 | 0 | 0.364 | 1 | 1 | cs | TRUE
123 | LV_5606-15_0_3_line_123 |  | 113 | 114 | 0.023484 | 0.125 | 0.08 | 261 | 0 | 0.364 | 1 | 1 | cs | TRUE
124 | LV_5606-15_0_3_line_124 |  | 114 | 117 | 0.010972 | 0.125 | 0.08 | 261 | 0 | 0.364 | 1 | 1 | cs | TRUE
125 | LV_5606-15_0_3_line_125 |  | 115 | 142 | 0.024497 | 0.125 | 0.08 | 261 | 0 | 0.364 | 1 | 1 | cs | TRUE
126 | LV_5606-15_0_3_line_126 |  | 116 | 119 | 0.03479 | 0.125 | 0.08 | 261 | 0 | 0.364 | 1 | 1 | cs | TRUE
127 | LV_5606-15_0_3_line_127 |  | 118 | 119 | 0.035863 | 0.125 | 0.08 | 261 | 0 | 0.364 | 1 | 1 | cs | TRUE
128 | LV_5606-15_0_3_line_128 |  | 118 | 120 | 0.051228 | 0.125 | 0.08 | 261 | 0 | 0.364 | 1 | 1 | cs | TRUE
129 | LV_5606-15_0_3_line_129 |  | 120 | 121 | 0.033504 | 0.125 | 0.08 | 261 | 0 | 0.364 | 1 | 1 | cs | TRUE
130 | LV_5606-15_0_3_line_130 |  | 120 | 122 | 0.006445 | 0.125 | 0.08 | 261 | 0 | 0.364 | 1 | 1 | cs | TRUE
131 | LV_5606-15_0_3_line_131 |  | 122 | 123 | 0.043081 | 0.125 | 0.08 | 261 | 0 | 0.364 | 1 | 1 | cs | TRUE
132 | LV_5606-15_0_3_line_132 |  | 124 | 125 | 0.0075816 | 0.125 | 0.08 | 261 | 0 | 0.364 | 1 | 3 | cs | TRUE
133 | LV_5606-15_0_3_line_133 |  | 125 | 126 | 0.01453 | 0.125 | 0.08 | 261 | 0 | 0.364 | 1 | 3 | cs | TRUE
134 | LV_5606-15_0_3_line_134 |  | 126 | 128 | 0.0027851 | 0.125 | 0.08 | 261 | 0 | 0.364 | 1 | 3 | cs | TRUE
135 | LV_5606-15_0_3_line_135 |  | 128 | 137 | 0.00094711 | 0.125 | 0.08 | 261 | 0 | 0.364 | 1 | 3 | cs | TRUE
136 | LV_5606-15_0_3_line_136 |  | 129 | 141 | 0.0058533 | 0.125 | 0.08 | 261 | 0 | 0.364 | 1 | 3 | cs | TRUE
137 | LV_5606-15_0_3_line_137 |  | 130 | 137 | 0.0096865 | 0.125 | 0.08 | 261 | 0 | 0.364 | 1 | 3 | cs | TRUE
138 | LV_5606-15_0_3_line_138 |  | 133 | 134 | 0.0037874 | 0.125 | 0.08 | 261 | 0 | 0.364 | 1 | 1 | cs | TRUE
139 | LV_5606-15_0_3_line_139 |  | 133 | 135 | 0.011773 | 0.125 | 0.08 | 261 | 0 | 0.364 | 1 | 1 | cs | TRUE
140 | LV_5606-15_0_3_line_140 |  | 135 | 136 | 0.015132 | 0.125 | 0.08 | 261 | 0 | 0.364 | 1 | 1 | cs | TRUE
141 | LV_5606-15_0_3_line_141 |  | 138 | 139 | 0.011182 | 0.125 | 0.08 | 261 | 0 | 0.364 | 1 | 1 | cs | TRUE
142 | LV_5606-15_0_3_line_142 |  | 138 | 140 | 0.010169 | 0.125 | 0.08 | 261 | 0 | 0.364 | 1 | 1 | cs | TRUE
143 | LV_5606-15_0_3_line_143 |  | 140 | 154 | 0.0034571 | 0.125 | 0.08 | 261 | 0 | 0.364 | 1 | 3 | cs | TRUE
144 | LV_5606-15_0_3_line_144 |  | 140 | 153 | 0.0099707 | 0.125 | 0.08 | 261 | 0 | 0.364 | 1 | 3 | cs | TRUE
145 | LV_5606-15_0_3_line_145 |  | 141 | 155 | 0.0038229 | 0.125 | 0.08 | 261 | 0 | 0.364 | 1 | 3 | cs | TRUE
146 | LV_5606-15_0_3_line_146 |  | 142 | 143 | 0.0036029 | 0.125 | 0.08 | 261 | 0 | 0.364 | 1 | 1 | cs | TRUE
147 | LV_5606-15_0_3_line_147 |  | 143 | 146 | 0.0075994 | 0.125 | 0.08 | 261 | 0 | 0.364 | 1 | 1 | cs | TRUE
148 | LV_5606-15_0_3_line_148 |  | 144 | 145 | 0.056942 | 0.125 | 0.08 | 261 | 0 | 0.364 | 1 | 3 | cs | TRUE
149 | LV_5606-15_0_3_line_149 |  | 147 | 148 | 0.0077436 | 0.125 | 0.08 | 261 | 0 | 0.364 | 1 | 1 | cs | TRUE
150 | LV_5606-15_0_3_line_150 |  | 148 | 149 | 0.017344 | 0.125 | 0.08 | 261 | 0 | 0.364 | 1 | 1 | cs | TRUE
151 | LV_5606-15_0_3_line_151 |  | 149 | 150 | 0.013997 | 0.125 | 0.08 | 261 | 0 | 0.364 | 1 | 1 | cs | TRUE
152 | LV_5606-15_0_3_line_152 |  | 151 | 152 | 0.0053167 | 0.125 | 0.08 | 261 | 0 | 0.364 | 1 | 3 | cs | TRUE
153 | LV_5606-15_0_3_line_153 |  | 152 | 153 | 0.0045875 | 0.125 | 0.08 | 261 | 0 | 0.364 | 1 | 3 | cs | TRUE
154 | LV_5606-15_0_3_line_154 |  | 154 | 155 | 0.0051585 | 0.125 | 0.08 | 261 | 0 | 0.364 | 1 | 3 | cs | TRUE

## trafo
| name | std_type | hv_bus | lv_bus | sn_mva | vn_hv_kv | vn_lv_kv | vk_percent | vkr_percent | pfe_kw | i0_percent | shift_degree | tap_side | tap_neutral | tap_min | tap_max | tap_step_percent | tap_step_degree | tap_pos | tap_phase_shifter | parallel | df | in_service
0 | LV_5606-15_0_3_trafo_128 | 0.63 MVA 20/0.4 kV | 156 | 88 | 0.63 | 20 | 0.4 | 6 | 1.206 | 1.65 | 0.2619 | 150 | hv | 0 | -2 | 2 | 2.5 | 0 | 0 | FALSE | 1 | 1 | TRUE

## line_geodata
| x0 | y0 | x1 | y1 | x2 | y2 | x3 | y3 | x4 | y4 | x5 | y5 | x6 | y6 | x7 | y7 | x8 | y8 | x9 | y9 | x10 | y10 | x11 | y11 | x12 | y12 | x13 | y13 | x14 | y14 | x15 | y15
0 | 2542968.3036 | 1150023.8054 | 2542955.8424 | 1150023.6568 | 2542926.869 | 1150025.2437 | 2542919.0123 | 1150030.5766 | 2542915.0463 | 1150034.1273 | 2542911.1564 | 1150037.6105 | 2542891.57 | 1150055.1391 | 2542882.4616 | 1150067.699 | 2542865.4655 | 1150082.3127 | 2542845.3452 | 1150094.9695
1 | 2542968.3036 | 1150023.8054 | 2542972.9826 | 1150027.4296 | 2542983.6738 | 1150027.117 | 2542994.8233 | 1150033.8593 | 2542990.8758 | 1150042.6014 | 2542992.1149 | 1150046.1693
2 | 2543000.2458 | 1150051.1282 | 2542992.1149 | 1150046.1693
3 | 2543025.6797 | 1150114.2987 | 2543000.2458 | 1150051.1282 | 2543000.2458 | 1150051.1282
4 | 2543109.1036 | 1150067.9509 | 2543099.5125 | 1150047.4084 | 2543099.3682 | 1150047.0758
5 | 2543109.1036 | 1150067.9509 | 2543075.2907 | 1150087.0366 | 2543072.912 | 1150088.3168
6 | 2543109.1036 | 1150067.9509 | 2543129.6292 | 1150056.5862
7 | 2543191.6486 | 1149967.3262 | 2543201.2535 | 1149961.8678 | 2543211.904 | 1149957.2425 | 2543227.1685 | 1149950.7068
8 | 2543270.7869 | 1149938.8675 | 2543263.8314 | 1149938.4758 | 2543248.3029 | 1149943.6028 | 2543243.8781 | 1149943.2999 | 2543227.2499 | 1149950.6719 | 2543227.1685 | 1149950.7068
9 | 2543025.6797 | 1150114.2987 | 2543014.7893 | 1150120.4365
10 | 2543025.6797 | 1150114.2987 | 2543041.5466 | 1150105.3634
11 | 2542931.1745 | 1150134.1646 | 2542956.1866 | 1150128.9759
12 | 2542931.1745 | 1150134.1646 | 2542918.6695 | 1150136.7587 | 2542901.3292 | 1150145.7797
13 | 2542972.4779 | 1150142.5402 | 2542969.4715 | 1150134.7535 | 2542967.9053 | 1150130.6995 | 2542961.4071 | 1150127.8929 | 2542956.1866 | 1150128.9759
14 | 2542892.719 | 1150148.6003 | 2542899.4495 | 1150146.7576 | 2542901.3292 | 1150145.7797
15 | 2542972.4779 | 1150142.5402 | 2542972.8064 | 1150152.8871
16 | 2542972.4779 | 1150142.5402 | 2542990.1947 | 1150134.2901 | 2542991.4095 | 1150133.6065
17 | 2542892.719 | 1150148.6003 | 2542851.5585 | 1150157.4573
18 | 2542892.719 | 1150148.6003 | 2542899.7076 | 1150156.9606 | 2542901.9674 | 1150164.5321 | 2542869.5444 | 1150173.0334
19 | 2542972.8064 | 1150152.8871 | 2542974.8683 | 1150160.6383 | 2542978.5623 | 1150174.471
20 | 2543000.8782 | 1150128.2767 | 2542998.8159 | 1150129.4391 | 2542991.4095 | 1150133.6065
21 | 2542869.5444 | 1150173.0334 | 2542878.7381 | 1150180.7725 | 2542881.6109 | 1150180.2546
22 | 2542985.7808 | 1150201.5011 | 2542978.5623 | 1150174.471
23 | 2543014.7893 | 1150120.4365 | 2543000.8782 | 1150128.2767
24 | 2542914.4491 | 1150172.6068 | 2542897.4222 | 1150177.4043 | 2542881.6109 | 1150180.2546
25 | 2542985.7808 | 1150201.5011 | 2542992.1162 | 1150225.6565
26 | 2542914.4491 | 1150172.6068 | 2542919.7962 | 1150171.1002
27 | 2542910.1448 | 1150241.4733 | 2542915.7249 | 1150243.8104 | 2542920.735 | 1150245.9307
28 | 2542943.2513 | 1150283.1702 | 2542904.2797 | 1150249.5555 | 2542910.1448 | 1150241.4733
29 | 2542943.2513 | 1150283.1702 | 2542966.3888 | 1150302.5833 | 2542979.7284 | 1150313.6516
30 | 2542943.2513 | 1150283.1702 | 2542956.443 | 1150267.5806
31 | 2542979.7284 | 1150313.6516 | 2542994.6701 | 1150326.1055 | 2542989.2855 | 1150333.038 | 2542979.8893 | 1150341.1314
32 | 2542979.7284 | 1150313.6516 | 2542995.474 | 1150296.7377 | 2543002.6097 | 1150292.3122 | 2543031.9348 | 1150278.3643
33 | 2543028.7321 | 1150357.7662 | 2543025.6983 | 1150354.3598 | 2543022.3928 | 1150350.6447 | 2543007.5978 | 1150336.6552 | 2543002.0263 | 1150331.9722 | 2542994.6701 | 1150326.1055 | 2542979.7284 | 1150313.6516
34 | 2542963.7845 | 1150258.9213 | 2542963.7637 | 1150258.9294 | 2542956.443 | 1150267.5806
35 | 2543690.1252 | 1150047.2826 | 2543697.5703 | 1150043.8333 | 2543706.6062 | 1150036.467 | 2543717.0869 | 1150026.5417
36 | 2543578.6899 | 1150092.6623 | 2543591.2563 | 1150097.4915 | 2543597.2801 | 1150098.8579 | 2543607.8376 | 1150100.6821 | 2543610.5127 | 1150101.8688 | 2543613.1508 | 1150106.4909 | 2543618.2778 | 1150103.0855 | 2543634.948 | 1150096.1033 | 2543644.3814 | 1150086.1207 | 2543661.5402 | 1150064.9153 | 2543665.556 | 1150059.2636 | 2543673.4368 | 1150053.1532 | 2543677.8348 | 1150051.4222 | 2543690.1252 | 1150047.2826
37 | 2543578.6899 | 1150092.6623 | 2543591.2563 | 1150097.4915 | 2543597.2801 | 1150098.8579 | 2543607.8376 | 1150100.6821 | 2543610.5127 | 1150101.8688 | 2543613.1508 | 1150106.4909 | 2543607.0144 | 1150107.8492 | 2543598.3911 | 1150105.9846 | 2543573.6904 | 1150100.6468 | 2543564.3257 | 1150099.9566 | 2543554.7579 | 1150102.1586 | 2543543.3344 | 1150109.4809 | 2543533.2683 | 1150122.3822
38 | 2543580.233 | 1150325.7497 | 2543586.9306 | 1150380.9273 | 2543590.8741 | 1150401.1344 | 2543592.8883 | 1150404.7175 | 2543636.8518 | 1150467.7499 | 2543640.7012 | 1150485.3232 | 2543639.6794 | 1150490.958 | 2543622.2163 | 1150509.8651 | 2543620.9839 | 1150511.8777 | 2543619.7342 | 1150514.4908 | 2543619.2251 | 1150516.6856
39 | 2543634.2377 | 1150533.6206 | 2543627.6624 | 1150529.0687 | 2543622.1464 | 1150524.5068 | 2543620.6458 | 1150522.4754 | 2543619.4709 | 1150520.7966 | 2543619.1449 | 1150518.7764 | 2543619.2251 | 1150516.6856
40 | 2543619.2251 | 1150516.6856 | 2543613.2259 | 1150517.8981 | 2543608.0431 | 1150526.7736 | 2543599.7008 | 1150543.3385 | 2543594.7726 | 1150549.8771 | 2543590.147 | 1150555.7835
41 | 2543580.233 | 1150325.7497 | 2543576.1863 | 1150326.4436 | 2543571.1397 | 1150329.8669
42 | 2543613.2033 | 1150589.9478 | 2543611.253 | 1150571.8898 | 2543617.7452 | 1150553.6859 | 2543632.0412 | 1150535.9646 | 2543634.2377 | 1150533.6206
43 | 2543634.2377 | 1150533.6206 | 2543636.4009 | 1150530.9989 | 2543644.2569 | 1150520.7303
44 | 2543578.5847 | 1150591.7401 | 2543577.1648 | 1150575.4114 | 2543585.7914 | 1150561.3452 | 2543590.147 | 1150555.7835
45 | 2543571.1397 | 1150329.8669 | 2543571.0678 | 1150329.9157 | 2543559.4676 | 1150340.4524 | 2543558.0306 | 1150339.4765 | 2543552.9106 | 1150345.7163
46 | 2543533.2683 | 1150122.3822 | 2543530.8753 | 1150120.1591 | 2543516.4776 | 1150135.5433
47 | 2543504.2353 | 1150148.6244 | 2543516.4776 | 1150135.5433
48 | 2543234.0271 | 1150469.0841 | 2543244.8639 | 1150471.2719 | 2543250.3837 | 1150471.3198 | 2543255.2463 | 1150470.0511 | 2543261.74 | 1150468.3667 | 2543265.625 | 1150469.2527 | 2543273.5872 | 1150471.0563 | 2543290.3757 | 1150477.5792 | 2543293.0954 | 1150478.6319 | 2543297.2962 | 1150482.8835 | 2543301.8792 | 1150480.4612 | 2543306.7798 | 1150476.713 | 2543311.9658 | 1150472.2951
49 | 2543311.9658 | 1150472.2951 | 2543332.5903 | 1150489.1763 | 2543336.4741 | 1150492.3709
50 | 2543234.0271 | 1150469.0841 | 2543233.2379 | 1150462.7326 | 2543225.9771 | 1150448.2268 | 2543222.4369 | 1150437.5212 | 2543222.0116 | 1150436.3801
51 | 2543234.0271 | 1150469.0841 | 2543232.6025 | 1150475.1119 | 2543227.0119 | 1150486.0015
52 | 2543302.7444 | 1150252.3648 | 2543235.4085 | 1150301.6041 | 2543225.3701 | 1150309.2029
53 | 2543302.7444 | 1150252.3648 | 2543330.3542 | 1150231.6491 | 2543333.9053 | 1150228.4541
54 | 2543191.8219 | 1150336.6899 | 2543199.2154 | 1150329.4718 | 2543205.5788 | 1150324.5424 | 2543225.3701 | 1150309.2029
55 | 2543225.3701 | 1150309.2029 | 2543229.1871 | 1150299.6097
56 | 2543336.2232 | 1150226.3688 | 2543333.9053 | 1150228.4541
57 | 2543191.8219 | 1150336.6899 | 2543194.8417 | 1150339.4295 | 2543198.117 | 1150342.4002 | 2543203.19 | 1150348.7667 | 2543204.9291 | 1150355.7096 | 2543205.2283 | 1150358.7231
58 | 2543191.8219 | 1150336.6899 | 2543187.5643 | 1150332.9392 | 2543181.7272 | 1150330.204 | 2543178.7622 | 1150329.5353
59 | 2543234.2389 | 1150288.0115 | 2543232.1189 | 1150292.2413 | 2543229.1871 | 1150299.6097
60 | 2543423.8109 | 1150114.1955 | 2543425.535 | 1150116.3026 | 2543433.4194 | 1150112.2485 | 2543468.1562 | 1150093.3452 | 2543474.1856 | 1150096.1122 | 2543476.1379 | 1150098.8175 | 2543482.5052 | 1150137.5227 | 2543483.734 | 1150139.2121 | 2543502.7007 | 1150150.3398 | 2543504.2353 | 1150148.6244
61 | 2543423.8109 | 1150114.1955 | 2543409.8059 | 1150120.6384
62 | 2543423.8109 | 1150114.1955 | 2543426.9838 | 1150112.416
63 | 2543833.1612 | 1150308.4371 | 2543836.0637 | 1150313.3594 | 2543842.0229 | 1150324.1283
64 | 2543846.8927 | 1150332.9286 | 2543842.0229 | 1150324.1283
65 | 2543846.0772 | 1150357.9104 | 2543844.2541 | 1150358.4958 | 2543837.9192 | 1150361.59 | 2543791.3664 | 1150384.3593 | 2543770.6166 | 1150398.3051 | 2543751.7582 | 1150410.9104 | 2543749.0581 | 1150413.5815 | 2543736.4861 | 1150422.8374 | 2543700.455 | 1150452.5905 | 2543697.9414 | 1150455.5044 | 2543679.4975 | 1150475.4544 | 2543672.3762 | 1150483.0807 | 2543671.32 | 1150485.881 | 2543656.952 | 1150504.1365 | 2543644.2569 | 1150520.7303
66 | 2543541.1235 | 1150654.5696 | 2543546.1435 | 1150650.4536 | 2543550.401 | 1150643.6211 | 2543549.1193 | 1150639.5532 | 2543549.9232 | 1150637.7002 | 2543550.503 | 1150632.4142 | 2543559.1164 | 1150612.8674 | 2543564.8575 | 1150608.7002 | 2543566.3314 | 1150596.4465 | 2543578.5847 | 1150591.7401
67 | 2543550.1482 | 1150349.0829 | 2543552.9106 | 1150345.7163
68 | 2543354.1504 | 1150148.3806 | 2543372.1835 | 1150120.696 | 2543398.3043 | 1150095.0253 | 2543407.6029 | 1150088.5815
69 | 2543354.1504 | 1150148.3806 | 2543366.8601 | 1150140.7124 | 2543398.3265 | 1150125.9193 | 2543409.8059 | 1150120.6384
70 | 2543354.1504 | 1150148.3806 | 2543346.6226 | 1150163.3817 | 2543345.4513 | 1150175.9439 | 2543347.1974 | 1150198.306 | 2543345.291 | 1150209.4299 | 2543344.3132 | 1150212.3851 | 2543341.6312 | 1150218.6026 | 2543336.2232 | 1150226.3688 | 2543336.2232 | 1150226.3688
71 | 2543541.1235 | 1150654.5696 | 2543543.6345 | 1150658.7482 | 2543536.5604 | 1150678.7142 | 2543531.7568 | 1150685.4295 | 2543510.47 | 1150694.3342 | 2543504.4142 | 1150699.3049 | 2543500.7095 | 1150706.1433 | 2543497.6957 | 1150720.3347 | 2543493.8482 | 1150725.0512 | 2543480.2712 | 1150735.0619 | 2543475.4886 | 1150742.0022
72 | 2543200.986 | 1150568.8159 | 2543200.9786 | 1150576.1644 | 2543194.4248 | 1150599.0941 | 2543193.0215 | 1150611.425 | 2543194.7395 | 1150617.7677 | 2543199.1877 | 1150624.6516 | 2543218.2052 | 1150639.6355 | 2543223.4265 | 1150644.6667 | 2543235.6573 | 1150668.5084
73 | 2543200.986 | 1150568.8159 | 2543202.2659 | 1150551.889
74 | 2543104.2822 | 1150865.8663 | 2543088.3138 | 1150866.4288 | 2543062.1773 | 1150864.0083 | 2543050.9986 | 1150862.1242 | 2543045.0688 | 1150822.0146 | 2543038.8702 | 1150789.1891 | 2543075.905 | 1150783.2908 | 2543085.2959 | 1150771.4623 | 2543088.5827 | 1150771.609 | 2543103.239 | 1150763.7884 | 2543106.3729 | 1150759.134 | 2543138.0339 | 1150726.3838 | 2543169.8762 | 1150712.7644 | 2543235.6573 | 1150668.5084
75 | 2543235.6573 | 1150668.5084 | 2543239.4307 | 1150677.9111 | 2543242.3623 | 1150691.6574 | 2543240.0968 | 1150718.3708 | 2543239.8295 | 1150735.5825
76 | 2543202.2659 | 1150551.889 | 2543202.5758 | 1150547.7897 | 2543205.5289 | 1150535.8984
77 | 2543222.0116 | 1150436.3801 | 2543220.8621 | 1150433.3449 | 2543217.1419 | 1150419.888
78 | 2543227.0119 | 1150486.0015 | 2543222.0497 | 1150495.6669 | 2543217.7298 | 1150502.9125
79 | 2543112.8692 | 1150825.8859 | 2543117.6235 | 1150831.0437 | 2543122.086 | 1150840.262 | 2543126.5888 | 1150865.0882 | 2543104.2822 | 1150865.8663
80 | 2543240.7738 | 1150746.157 | 2543239.8295 | 1150735.5825
81 | 2543308.8049 | 1150783.3573 | 2543314.1911 | 1150774.9687 | 2543325.6048 | 1150752.1156 | 2543332.6281 | 1150731.7274 | 2543335.4366 | 1150716.9709 | 2543336.1242 | 1150713.3736 | 2543338.4365 | 1150714.3746 | 2543361.7267 | 1150727.4844 | 2543360.2083 | 1150734.1578 | 2543378.8307 | 1150740.697 | 2543384.949 | 1150741.5509 | 2543388.4149 | 1150741.9741 | 2543408.193 | 1150751.4152 | 2543432.086 | 1150767.4433 | 2543452.7267 | 1150780.4673 | 2543470.1161 | 1150749.7985
82 | 2543308.8049 | 1150783.3573 | 2543304.5911 | 1150789.9116 | 2543293.9453 | 1150798.9501 | 2543282.0143 | 1150810.0797 | 2543278.6904 | 1150819.8163 | 2543279.2564 | 1150830.9946
83 | 2543308.8049 | 1150783.3573 | 2543305.2073 | 1150781.1789 | 2543274.897 | 1150761.1096 | 2543263.4358 | 1150755.7449
84 | 2543470.1161 | 1150749.7985 | 2543475.4886 | 1150742.0022
85 | 2543279.2564 | 1150830.9946 | 2543264.0043 | 1150835.8856 | 2543260.8327 | 1150835.4068
86 | 2543240.7738 | 1150746.157 | 2543243.8173 | 1150746.5618 | 2543263.4358 | 1150755.7449
87 | 2543260.8327 | 1150835.4068 | 2543251.2517 | 1150833.9605 | 2543251.2517 | 1150833.9605
88 | 2543205.2283 | 1150358.7231 | 2543206.7393 | 1150373.942
89 | 2543171.4258 | 1150327.8808 | 2543178.7622 | 1150329.5353
90 | 2543253.8236 | 1150228.3147 | 2543254.9336 | 1150237.7191 | 2543254.1007 | 1150244.6306 | 2543253.5101 | 1150249.5611 | 2543234.2389 | 1150288.0115
91 | 2543059.7598 | 1150457.3143 | 2543059.3207 | 1150461.1983 | 2543042.4957 | 1150498.6554
92 | 2543059.7598 | 1150457.3143 | 2543057.1304 | 1150453.6484 | 2543037.6072 | 1150441.2933 | 2542997.4427 | 1150406.3775 | 2542989.6624 | 1150396.2459 | 2542985.7785 | 1150379.2959
93 | 2543028.7321 | 1150357.7662 | 2543022.2709 | 1150362.8857 | 2542985.7785 | 1150379.2959
94 | 2542985.7785 | 1150379.2959 | 2542981.903 | 1150380.2331 | 2542895.2306 | 1150418.183
95 | 2543028.7321 | 1150357.7662 | 2543048.9351 | 1150360.8098 | 2543109.9864 | 1150350.193 | 2543128.7129 | 1150333.5069 | 2543134.1979 | 1150329.983
96 | 2542878.7998 | 1150425.558 | 2542886.7868 | 1150421.8802 | 2542895.2306 | 1150418.183
97 | 2543134.1979 | 1150329.983 | 2543139.2503 | 1150326.737 | 2543151.592 | 1150324.8638 | 2543161.8099 | 1150325.7121
98 | 2542878.7998 | 1150425.558 | 2542877.8346 | 1150437.0844 | 2542888.6176 | 1150488.5205 | 2542891.4928 | 1150491.3948
99 | 2543206.7393 | 1150373.942 | 2543207.639 | 1150383.003
100 | 2543171.4258 | 1150327.8808 | 2543170.3159 | 1150327.6305
101 | 2542979.8893 | 1150341.1314 | 2542974.7695 | 1150335.5214 | 2542970.1395 | 1150333.7977 | 2542965.7847 | 1150333.5722 | 2542936.3018 | 1150339.7734
102 | 2542979.8893 | 1150341.1314 | 2542968.6337 | 1150346.6188 | 2542944.1102 | 1150353.4328 | 2542931.9976 | 1150355.372
103 | 2542919.2881 | 1150343.3519 | 2542936.3018 | 1150339.7734
104 | 2543161.8099 | 1150325.7121 | 2543161.8099 | 1150325.7121 | 2543170.3159 | 1150327.6305
105 | 2542928.9443 | 1150521.5677 | 2542928.7407 | 1150519.6331
106 | 2542928.7407 | 1150519.6331 | 2542927.9703 | 1150512.3152 | 2542927.3091 | 1150509.7207
107 | 2542891.4928 | 1150491.3948 | 2542895.2394 | 1150493.0601 | 2542911.5798 | 1150492.7714 | 2542920.3771 | 1150496.0119 | 2542925.5623 | 1150502.8663 | 2542927.3091 | 1150509.7207
108 | 2543270.7869 | 1149938.8675 | 2543284.1175 | 1149939.6183 | 2543298.8873 | 1149926.4832 | 2543306.7197 | 1149918.5273 | 2543308.7552 | 1149917.0185 | 2543315.5186 | 1149922.6911 | 2543319.0252 | 1149920.5164
109 | 2543326.3817 | 1149915.9542 | 2543319.0252 | 1149920.5164
110 | 2543374.469 | 1149939.5447 | 2543356.8798 | 1149906.0481 | 2543354.0577 | 1149902.306 | 2543349.5215 | 1149901.6039 | 2543326.3817 | 1149915.9542
111 | 2543383.2446 | 1149932.2804 | 2543374.469 | 1149939.5447
112 | 2543374.469 | 1149939.5447 | 2543373.3398 | 1149940.2891 | 2543358.3037 | 1149951.2476
113 | 2543383.2446 | 1149932.2804 | 2543392.6677 | 1149924.4765 | 2543398.4543 | 1149918.5633
114 | 2543358.3037 | 1149951.2476 | 2543358.3037 | 1149951.2476 | 2543342.1767 | 1149961.2937 | 2543329.4662 | 1149968.106 | 2543315.7535 | 1149974.4763
115 | 2543398.4543 | 1149918.5633 | 2543392.8951 | 1149911.1228
116 | 2543413.7994 | 1149902.8994 | 2543398.4543 | 1149918.5633
117 | 2543315.7535 | 1149974.4763 | 2543313.6134 | 1149975.4705 | 2543295.4861 | 1149981.8003 | 2543284.9513 | 1149985.521
118 | 2543413.7994 | 1149902.8994 | 2543417.8527 | 1149909.3981 | 2543419.6319 | 1149917.3523 | 2543408.9334 | 1149928.6865
119 | 2543413.7994 | 1149902.8994 | 2543433.8683 | 1149882.5887 | 2543458.3933 | 1149863.4257 | 2543468.0341 | 1149857.5216
120 | 2543499.9993 | 1149838.605 | 2543486.6746 | 1149846.1062 | 2543468.0341 | 1149857.5216
121 | 2543499.9993 | 1149838.605 | 2543526.1063 | 1149823.908
122 | 2543526.1063 | 1149823.908 | 2543549.2129 | 1149810.9001 | 2543557.9209 | 1149805.9444
123 | 2543578.3308 | 1149794.3292 | 2543557.9209 | 1149805.9444
124 | 2543578.3308 | 1149794.3292 | 2543572.8062 | 1149784.8426
125 | 2543072.912 | 1150088.3168 | 2543051.3408 | 1150099.9269
126 | 2543129.6292 | 1150056.5862 | 2543143.4013 | 1150048.9608 | 2543160.0188 | 1150039.6508
127 | 2543191.3062 | 1150022.1219 | 2543160.0188 | 1150039.6508
128 | 2543238.0945 | 1150001.5522 | 2543221.8697 | 1150006.8971 | 2543191.4581 | 1150022.0368 | 2543191.3062 | 1150022.1219
129 | 2543238.0945 | 1150001.5522 | 2543235.5863 | 1149992.0264 | 2543236.3692 | 1149988.7617 | 2543254.3513 | 1149979.2536
130 | 2543238.0945 | 1150001.5522 | 2543244.2167 | 1149999.538
131 | 2543244.2167 | 1149999.538 | 2543259.5237 | 1149994.5018 | 2543284.9513 | 1149985.521
132 | 2543205.5289 | 1150535.8984 | 2543207.3562 | 1150528.5403
133 | 2543210.8582 | 1150514.4382 | 2543210.8582 | 1150514.4382 | 2543207.3562 | 1150528.5403
134 | 2543212.2844 | 1150512.046 | 2543210.8582 | 1150514.4382
135 | 2543212.2844 | 1150512.046 | 2543212.7695 | 1150511.2325
136 | 2543217.1419 | 1150419.888 | 2543217.055 | 1150419.5735 | 2543215.5358 | 1150414.2593
137 | 2543217.7298 | 1150502.9125 | 2543212.7695 | 1150511.2325
138 | 2543547.7457 | 1150352.0108 | 2543550.1482 | 1150349.0829
139 | 2543547.7457 | 1150352.0108 | 2543540.2776 | 1150361.1124
140 | 2543530.7081 | 1150372.834 | 2543538.1835 | 1150363.6645 | 2543540.2776 | 1150361.1124
141 | 2543221.7352 | 1150400.6193 | 2543220.7222 | 1150397.4049 | 2543221.1278 | 1150393.2099 | 2543222.6011 | 1150389.9284
142 | 2543221.7352 | 1150400.6193 | 2543218.8591 | 1150402.5252 | 2543212.117 | 1150402.2999
143 | 2543212.117 | 1150402.2999 | 2543213.0672 | 1150405.6238
144 | 2543212.117 | 1150402.2999 | 2543209.3717 | 1150392.7146
145 | 2543214.4851 | 1150410.5836 | 2543215.5358 | 1150414.2593
146 | 2543048.1682 | 1150101.6345 | 2543051.3408 | 1150099.9269
147 | 2543048.1682 | 1150101.6345 | 2543041.5466 | 1150105.3634
148 | 2542963.7845 | 1150258.9213 | 2542973.4469 | 1150255.1911 | 2542983.3353 | 1150255.264 | 2542992.0255 | 1150252.0466 | 2542995.8006 | 1150239.7042 | 2542992.1162 | 1150225.6565
149 | 2543850.6421 | 1150339.704 | 2543846.8927 | 1150332.9286
150 | 2543850.6421 | 1150339.704 | 2543852.2646 | 1150342.4681 | 2543856.5477 | 1150351.4551 | 2543859.3633 | 1150354.5638
151 | 2543859.3633 | 1150354.5638 | 2543854.5956 | 1150356.9651 | 2543848.854 | 1150357.0188 | 2543846.0772 | 1150357.9104
152 | 2543207.639 | 1150383.003 | 2543208.1643 | 1150388.2938
153 | 2543208.1643 | 1150388.2938 | 2543208.1954 | 1150388.6074 | 2543209.3717 | 1150392.7146
154 | 2543214.4851 | 1150410.5836 | 2543213.0672 | 1150405.6238

## bus_geodata
| x | y | coords
0 | 2542845.3452 | 1150094.9695
1 | 2542968.3036 | 1150023.8054
2 | 2542992.1149 | 1150046.1693
3 | 2543000.2458 | 1150051.1282
4 | 2543099.3682 | 1150047.0758
5 | 2543109.1036 | 1150067.9509
6 | 2543191.6486 | 1149967.3262
7 | 2543227.1685 | 1149950.7068
8 | 2543025.6797 | 1150114.2987
9 | 2542931.1745 | 1150134.1646
10 | 2542956.1866 | 1150128.9759
11 | 2542901.3292 | 1150145.7797
12 | 2542972.4779 | 1150142.5402
13 | 2542892.719 | 1150148.6003
14 | 2542972.8064 | 1150152.8871
15 | 2542991.4095 | 1150133.6065
16 | 2542851.5585 | 1150157.4573
17 | 2542869.5444 | 1150173.0334
18 | 2542978.5623 | 1150174.471
19 | 2543000.8782 | 1150128.2767
20 | 2542881.6109 | 1150180.2546
21 | 2542985.7808 | 1150201.5011
22 | 2542919.7962 | 1150171.1002
23 | 2542914.4491 | 1150172.6068
24 | 2543014.7893 | 1150120.4365
25 | 2542910.1448 | 1150241.4733
26 | 2542920.735 | 1150245.9307
27 | 2542943.2513 | 1150283.1702
28 | 2542979.7284 | 1150313.6516
29 | 2542956.443 | 1150267.5806
30 | 2543717.0869 | 1150026.5417
31 | 2543690.1252 | 1150047.2826
32 | 2543578.6899 | 1150092.6623
33 | 2543619.2251 | 1150516.6856
34 | 2543580.233 | 1150325.7497
35 | 2543634.2377 | 1150533.6206
36 | 2543590.147 | 1150555.7835
37 | 2543571.1397 | 1150329.8669
38 | 2543533.2683 | 1150122.3822
39 | 2543516.4776 | 1150135.5433
40 | 2543311.9658 | 1150472.2951
41 | 2543234.0271 | 1150469.0841
42 | 2543336.4741 | 1150492.3709
43 | 2543302.7444 | 1150252.3648
44 | 2543225.3701 | 1150309.2029
45 | 2543333.9053 | 1150228.4541
46 | 2543191.8219 | 1150336.6899
47 | 2543229.1871 | 1150299.6097
48 | 2543504.2353 | 1150148.6244
49 | 2543423.8109 | 1150114.1955
50 | 2543833.1612 | 1150308.4371
51 | 2543842.0229 | 1150324.1283
52 | 2543613.2033 | 1150589.9478
53 | 2543644.2569 | 1150520.7303
54 | 2543578.5847 | 1150591.7401
55 | 2543552.9106 | 1150345.7163
56 | 2543426.9838 | 1150112.416
57 | 2543407.6029 | 1150088.5815
58 | 2543354.1504 | 1150148.3806
59 | 2543541.1235 | 1150654.5696
60 | 2543200.986 | 1150568.8159
61 | 2543235.6573 | 1150668.5084
62 | 2543202.2659 | 1150551.889
63 | 2543222.0116 | 1150436.3801
64 | 2543227.0119 | 1150486.0015
65 | 2543104.2822 | 1150865.8663
66 | 2543239.8295 | 1150735.5825
67 | 2543308.8049 | 1150783.3573
68 | 2543470.1161 | 1150749.7985
69 | 2543279.2564 | 1150830.9946
70 | 2543263.4358 | 1150755.7449
71 | 2543475.4886 | 1150742.0022
72 | 2543260.8327 | 1150835.4068
73 | 2543336.2232 | 1150226.3688
74 | 2543205.2283 | 1150358.7231
75 | 2543178.7622 | 1150329.5353
76 | 2543234.2389 | 1150288.0115
77 | 2543409.8059 | 1150120.6384
78 | 2543042.4957 | 1150498.6554
79 | 2543059.7598 | 1150457.3143
80 | 2542985.7785 | 1150379.2959
81 | 2543028.7321 | 1150357.7662
82 | 2542895.2306 | 1150418.183
83 | 2543134.1979 | 1150329.983
84 | 2542878.7998 | 1150425.558
85 | 2543206.7393 | 1150373.942
86 | 2543171.4258 | 1150327.8807
87 | 2542979.8893 | 1150341.1314
88 | 2543031.9348 | 1150278.3643
89 | 2542936.3018 | 1150339.7734
90 | 2542931.9976 | 1150355.372
91 | 2543161.8099 | 1150325.7121
92 | 2542928.9443 | 1150521.5677
93 | 2542928.7407 | 1150519.6331
94 | 2542927.3091 | 1150509.7207
95 | 2542891.4928 | 1150491.3948
96 | 2543319.0252 | 1149920.5164
97 | 2543270.7869 | 1149938.8675
98 | 2543326.3817 | 1149915.9542
99 | 2543374.469 | 1149939.5447
100 | 2543383.2446 | 1149932.2804
101 | 2543358.3037 | 1149951.2476
102 | 2543398.4544 | 1149918.5633
103 | 2543315.7535 | 1149974.4763
104 | 2543170.3159 | 1150327.6305
105 | 2542919.2881 | 1150343.3519
106 | 2543408.9334 | 1149928.6865
107 | 2543413.7994 | 1149902.8994
108 | 2543468.0341 | 1149857.5216
109 | 2543392.8951 | 1149911.1228
110 | 2543499.9993 | 1149838.605
111 | 2543526.1063 | 1149823.908
112 | 2543253.8236 | 1150228.3147
113 | 2543557.9209 | 1149805.9444
114 | 2543578.3308 | 1149794.3292
115 | 2543072.912 | 1150088.3168
116 | 2543129.6292 | 1150056.5862
117 | 2543572.8062 | 1149784.8426
118 | 2543191.3062 | 1150022.1219
119 | 2543160.0188 | 1150039.6508
120 | 2543238.0945 | 1150001.5522
121 | 2543254.3513 | 1149979.2536
122 | 2543244.2167 | 1149999.538
123 | 2543284.9513 | 1149985.521
124 | 2543205.5289 | 1150535.8984
125 | 2543207.3562 | 1150528.5403
126 | 2543210.8582 | 1150514.4382
127 | 2543112.8692 | 1150825.8859
128 | 2543212.2844 | 1150512.046
129 | 2543217.1419 | 1150419.888
130 | 2543217.7298 | 1150502.9125
131 | 2543240.7738 | 1150746.157
132 | 2543251.2517 | 1150833.9605
133 | 2543547.7457 | 1150352.0108
134 | 2543550.1482 | 1150349.0829
135 | 2543540.2776 | 1150361.1124
136 | 2543530.7081 | 1150372.834
137 | 2543212.7695 | 1150511.2325
138 | 2543221.7352 | 1150400.6193
139 | 2543222.6011 | 1150389.9284
140 | 2543212.117 | 1150402.2999
141 | 2543215.5358 | 1150414.2593
142 | 2543051.3408 | 1150099.9269
143 | 2543048.1682 | 1150101.6345
144 | 2542963.7845 | 1150258.9213
145 | 2542992.1162 | 1150225.6565
146 | 2543041.5466 | 1150105.3634
147 | 2543846.8927 | 1150332.9286
148 | 2543850.6421 | 1150339.704
149 | 2543859.3633 | 1150354.5638
150 | 2543846.0772 | 1150357.9104
151 | 2543207.639 | 1150383.003
152 | 2543208.1643 | 1150388.2938
153 | 2543209.3717 | 1150392.7146
154 | 2543213.0672 | 1150405.6238
155 | 2543214.4851 | 1150410.5836
156 | 2543056.9844 | 1150266.4499

## line_std_types
| c_nf_per_km | r_ohm_per_km | x_ohm_per_km | max_i_ka | type | q_mm2 | alpha | voltage_rating
NAYY 4x50 SE | 210 | 0.642 | 0.083 | 0.142 | cs | 50 | 0.00403 | LV
NAYY 4x120 SE | 264 | 0.225 | 0.08 | 0.242 | cs | 120 | 0.00403 | LV
NAYY 4x150 SE | 261 | 0.208 | 0.08 | 0.27 | cs | 150 | 0.00403 | LV
NA2XS2Y 1x95 RM/25 12/20 kV | 216 | 0.313 | 0.132 | 0.252 | cs | 95 | 0.00403 | MV
NA2XS2Y 1x185 RM/25 12/20 kV | 273 | 0.161 | 0.117 | 0.362 | cs | 185 | 0.00403 | MV
NA2XS2Y 1x240 RM/25 12/20 kV | 304 | 0.122 | 0.112 | 0.421 | cs | 240 | 0.00403 | MV
NA2XS2Y 1x95 RM/25 6/10 kV | 315 | 0.313 | 0.123 | 0.249 | cs | 95 | 0.00403 | MV
NA2XS2Y 1x185 RM/25 6/10 kV | 406 | 0.161 | 0.11 | 0.358 | cs | 185 | 0.00403 | MV
NA2XS2Y 1x240 RM/25 6/10 kV | 456 | 0.122 | 0.105 | 0.416 | cs | 240 | 0.00403 | MV
NA2XS2Y 1x150 RM/25 12/20 kV | 250 | 0.206 | 0.116 | 0.319 | cs | 150 | 0.00403 | MV
NA2XS2Y 1x120 RM/25 12/20 kV | 230 | 0.253 | 0.119 | 0.283 | cs | 120 | 0.00403 | MV
NA2XS2Y 1x70 RM/25 12/20 kV | 190 | 0.443 | 0.132 | 0.22 | cs | 70 | 0.00403 | MV
NA2XS2Y 1x150 RM/25 6/10 kV | 360 | 0.206 | 0.11 | 0.315 | cs | 150 | 0.00403 | MV
NA2XS2Y 1x120 RM/25 6/10 kV | 340 | 0.253 | 0.113 | 0.28 | cs | 120 | 0.00403 | MV
NA2XS2Y 1x70 RM/25 6/10 kV | 280 | 0.443 | 0.123 | 0.217 | cs | 70 | 0.00403 | MV
N2XS(FL)2Y 1x120 RM/35 64/110 kV | 112 | 0.153 | 0.166 | 0.366 | cs | 120 | 0.00393 | HV
N2XS(FL)2Y 1x185 RM/35 64/110 kV | 125 | 0.099 | 0.156 | 0.457 | cs | 185 | 0.00393 | HV
N2XS(FL)2Y 1x240 RM/35 64/110 kV | 135 | 0.075 | 0.149 | 0.526 | cs | 240 | 0.00393 | HV
N2XS(FL)2Y 1x300 RM/35 64/110 kV | 144 | 0.06 | 0.144 | 0.588 | cs | 300 | 0.00393 | HV
15-AL1/3-ST1A 0.4 | 11 | 1.8769 | 0.35 | 0.105 | ol | 16 | 0.00403 | LV
24-AL1/4-ST1A 0.4 | 11.25 | 1.2012 | 0.335 | 0.14 | ol | 24 | 0.00403 | LV
48-AL1/8-ST1A 0.4 | 12.2 | 0.5939 | 0.3 | 0.21 | ol | 48 | 0.00403 | LV
94-AL1/15-ST1A 0.4 | 13.2 | 0.306 | 0.29 | 0.35 | ol | 94 | 0.00403 | LV
34-AL1/6-ST1A 10.0 | 9.7 | 0.8342 | 0.36 | 0.17 | ol | 34 | 0.00403 | MV
48-AL1/8-ST1A 10.0 | 10.1 | 0.5939 | 0.35 | 0.21 | ol | 48 | 0.00403 | MV
70-AL1/11-ST1A 10.0 | 10.4 | 0.4132 | 0.339 | 0.29 | ol | 70 | 0.00403 | MV
94-AL1/15-ST1A 10.0 | 10.75 | 0.306 | 0.33 | 0.35 | ol | 94 | 0.00403 | MV
122-AL1/20-ST1A 10.0 | 11.1 | 0.2376 | 0.323 | 0.41 | ol | 122 | 0.00403 | MV
149-AL1/24-ST1A 10.0 | 11.25 | 0.194 | 0.315 | 0.47 | ol | 149 | 0.00403 | MV
34-AL1/6-ST1A 20.0 | 9.15 | 0.8342 | 0.382 | 0.17 | ol | 34 | 0.00403 | MV
48-AL1/8-ST1A 20.0 | 9.5 | 0.5939 | 0.372 | 0.21 | ol | 48 | 0.00403 | MV
70-AL1/11-ST1A 20.0 | 9.7 | 0.4132 | 0.36 | 0.29 | ol | 70 | 0.00403 | MV
94-AL1/15-ST1A 20.0 | 10 | 0.306 | 0.35 | 0.35 | ol | 94 | 0.00403 | MV
122-AL1/20-ST1A 20.0 | 10.3 | 0.2376 | 0.344 | 0.41 | ol | 122 | 0.00403 | MV
149-AL1/24-ST1A 20.0 | 10.5 | 0.194 | 0.337 | 0.47 | ol | 149 | 0.00403 | MV
184-AL1/30-ST1A 20.0 | 10.75 | 0.1571 | 0.33 | 0.535 | ol | 184 | 0.00403 | MV
243-AL1/39-ST1A 20.0 | 11 | 0.1188 | 0.32 | 0.645 | ol | 243 | 0.00403 | MV
48-AL1/8-ST1A 110.0 | 8 | 0.5939 | 0.46 | 0.21 | ol | 48 | 0.00403 | HV
70-AL1/11-ST1A 110.0 | 8.4 | 0.4132 | 0.45 | 0.29 | ol | 70 | 0.00403 | HV
94-AL1/15-ST1A 110.0 | 8.65 | 0.306 | 0.44 | 0.35 | ol | 94 | 0.00403 | HV
122-AL1/20-ST1A 110.0 | 8.5 | 0.2376 | 0.43 | 0.41 | ol | 122 | 0.00403 | HV
149-AL1/24-ST1A 110.0 | 8.75 | 0.194 | 0.41 | 0.47 | ol | 149 | 0.00403 | HV
184-AL1/30-ST1A 110.0 | 8.8 | 0.1571 | 0.4 | 0.535 | ol | 184 | 0.00403 | HV
243-AL1/39-ST1A 110.0 | 9 | 0.1188 | 0.39 | 0.645 | ol | 243 | 0.00403 | HV
305-AL1/39-ST1A 110.0 | 9.2 | 0.0949 | 0.38 | 0.74 | ol | 305 | 0.00403 | HV
490-AL1/64-ST1A 110.0 | 9.75 | 0.059 | 0.37 | 0.96 | ol | 490 | 0.00403 | HV
679-AL1/86-ST1A 110.0 | 9.95 | 0.042 | 0.36 | 1.15 | ol | 679 | 0.00403 | HV
490-AL1/64-ST1A 220.0 | 10 | 0.059 | 0.285 | 0.96 | ol | 490 | 0.00403 | HV
679-AL1/86-ST1A 220.0 | 11.7 | 0.042 | 0.275 | 1.15 | ol | 679 | 0.00403 | HV
490-AL1/64-ST1A 380.0 | 11 | 0.059 | 0.253 | 0.96 | ol | 490 | 0.00403 | HV
679-AL1/86-ST1A 380.0 | 14.6 | 0.042 | 0.25 | 1.15 | ol | 679 | 0.00403 | HV

## trafo_std_types
| i0_percent | pfe_kw | vkr_percent | sn_mva | vn_lv_kv | vn_hv_kv | vk_percent | shift_degree | vector_group | tap_side | tap_neutral | tap_min | tap_max | tap_step_degree | tap_step_percent | tap_phase_shifter
160 MVA 380/110 kV | 0.06 | 60 | 0.25 | 160 | 110 | 380 | 12.2 | 0 | Yy0 | hv | 0 | -9 | 9 | 0 | 1.5 | FALSE
100 MVA 220/110 kV | 0.06 | 55 | 0.26 | 100 | 110 | 220 | 12 | 0 | Yy0 | hv | 0 | -9 | 9 | 0 | 1.5 | FALSE
63 MVA 110/20 kV | 0.04 | 22 | 0.32 | 63 | 20 | 110 | 18 | 150 | YNd5 | hv | 0 | -9 | 9 | 0 | 1.5 | FALSE
40 MVA 110/20 kV | 0.05 | 18 | 0.34 | 40 | 20 | 110 | 16.2 | 150 | YNd5 | hv | 0 | -9 | 9 | 0 | 1.5 | FALSE
25 MVA 110/20 kV | 0.07 | 14 | 0.41 | 25 | 20 | 110 | 12 | 150 | YNd5 | hv | 0 | -9 | 9 | 0 | 1.5 | FALSE
63 MVA 110/10 kV | 0.04 | 22 | 0.32 | 63 | 10 | 110 | 18 | 150 | YNd5 | hv | 0 | -9 | 9 | 0 | 1.5 | FALSE
40 MVA 110/10 kV | 0.05 | 18 | 0.34 | 40 | 10 | 110 | 16.2 | 150 | YNd5 | hv | 0 | -9 | 9 | 0 | 1.5 | FALSE
25 MVA 110/10 kV | 0.07 | 14 | 0.41 | 25 | 10 | 110 | 12 | 150 | YNd5 | hv | 0 | -9 | 9 | 0 | 1.5 | FALSE
0.25 MVA 20/0.4 kV | 0.32 | 0.8 | 1.44 | 0.25 | 0.4 | 20 | 6 | 150 | Yzn5 | hv | 0 | -2 | 2 | 0 | 2.5 | FALSE
0.4 MVA 20/0.4 kV | 0.3375 | 1.35 | 1.425 | 0.4 | 0.4 | 20 | 6 | 150 | Dyn5 | hv | 0 | -2 | 2 | 0 | 2.5 | FALSE
0.63 MVA 20/0.4 kV | 0.2619 | 1.65 | 1.206 | 0.63 | 0.4 | 20 | 6 | 150 | Dyn5 | hv | 0 | -2 | 2 | 0 | 2.5 | FALSE
0.25 MVA 10/0.4 kV | 0.24 | 0.6 | 1.2 | 0.25 | 0.4 | 10 | 4 | 150 | Dyn5 | hv | 0 | -2 | 2 | 0 | 2.5 | FALSE
0.4 MVA 10/0.4 kV | 0.2375 | 0.95 | 1.325 | 0.4 | 0.4 | 10 | 4 | 150 | Dyn5 | hv | 0 | -2 | 2 | 0 | 2.5 | FALSE
0.63 MVA 10/0.4 kV | 0.1873 | 1.18 | 1.0794 | 0.63 | 0.4 | 10 | 4 | 150 | Dyn5 | hv | 0 | -2 | 2 | 0 | 2.5 | FALSE

## trafo3w_std_types
| sn_hv_mva | sn_mv_mva | sn_lv_mva | vn_hv_kv | vn_mv_kv | vn_lv_kv | vk_hv_percent | vk_mv_percent | vk_lv_percent | vkr_hv_percent | vkr_mv_percent | vkr_lv_percent | pfe_kw | i0_percent | shift_mv_degree | shift_lv_degree | vector_group | tap_side | tap_neutral | tap_min | tap_max | tap_step_percent
63/25/38 MVA 110/20/10 kV | 63 | 25 | 38 | 110 | 20 | 10 | 10.4 | 10.4 | 10.4 | 0.28 | 0.32 | 0.35 | 35 | 0.89 | 0 | 0 | YN0yn0yn0 | hv | 0 | -10 | 10 | 1.2
63/25/38 MVA 110/10/10 kV | 63 | 25 | 38 | 110 | 10 | 10 | 10.4 | 10.4 | 10.4 | 0.28 | 0.32 | 0.35 | 35 | 0.89 | 0 | 0 | YN0yn0yn0 | hv | 0 | -10 | 10 | 1.2

## fuse_std_types
| fuse_type | i_rated_a | t_avg | t_min | t_total | x_avg | x_min | x_total
HV 100A | HV 100A | 100 | 0 | [10.0, 3.64, 0.854, 0.281, 0.1, 0.0531, 0.022, 0.01] | [10.0, 4.267, 1.21, 0.403, 0.1, 0.058, 0.022, 0.01] | 0 | [300.0, 350.0, 450.0, 550.0, 700.0, 850.0, 1200.0, 1752.0] | [600.0, 700.0, 900.0, 1150.0, 1665.0, 2000.0, 3000.0, 4313.0]
HV 10A | HV 10A | 10 | 0 | [10.0, 1675.0, 0.344, 0.156, 0.1, 0.0417, 0.0171, 0.01] | [10.0, 1.3, 0.3, 0.155, 0.1, 0.0555, 0.023, 0.01] | 0 | [30.0, 32.0, 35.0, 37.0, 39.0, 50.0, 70.0, 88.0] | [60.0, 70.0, 80.0, 87.0, 94.0, 110.0, 150.0, 216.0]
HV 125A | HV 125A | 125 | 0 | [10.0, 1.82, 0.344, 0.1, 0.0467, 0.0269, 0.01] | [10.0, 2.478, 0.426, 0.1, 0.0427, 0.0211, 0.01] | 0 | [375.0, 500.0, 700.0, 925.0, 1200.0, 1500.0, 2341.0] | [750.0, 1000.0, 1500.0, 2200.0, 3000.0, 4000.0, 5765.0]
HV 160A | HV 160A | 160 | 0 | [10.0, 4.15, 1.03, 0.198, 0.1, 0.051, 0.0172, 0.01] | [10.0, 2.3, 0.734, 0.274, 0.1, 0.046, 0.0177, 0.01] | 0 | [480.0, 550.0, 700.0, 1000.0, 1260.0, 1600.0, 2500.0, 3227.0] | [960.0, 1300.0, 1700.0, 2200.0, 2996.0, 4000.0, 6000.0, 7946.0]
HV 16A | HV 16A | 16 | 0 | [10.0, 0.352, 0.164, 0.1, 0.0649, 0.0342, 0.01] | [10.0, 2.34, 0.722, 0.181, 0.1, 0.055, 0.0296, 0.01] | 0 | [48.0, 60.0, 65.0, 71.0, 80.0, 100.0, 162.0] | [96.0, 110.0, 125.0, 150.0, 168.0, 200.0, 250.0, 398.0]
HV 200A | HV 200A | 200 | 0 | [10.0, 4.267, 1.21, 0.403, 0.1, 0.058, 0.022, 0.01] | [10.0, 3.73, 1.654, 0.328, 0.1, 0.0531, 0.019, 0.01] | 0 | [600.0, 700.0, 900.0, 1150.0, 1665.0, 2000.0, 3000.0, 4313.0] | [1200.0, 1500.0, 1800.0, 2700.0, 3960.0, 5000.0, 7500.0, 10620.0]
HV 20A | HV 20A | 20 | 0 | [10.0, 1.3, 0.3, 0.155, 0.1, 0.0555, 0.023, 0.01] | [10.0, 1.3, 0.161, 0.1, 0.0611, 0.0399, 0.0141, 0.01] | 0 | [60.0, 70.0, 80.0, 87.0, 94.0, 110.0, 150.0, 216.0] | [120.0, 150.0, 200.0, 223.0, 260.0, 300.0, 450.0, 532.0]
HV 25A | HV 25A | 25 | 0 | [10.0, 2.512, 0.833, 0.299, 0.1, 0.0372, 0.0223, 0.01] | [10.0, 3.125, 0.597, 0.198, 0.1, 0.0378, 0.022, 0.01] | 0 | [75.0, 82.0, 90.0, 100.0, 124.0, 170.0, 200.0, 289.0] | [150.0, 170.0, 210.0, 250.0, 294.0, 400.0, 500.0, 711.0]
HV 31.5A | HV 31.5A | 31.5 | 0 | [10.0, 2.34, 0.722, 0.181, 0.1, 0.055, 0.0296, 0.01] | [10.0, 2.84, 0.368, 0.164, 0.1, 0.0621, 0.0378, 0.0195, 0.01] | 0 | [95.0, 110.0, 125.0, 150.0, 165.0, 200.0, 250.0, 390.0] | [189.0, 220.0, 300.0, 350.0, 393.0, 450.0, 530.0, 700.0, 960.0]
HV 40A | HV 40A | 40 | 0 | [10.0, 1.3, 0.161, 0.1, 0.0611, 0.0399, 0.0141, 0.01] | [10.0, 2.05, 0.369, 0.198, 0.1, 0.051, 0.0298, 0.01] | 0 | [120.0, 150.0, 200.0, 223.0, 260.0, 300.0, 450.0, 532.0] | [240.0, 300.0, 400.0, 450.0, 530.0, 650.0, 800.0, 1311.0]
HV 50A | HV 50A | 50 | 0 | [10.0, 3.215, 0.597, 0.198, 0.1, 0.0378, 0.022, 0.01] | [10.0, 3.64, 0.854, 0.281, 0.1, 0.0531, 0.022, 0.01] | 0 | [150.0, 170.0, 210.0, 250.0, 294.0, 400.0, 500.0, 711.0] | [300.0, 350.0, 450.0, 550.0, 700.0, 850.0, 1200.0, 1752.0]
HV 6.3A | HV 6.3A | 6.3 | 0 | [10.0, 1.39, 0.344, 0.168, 0.1, 0.056, 0.0263, 0.01] | [10.0, 1.711, 0.516, 0.198, 0.1, 0.0634, 0.0303, 0.01] | 0 | [19.0, 19.5, 20.4, 20.8, 22.0, 25.0, 32.0, 48.0] | [38.0, 40.0, 43.0, 48.0, 53.0, 60.0, 75.0, 118.0]
HV 63A | HV 63A | 63 | 0 | [10.0, 2.84, 0.368, 0.164, 0.1, 0.0621, 0.0378, 0.0195, 0.01] | [10.0, 1.82, 0.344, 0.1, 0.0467, 0.0269, 0.01] | 0 | [189.0, 220.0, 300.0, 350.0, 393.0, 450.0, 530.0, 700.0, 961.0] | [378.0, 500.0, 700.0, 934.0, 1200.0, 1500.0, 2366.0]
HV 80A | HV 80A | 80 | 0 | [10.0, 2.05, 0.369, 0.198, 0.1, 0.051, 0.0298, 0.01] | [10.0, 4.15, 1.03, 0.198, 0.1, 0.051, 0.0172, 0.01] | 0 | [240.0, 300.0, 400.0, 450.0, 530.0, 650.0, 800.0, 1311.0] | [480.0, 550.0, 700.0, 1000.0, 1260.0, 1600.0, 2500.0, 3227.0]
Siemens NH-1-100 | Siemens NH-1-100 | 100 | [5400.0, 2000.0, 400.0, 20.0, 1.0, 0.2, 0.012, 0.004] | 0 | 0 | [150.0, 190.0, 250.0, 430.0, 900.0, 1250.0, 2700.0, 3600.0] | 0 | 0
Siemens NH-1-125 | Siemens NH-1-125 | 125 | [4800.0, 120.0, 7.0, 0.1, 0.004] | 0 | 0 | [180.0, 400.0, 740.0, 2000.0, 4250.0] | 0 | 0
Siemens NH-1-16 | Siemens NH-1-16 | 16 | [4000.0, 400.0, 2.0, 0.1, 0.04, 0.01] | 0 | 0 | [26.0, 35.0, 75.0, 150.0, 200.0, 300.0] | 0 | 0
Siemens NH-1-160 | Siemens NH-1-160 | 160 | [4800.0, 120.0, 7.0, 0.1, 0.004] | 0 | 0 | [210.0, 500.0, 900.0, 2300.0, 5000.0] | 0 | 0
Siemens NH-1-25 | Siemens NH-1-25 | 25 | [4000.0, 1000.0, 10.0, 0.2, 0.02, 0.01] | 0 | 0 | [40.0, 50.0, 100.0, 210.0, 400.0, 500.0] | 0 | 0
Siemens NH-1-50 | Siemens NH-1-50 | 50 | [4000.0, 40.0, 4.0, 1.0, 0.02, 0.01] | 0 | 0 | [86.0, 200.0, 300.0, 400.0, 1000.0, 1280.0] | 0 | 0
Siemens NH-1-63 | Siemens NH-1-63 | 63 | [4000.0, 100.0, 10.0, 2.0, 0.04, 0.01] | 0 | 0 | [100.0, 200.0, 300.0, 400.0, 1000.0, 1500.0] | 0 | 0
Siemens NH-1-80 | Siemens NH-1-80 | 80 | [4800.0, 120.0, 7.0, 0.1, 0.01] | 0 | 0 | [150.58, 250.0, 450.0, 1150.0, 2470.0] | 0 | 0
Siemens NH-2-1000 | Siemens NH-2-1000 | 1000 | [4800.0, 120.0, 7.0, 0.1, 0.004] | 0 | 0 | [1900.0, 3500.0, 8400.0, 24000.0, 52000.0] | 0 | 0
Siemens NH-2-200 | Siemens NH-2-200 | 200 | [4800.0, 120.0, 7.0, 0.1, 0.004] | 0 | 0 | [280.0, 650.0, 1200.0, 3000.0, 7000.0] | 0 | 0
Siemens NH-2-224 | Siemens NH-2-224 | 224 | [4800.0, 120.0, 7.0, 0.2, 0.04, 0.004] | 0 | 0 | [400.0, 750.0, 1453.0, 3025.0, 4315.0, 7600.0] | 0 | 0
Siemens NH-2-250 | Siemens NH-2-250 | 250 | [4800.0, 120.0, 7.0, 0.1, 0.004] | 0 | 0 | [450.0, 800.0, 1650.0, 4000.0, 8500.0] | 0 | 0
Siemens NH-2-315 | Siemens NH-2-315 | 315 | [4800.0, 120.0, 7.0, 0.1, 0.004] | 0 | 0 | [550.0, 920.0, 1900.0, 5000.0, 11000.0] | 0 | 0
Siemens NH-2-355 | Siemens NH-2-355 | 355 | [4800.0, 120.0, 6.0, 0.1, 0.004] | 0 | 0 | [650.0, 1116.27, 2350.0, 5840.0, 12790.0] | 0 | 0
Siemens NH-2-400 | Siemens NH-2-400 | 400 | [4800.0, 120.0, 7.0, 0.1, 0.004] | 0 | 0 | [720.0, 1350.0, 2800.0, 6500.0, 15000.0] | 0 | 0
Siemens NH-2-425 | Siemens NH-2-425 | 425 | [4800.0, 120.0, 7.0, 0.1, 0.004] | 0 | 0 | [850.0, 1500.0, 3050.0, 7500.0, 16500.0] | 0 | 0
Siemens NH-2-630 | Siemens NH-2-630 | 630 | [4800.0, 120.0, 7.0, 0.1, 0.004] | 0 | 0 | [1200.0, 2000.0, 4800.0, 12000.0, 26000.0] | 0 | 0

## dtypes
| element | column | dtype
0 | bus | name | object
1 | bus | vn_kv | float64
2 | bus | type | object
3 | bus | zone | object
4 | bus | in_service | bool
5 | load | name | object
6 | load | bus | uint32
7 | load | p_mw | float64
8 | load | q_mvar | float64
9 | load | const_z_percent | float64
10 | load | const_i_percent | float64
11 | load | sn_mva | float64
12 | load | scaling | float64
13 | load | in_service | bool
14 | load | type | object
15 | ext_grid | name | object
16 | ext_grid | bus | uint32
17 | ext_grid | vm_pu | float64
18 | ext_grid | va_degree | float64
19 | ext_grid | slack_weight | float64
20 | ext_grid | in_service | bool
21 | line | name | object
22 | line | std_type | object
23 | line | from_bus | uint32
24 | line | to_bus | uint32
25 | line | length_km | float64
26 | line | r_ohm_per_km | float64
27 | line | x_ohm_per_km | float64
28 | line | c_nf_per_km | float64
29 | line | g_us_per_km | float64
30 | line | max_i_ka | float64
31 | line | df | float64
32 | line | parallel | uint32
33 | line | type | object
34 | line | in_service | bool
35 | trafo | name | object
36 | trafo | std_type | object
37 | trafo | hv_bus | uint32
38 | trafo | lv_bus | uint32
39 | trafo | sn_mva | float64
40 | trafo | vn_hv_kv | float64
41 | trafo | vn_lv_kv | float64
42 | trafo | vk_percent | float64
43 | trafo | vkr_percent | float64
44 | trafo | pfe_kw | float64
45 | trafo | i0_percent | float64
46 | trafo | shift_degree | float64
47 | trafo | tap_side | object
48 | trafo | tap_neutral | int32
49 | trafo | tap_min | int32
50 | trafo | tap_max | int32
51 | trafo | tap_step_percent | float64
52 | trafo | tap_step_degree | float64
53 | trafo | tap_pos | int32
54 | trafo | tap_phase_shifter | bool
55 | trafo | parallel | uint32
56 | trafo | df | float64
57 | trafo | in_service | bool
58 | line_geodata | coords | object
59 | bus_geodata | x | float64
60 | bus_geodata | y | float64
61 | bus_geodata | coords | object

## parameters
| version | format_version | converged | OPF_converged | name | f_hz | sn_mva
0 | 2.14.6 | 2.14.0 | FALSE | FALSE |  | 50 | 1