## bus
| name | vn_kv | type | zone | in_service
0 | bus_LV_5606-6_0_5_node_0 | 0.4 | n |  | TRUE
1 | bus_LV_5606-6_0_5_node_1 | 0.4 | n |  | TRUE
2 | bus_LV_5606-6_0_5_node_20 | 0.4 | n |  | TRUE
3 | bus_LV_5606-6_0_5_node_2 | 0.4 | n |  | TRUE
4 | bus_LV_5606-6_0_5_node_170 | 0.4 | n |  | TRUE
5 | bus_LV_5606-6_0_5_node_21 | 0.4 | n |  | TRUE
6 | bus_LV_5606-6_0_5_node_17 | 0.4 | n |  | TRUE
7 | bus_LV_5606-6_0_5_node_18 | 0.4 | n |  | TRUE
8 | bus_LV_5606-6_0_5_node_3 | 0.4 | n |  | TRUE
9 | bus_LV_5606-6_0_5_node_4 | 0.4 | n |  | TRUE
10 | bus_LV_5606-6_0_5_node_5 | 0.4 | n |  | TRUE
11 | bus_LV_5606-6_0_5_node_167 | 0.4 | n |  | TRUE
12 | bus_LV_5606-6_0_5_node_165 | 0.4 | n |  | TRUE
13 | bus_LV_5606-6_0_5_node_16 | 0.4 | n |  | TRUE
14 | bus_LV_5606-6_0_5_node_15 | 0.4 | n |  | TRUE
15 | bus_LV_5606-6_0_5_node_27 | 0.4 | n |  | TRUE
16 | bus_LV_5606-6_0_5_node_23 | 0.4 | n |  | TRUE
17 | bus_LV_5606-6_0_5_node_6 | 0.4 | n |  | TRUE
18 | bus_LV_5606-6_0_5_node_7 | 0.4 | n |  | TRUE
19 | bus_LV_5606-6_0_5_node_8 | 0.4 | n |  | TRUE
20 | bus_LV_5606-6_0_5_node_9 | 0.4 | n |  | TRUE
21 | bus_LV_5606-6_0_5_node_10 | 0.4 | n |  | TRUE
22 | bus_LV_5606-6_0_5_node_24 | 0.4 | n |  | TRUE
23 | bus_LV_5606-6_0_5_node_25 | 0.4 | n |  | TRUE
24 | bus_LV_5606-6_0_5_node_12 | 0.4 | n |  | TRUE
25 | bus_LV_5606-6_0_5_node_11 | 0.4 | n |  | TRUE
26 | bus_LV_5606-6_0_5_node_13 | 0.4 | n |  | TRUE
27 | bus_LV_5606-6_0_5_node_14 | 0.4 | n |  | TRUE
28 | bus_LV_5606-6_0_5_node_22 | 0.4 | n |  | TRUE
29 | bus_LV_5606-6_0_5_node_19 | 0.4 | n |  | TRUE
30 | bus_LV_5606-6_0_5_node_122 | 0.4 | n |  | TRUE
31 | bus_LV_5606-6_0_5_node_132 | 0.4 | n |  | TRUE
32 | bus_LV_5606-6_0_5_node_26 | 0.4 | n |  | TRUE
33 | bus_LV_5606-6_0_5_node_106 | 0.4 | n |  | TRUE
34 | bus_LV_5606-6_0_5_node_120 | 0.4 | n |  | TRUE
35 | bus_LV_5606-6_0_5_node_121 | 0.4 | n |  | TRUE
36 | bus_LV_5606-6_0_5_node_130 | 0.4 | n |  | TRUE
37 | bus_LV_5606-6_0_5_node_131 | 0.4 | n |  | TRUE
38 | bus_LV_5606-6_0_5_node_105 | 0.4 | n |  | TRUE
39 | bus_LV_5606-6_0_5_node_162 | 0.4 | n |  | TRUE
40 | bus_LV_5606-6_0_5_node_100 | 0.4 | n |  | TRUE
41 | bus_LV_5606-6_0_5_node_102 | 0.4 | n |  | TRUE
42 | bus_LV_5606-6_0_5_node_103 | 0.4 | n |  | TRUE
43 | bus_LV_5606-6_0_5_node_151 | 0.4 | n |  | TRUE
44 | bus_LV_5606-6_0_5_node_99 | 0.4 | n |  | TRUE
45 | bus_LV_5606-6_0_5_node_28 | 0.4 | n |  | TRUE
46 | bus_LV_5606-6_0_5_node_29 | 0.4 | n |  | TRUE
47 | bus_LV_5606-6_0_5_node_30 | 0.4 | n |  | TRUE
48 | bus_LV_5606-6_0_5_node_32 | 0.4 | n |  | TRUE
49 | bus_LV_5606-6_0_5_node_33 | 0.4 | n |  | TRUE
50 | bus_LV_5606-6_0_5_node_34 | 0.4 | n |  | TRUE
51 | bus_LV_5606-6_0_5_node_31 | 0.4 | n |  | TRUE
52 | bus_LV_5606-6_0_5_node_101 | 0.4 | n |  | TRUE
53 | bus_LV_5606-6_0_5_node_91 | 0.4 | n |  | TRUE
54 | bus_LV_5606-6_0_5_node_154 | 0.4 | n |  | TRUE
55 | bus_LV_5606-6_0_5_node_164 | 0.4 | n |  | TRUE
56 | bus_LV_5606-6_0_5_node_90 | 0.4 | n |  | TRUE
57 | bus_LV_5606-6_0_5_node_35 | 0.4 | n |  | TRUE
58 | bus_LV_5606-6_0_5_node_37 | 0.4 | n |  | TRUE
59 | bus_LV_5606-6_0_5_node_38 | 0.4 | n |  | TRUE
60 | bus_LV_5606-6_0_5_node_39 | 0.4 | n |  | TRUE
61 | bus_LV_5606-6_0_5_node_40 | 0.4 | n |  | TRUE
62 | bus_LV_5606-6_0_5_node_41 | 0.4 | n |  | TRUE
63 | bus_LV_5606-6_0_5_node_58 | 0.4 | n |  | TRUE
64 | bus_LV_5606-6_0_5_node_59 | 0.4 | n |  | TRUE
65 | bus_LV_5606-6_0_5_node_42 | 0.4 | n |  | TRUE
66 | bus_LV_5606-6_0_5_node_43 | 0.4 | n |  | TRUE
67 | bus_LV_5606-6_0_5_node_44 | 0.4 | n |  | TRUE
68 | bus_LV_5606-6_0_5_node_45 | 0.4 | n |  | TRUE
69 | bus_LV_5606-6_0_5_node_46 | 0.4 | n |  | TRUE
70 | bus_LV_5606-6_0_5_node_47 | 0.4 | n |  | TRUE
71 | bus_LV_5606-6_0_5_node_48 | 0.4 | n |  | TRUE
72 | bus_LV_5606-6_0_5_node_172 | 0.4 | n |  | TRUE
73 | bus_LV_5606-6_0_5_node_50 | 0.4 | n |  | TRUE
74 | bus_LV_5606-6_0_5_node_55 | 0.4 | n |  | TRUE
75 | bus_LV_5606-6_0_5_node_76 | 0.4 | n |  | TRUE
76 | bus_LV_5606-6_0_5_node_52 | 0.4 | n |  | TRUE
77 | bus_LV_5606-6_0_5_node_49 | 0.4 | n |  | TRUE
78 | bus_LV_5606-6_0_5_node_56 | 0.4 | n |  | TRUE
79 | bus_LV_5606-6_0_5_node_57 | 0.4 | n |  | TRUE
80 | bus_LV_5606-6_0_5_node_77 | 0.4 | n |  | TRUE
81 | bus_LV_5606-6_0_5_node_78 | 0.4 | n |  | TRUE
82 | bus_LV_5606-6_0_5_node_51 | 0.4 | n |  | TRUE
83 | bus_LV_5606-6_0_5_node_53 | 0.4 | n |  | TRUE
84 | bus_LV_5606-6_0_5_node_54 | 0.4 | n |  | TRUE
85 | bus_LV_5606-6_0_5_node_74 | 0.4 | n |  | TRUE
86 | bus_LV_5606-6_0_5_node_149 | 0.4 | n |  | TRUE
87 | bus_LV_5606-6_0_5_node_171 | 0.4 | n |  | TRUE
88 | bus_LV_5606-6_0_5_node_136 | 0.4 | n |  | TRUE
89 | bus_LV_5606-6_0_5_node_75 | 0.4 | n |  | TRUE
90 | bus_LV_5606-6_0_5_node_83 | 0.4 | n |  | TRUE
91 | bus_LV_5606-6_0_5_node_73 | 0.4 | n |  | TRUE
92 | bus_LV_5606-6_0_5_node_60 | 0.4 | n |  | TRUE
93 | bus_LV_5606-6_0_5_node_61 | 0.4 | n |  | TRUE
94 | bus_LV_5606-6_0_5_node_62 | 0.4 | n |  | TRUE
95 | bus_LV_5606-6_0_5_node_63 | 0.4 | n |  | TRUE
96 | bus_LV_5606-6_0_5_node_80 | 0.4 | n |  | TRUE
97 | bus_LV_5606-6_0_5_node_79 | 0.4 | n |  | TRUE
98 | bus_LV_5606-6_0_5_node_64 | 0.4 | n |  | TRUE
99 | bus_LV_5606-6_0_5_node_65 | 0.4 | n |  | TRUE
100 | bus_LV_5606-6_0_5_node_66 | 0.4 | n |  | TRUE
101 | bus_LV_5606-6_0_5_node_67 | 0.4 | n |  | TRUE
102 | bus_LV_5606-6_0_5_node_68 | 0.4 | n |  | TRUE
103 | bus_LV_5606-6_0_5_node_69 | 0.4 | n |  | TRUE
104 | bus_LV_5606-6_0_5_node_81 | 0.4 | n |  | TRUE
105 | bus_LV_5606-6_0_5_node_82 | 0.4 | n |  | TRUE
106 | bus_LV_5606-6_0_5_node_97 | 0.4 | n |  | TRUE
107 | bus_LV_5606-6_0_5_node_71 | 0.4 | n |  | TRUE
108 | bus_LV_5606-6_0_5_node_98 | 0.4 | n |  | TRUE
109 | bus_LV_5606-6_0_5_node_96 | 0.4 | n |  | TRUE
110 | bus_LV_5606-6_0_5_node_70 | 0.4 | n |  | TRUE
111 | bus_LV_5606-6_0_5_node_72 | 0.4 | n |  | TRUE
112 | bus_LV_5606-6_0_5_node_84 | 0.4 | n |  | TRUE
113 | bus_LV_5606-6_0_5_node_85 | 0.4 | n |  | TRUE
114 | bus_LV_5606-6_0_5_node_86 | 0.4 | n |  | TRUE
115 | bus_LV_5606-6_0_5_node_87 | 0.4 | n |  | TRUE
116 | bus_LV_5606-6_0_5_node_88 | 0.4 | n |  | TRUE
117 | bus_LV_5606-6_0_5_node_89 | 0.4 | n |  | TRUE
118 | bus_LV_5606-6_0_5_node_93 | 0.4 | n |  | TRUE
119 | bus_LV_5606-6_0_5_node_153 | 0.4 | n |  | TRUE
120 | bus_LV_5606-6_0_5_node_147 | 0.4 | n |  | TRUE
121 | bus_LV_5606-6_0_5_node_92 | 0.4 | n |  | TRUE
122 | bus_LV_5606-6_0_5_node_156 | 0.4 | n |  | TRUE
123 | bus_LV_5606-6_0_5_node_152 | 0.4 | n |  | TRUE
124 | bus_LV_5606-6_0_5_node_148 | 0.4 | n |  | TRUE
125 | bus_LV_5606-6_0_5_node_94 | 0.4 | n |  | TRUE
126 | bus_LV_5606-6_0_5_node_95 | 0.4 | n |  | TRUE
127 | bus_LV_5606-6_0_5_node_104 | 0.4 | n |  | TRUE
128 | bus_LV_5606-6_0_5_node_150 | 0.4 | n |  | TRUE
129 | bus_LV_5606-6_0_5_node_115 | 0.4 | n |  | TRUE
130 | bus_LV_5606-6_0_5_node_135 | 0.4 | n |  | TRUE
131 | bus_LV_5606-6_0_5_node_116 | 0.4 | n |  | TRUE
132 | bus_LV_5606-6_0_5_node_107 | 0.4 | n |  | TRUE
133 | bus_LV_5606-6_0_5_node_108 | 0.4 | n |  | TRUE
134 | bus_LV_5606-6_0_5_node_109 | 0.4 | n |  | TRUE
135 | bus_LV_5606-6_0_5_node_110 | 0.4 | n |  | TRUE
136 | bus_LV_5606-6_0_5_node_134 | 0.4 | n |  | TRUE
137 | bus_LV_5606-6_0_5_node_111 | 0.4 | n |  | TRUE
138 | bus_LV_5606-6_0_5_node_112 | 0.4 | n |  | TRUE
139 | bus_LV_5606-6_0_5_node_113 | 0.4 | n |  | TRUE
140 | bus_LV_5606-6_0_5_node_114 | 0.4 | n |  | TRUE
141 | bus_LV_5606-6_0_5_node_146 | 0.4 | n |  | TRUE
142 | bus_LV_5606-6_0_5_node_145 | 0.4 | n |  | TRUE
143 | bus_LV_5606-6_0_5_node_117 | 0.4 | n |  | TRUE
144 | bus_LV_5606-6_0_5_node_118 | 0.4 | n |  | TRUE
145 | bus_LV_5606-6_0_5_node_119 | 0.4 | n |  | TRUE
146 | bus_LV_5606-6_0_5_node_137 | 0.4 | n |  | TRUE
147 | bus_LV_5606-6_0_5_node_163 | 0.4 | n |  | TRUE
148 | bus_LV_5606-6_0_5_node_169 | 0.4 | n |  | TRUE
149 | bus_LV_5606-6_0_5_node_173 | 0.4 | n |  | TRUE
150 | bus_LV_5606-6_0_5_node_138 | 0.4 | n |  | TRUE
151 | bus_LV_5606-6_0_5_node_157 | 0.4 | n |  | TRUE
152 | bus_LV_5606-6_0_5_node_168 | 0.4 | n |  | TRUE
153 | bus_LV_5606-6_0_5_node_123 | 0.4 | n |  | TRUE
154 | bus_LV_5606-6_0_5_node_124 | 0.4 | n |  | TRUE
155 | bus_LV_5606-6_0_5_node_125 | 0.4 | n |  | TRUE
156 | bus_LV_5606-6_0_5_node_126 | 0.4 | n |  | TRUE
157 | bus_LV_5606-6_0_5_node_127 | 0.4 | n |  | TRUE
158 | bus_LV_5606-6_0_5_node_128 | 0.4 | n |  | TRUE
159 | bus_LV_5606-6_0_5_node_129 | 0.4 | n |  | TRUE
160 | bus_LV_5606-6_0_5_node_144 | 0.4 | n |  | TRUE
161 | bus_LV_5606-6_0_5_node_142 | 0.4 | n |  | TRUE
162 | bus_LV_5606-6_0_5_node_143 | 0.4 | n |  | TRUE
163 | bus_LV_5606-6_0_5_node_141 | 0.4 | n |  | TRUE
164 | bus_LV_5606-6_0_5_node_133 | 0.4 | n |  | TRUE
165 | bus_LV_5606-6_0_5_node_159 | 0.4 | n |  | TRUE
166 | bus_LV_5606-6_0_5_node_158 | 0.4 | n |  | TRUE
167 | bus_LV_5606-6_0_5_node_139 | 0.4 | n |  | TRUE
168 | bus_LV_5606-6_0_5_node_155 | 0.4 | n |  | TRUE
169 | bus_LV_5606-6_0_5_node_161 | 0.4 | n |  | TRUE
170 | bus_LV_5606-6_0_5_node_140 | 0.4 | n |  | TRUE
171 | bus_LV_5606-6_0_5_node_160 | 0.4 | n |  | TRUE
172 | bus_LV_5606-6_0_5_node_166 | 0.4 | n |  | TRUE
173 | bus_MV_620_0_node_90 | 20 | n |  | TRUE

## load
| name | bus | p_mw | q_mvar | const_z_percent | const_i_percent | sn_mva | scaling | in_service | type
0 | LV_5606-6_0_5_load_0 | 0 | 0.00021788 | 5.4605e-05 | 0 | 0 |  | 1 | TRUE | wye
1 | LV_5606-6_0_5_load_20 | 2 | 0.0085348 | 0.002139 | 0 | 0 |  | 1 | TRUE | wye
2 | LV_5606-6_0_5_load_170 | 4 | 0.0013356 | 0.00033474 | 0 | 0 |  | 1 | TRUE | wye
3 | LV_5606-6_0_5_load_17 | 6 | 0.00042551 | 0.00010664 | 0 | 0 |  | 1 | TRUE | wye
4 | LV_5606-6_0_5_load_3 | 8 | 0.0029936 | 0.00075028 | 0 | 0 |  | 1 | TRUE | wye
5 | LV_5606-6_0_5_load_4 | 9 | 0.0051798 | 0.0012982 | 0 | 0 |  | 1 | TRUE | wye
6 | LV_5606-6_0_5_load_167 | 11 | 0.0030998 | 0.00077688 | 0 | 0 |  | 1 | TRUE | wye
7 | LV_5606-6_0_5_load_165 | 12 | 0.0034805 | 0.00087229 | 0 | 0 |  | 1 | TRUE | wye
8 | LV_5606-6_0_5_load_15 | 14 | 0.0018077 | 0.00045306 | 0 | 0 |  | 1 | TRUE | wye
9 | LV_5606-6_0_5_load_27 | 15 | 0.0010345 | 0.00025926 | 0 | 0 |  | 1 | TRUE | wye
10 | LV_5606-6_0_5_load_23 | 16 | 0.0010826 | 0.00027133 | 0 | 0 |  | 1 | TRUE | wye
11 | LV_5606-6_0_5_load_6 | 17 | 0.0020869 | 0.00052302 | 0 | 0 |  | 1 | TRUE | wye
12 | LV_5606-6_0_5_load_7 | 18 | 0.0019302 | 0.00048375 | 0 | 0 |  | 1 | TRUE | wye
13 | LV_5606-6_0_5_load_9 | 20 | 0.0015909 | 0.00039873 | 0 | 0 |  | 1 | TRUE | wye
14 | LV_5606-6_0_5_load_12 | 24 | 0.0021013 | 0.00052664 | 0 | 0 |  | 1 | TRUE | wye
15 | LV_5606-6_0_5_load_11 | 25 | 0.0024049 | 0.00060272 | 0 | 0 |  | 1 | TRUE | wye
16 | LV_5606-6_0_5_load_13 | 26 | 0.00051344 | 0.00012868 | 0 | 0 |  | 1 | TRUE | wye
17 | LV_5606-6_0_5_load_14 | 27 | 0.0008666 | 0.00021719 | 0 | 0 |  | 1 | TRUE | wye
18 | LV_5606-6_0_5_load_22 | 28 | 0.00083334 | 0.00020886 | 0 | 0 |  | 1 | TRUE | wye
19 | LV_5606-6_0_5_load_19 | 29 | 0.0027478 | 0.00068867 | 0 | 0 |  | 1 | TRUE | wye
20 | LV_5606-6_0_5_load_122 | 30 | 0.0083042 | 0.0020812 | 0 | 0 |  | 1 | TRUE | wye
21 | LV_5606-6_0_5_load_120 | 34 | 0.0039513 | 0.00099028 | 0 | 0 |  | 1 | TRUE | wye
22 | LV_5606-6_0_5_load_121 | 35 | 0.026985 | 0.0067631 | 0 | 0 |  | 1 | TRUE | wye
23 | LV_5606-6_0_5_load_130 | 36 | 0.032032 | 0.008028 | 0 | 0 |  | 1 | TRUE | wye
24 | LV_5606-6_0_5_load_131 | 37 | 0.0014026 | 0.00035154 | 0 | 0 |  | 1 | TRUE | wye
25 | LV_5606-6_0_5_load_162 | 39 | 0.0047571 | 0.0011923 | 0 | 0 |  | 1 | TRUE | wye
26 | LV_5606-6_0_5_load_151 | 43 | 0.01187 | 0.0029748 | 0 | 0 |  | 1 | TRUE | wye
27 | LV_5606-6_0_5_load_99 | 44 | 0.011342 | 0.0028425 | 0 | 0 |  | 1 | TRUE | wye
28 | LV_5606-6_0_5_load_28 | 45 | 0.0038835 | 0.0009733 | 0 | 0 |  | 1 | TRUE | wye
29 | LV_5606-6_0_5_load_32 | 48 | 0.0024551 | 0.00061529 | 0 | 0 |  | 1 | TRUE | wye
30 | LV_5606-6_0_5_load_33 | 49 | 0.0087957 | 0.0022044 | 0 | 0 |  | 1 | TRUE | wye
31 | LV_5606-6_0_5_load_34 | 50 | 0.00088593 | 0.00022204 | 0 | 0 |  | 1 | TRUE | wye
32 | LV_5606-6_0_5_load_101 | 52 | 0.00075859 | 0.00019012 | 0 | 0 |  | 1 | TRUE | wye
33 | LV_5606-6_0_5_load_154 | 54 | 0.00059468 | 0.00014904 | 0 | 0 |  | 1 | TRUE | wye
34 | LV_5606-6_0_5_load_164 | 55 | 0.0031808 | 0.00079718 | 0 | 0 |  | 1 | TRUE | wye
35 | LV_5606-6_0_5_load_35 | 57 | 0.00047704 | 0.00011956 | 0 | 0 |  | 1 | TRUE | wye
36 | LV_5606-6_0_5_load_39 | 60 | 0.001173 | 0.00029398 | 0 | 0 |  | 1 | TRUE | wye
37 | LV_5606-6_0_5_load_41 | 62 | 0.0041945 | 0.0010512 | 0 | 0 |  | 1 | TRUE | wye
38 | LV_5606-6_0_5_load_58 | 63 | 0.0013733 | 0.00034418 | 0 | 0 |  | 1 | TRUE | wye
39 | LV_5606-6_0_5_load_42 | 65 | 0.0019346 | 0.00048484 | 0 | 0 |  | 1 | TRUE | wye
40 | LV_5606-6_0_5_load_46 | 69 | 0.00407 | 0.00102 | 0 | 0 |  | 1 | TRUE | wye
41 | LV_5606-6_0_5_load_47 | 70 | 0.0037605 | 0.00094247 | 0 | 0 |  | 1 | TRUE | wye
42 | LV_5606-6_0_5_load_48 | 71 | 0.0020752 | 0.0005201 | 0 | 0 |  | 1 | TRUE | wye
43 | LV_5606-6_0_5_load_172 | 72 | 0.0037079 | 0.0009293 | 0 | 0 |  | 1 | TRUE | wye
44 | LV_5606-6_0_5_load_52 | 76 | 0.0009925 | 0.00024874 | 0 | 0 |  | 1 | TRUE | wye
45 | LV_5606-6_0_5_load_49 | 77 | 0.0045028 | 0.0011285 | 0 | 0 |  | 1 | TRUE | wye
46 | LV_5606-6_0_5_load_56 | 78 | 0.0077298 | 0.0019373 | 0 | 0 |  | 1 | TRUE | wye
47 | LV_5606-6_0_5_load_57 | 79 | 0.0059469 | 0.0014904 | 0 | 0 |  | 1 | TRUE | wye
48 | LV_5606-6_0_5_load_77 | 80 | 0.0016519 | 0.000414 | 0 | 0 |  | 1 | TRUE | wye
49 | LV_5606-6_0_5_load_53 | 83 | 0.0010153 | 0.00025446 | 0 | 0 |  | 1 | TRUE | wye
50 | LV_5606-6_0_5_load_74 | 85 | 0.00095918 | 0.00024039 | 0 | 0 |  | 1 | TRUE | wye
51 | LV_5606-6_0_5_load_171 | 87 | 0.0026527 | 0.00066483 | 0 | 0 |  | 1 | TRUE | wye
52 | LV_5606-6_0_5_load_83 | 90 | 0.0024068 | 0.00060321 | 0 | 0 |  | 1 | TRUE | wye
53 | LV_5606-6_0_5_load_60 | 92 | 0.0036485 | 0.00091439 | 0 | 0 |  | 1 | TRUE | wye
54 | LV_5606-6_0_5_load_61 | 93 | 0.0036492 | 0.00091458 | 0 | 0 |  | 1 | TRUE | wye
55 | LV_5606-6_0_5_load_80 | 96 | 0.0036439 | 0.00091324 | 0 | 0 |  | 1 | TRUE | wye
56 | LV_5606-6_0_5_load_79 | 97 | 0.0023321 | 0.00058448 | 0 | 0 |  | 1 | TRUE | wye
57 | LV_5606-6_0_5_load_64 | 98 | 0.0056196 | 0.0014084 | 0 | 0 |  | 1 | TRUE | wye
58 | LV_5606-6_0_5_load_65 | 99 | 0.0055383 | 0.001388 | 0 | 0 |  | 1 | TRUE | wye
59 | LV_5606-6_0_5_load_68 | 102 | 0.0051366 | 0.0012874 | 0 | 0 |  | 1 | TRUE | wye
60 | LV_5606-6_0_5_load_69 | 103 | 0.014636 | 0.0036681 | 0 | 0 |  | 1 | TRUE | wye
61 | LV_5606-6_0_5_load_81 | 104 | 0.0038368 | 0.00096159 | 0 | 0 |  | 1 | TRUE | wye
62 | LV_5606-6_0_5_load_82 | 105 | 0.0052422 | 0.0013138 | 0 | 0 |  | 1 | TRUE | wye
63 | LV_5606-6_0_5_load_71 | 107 | 0.0042006 | 0.0010528 | 0 | 0 |  | 1 | TRUE | wye
64 | LV_5606-6_0_5_load_98 | 108 | 0.0027044 | 0.00067779 | 0 | 0 |  | 1 | TRUE | wye
65 | LV_5606-6_0_5_load_96 | 109 | 0.0038149 | 0.00095612 | 0 | 0 |  | 1 | TRUE | wye
66 | LV_5606-6_0_5_load_70 | 110 | 0.0039528 | 0.00099067 | 0 | 0 |  | 1 | TRUE | wye
67 | LV_5606-6_0_5_load_72 | 111 | 0.0071443 | 0.0017905 | 0 | 0 |  | 1 | TRUE | wye
68 | LV_5606-6_0_5_load_84 | 112 | 0.0040067 | 0.0010042 | 0 | 0 |  | 1 | TRUE | wye
69 | LV_5606-6_0_5_load_85 | 113 | 0.0066678 | 0.0016711 | 0 | 0 |  | 1 | TRUE | wye
70 | LV_5606-6_0_5_load_86 | 114 | 0.0036282 | 0.00090932 | 0 | 0 |  | 1 | TRUE | wye
71 | LV_5606-6_0_5_load_88 | 116 | 0.0035533 | 0.00089055 | 0 | 0 |  | 1 | TRUE | wye
72 | LV_5606-6_0_5_load_93 | 118 | 0.0041587 | 0.0010423 | 0 | 0 |  | 1 | TRUE | wye
73 | LV_5606-6_0_5_load_147 | 120 | 0.0072073 | 0.0018063 | 0 | 0 |  | 1 | TRUE | wye
74 | LV_5606-6_0_5_load_92 | 121 | 0.0062751 | 0.0015727 | 0 | 0 |  | 1 | TRUE | wye
75 | LV_5606-6_0_5_load_156 | 122 | 0.0067955 | 0.0017031 | 0 | 0 |  | 1 | TRUE | wye
76 | LV_5606-6_0_5_load_152 | 123 | 0.011179 | 0.0028017 | 0 | 0 |  | 1 | TRUE | wye
77 | LV_5606-6_0_5_load_148 | 124 | 0.003482 | 0.00087267 | 0 | 0 |  | 1 | TRUE | wye
78 | LV_5606-6_0_5_load_94 | 125 | 0.0041558 | 0.0010415 | 0 | 0 |  | 1 | TRUE | wye
79 | LV_5606-6_0_5_load_95 | 126 | 0.0042253 | 0.001059 | 0 | 0 |  | 1 | TRUE | wye
80 | LV_5606-6_0_5_load_150 | 128 | 0.0033107 | 0.00082974 | 0 | 0 |  | 1 | TRUE | wye
81 | LV_5606-6_0_5_load_115 | 129 | 0.0034431 | 0.00086292 | 0 | 0 |  | 1 | TRUE | wye
82 | LV_5606-6_0_5_load_107 | 132 | 0.0022082 | 0.00055344 | 0 | 0 |  | 1 | TRUE | wye
83 | LV_5606-6_0_5_load_108 | 133 | 0.0045817 | 0.0011483 | 0 | 0 |  | 1 | TRUE | wye
84 | LV_5606-6_0_5_load_109 | 134 | 0.0019223 | 0.00048177 | 0 | 0 |  | 1 | TRUE | wye
85 | LV_5606-6_0_5_load_110 | 135 | 0.0039527 | 0.00099065 | 0 | 0 |  | 1 | TRUE | wye
86 | LV_5606-6_0_5_load_111 | 137 | 0.0043182 | 0.0010822 | 0 | 0 |  | 1 | TRUE | wye
87 | LV_5606-6_0_5_load_113 | 139 | 0.0044787 | 0.0011225 | 0 | 0 |  | 1 | TRUE | wye
88 | LV_5606-6_0_5_load_114 | 140 | 0.0058856 | 0.0014751 | 0 | 0 |  | 1 | TRUE | wye
89 | LV_5606-6_0_5_load_146 | 141 | 0.0061274 | 0.0015357 | 0 | 0 |  | 1 | TRUE | wye
90 | LV_5606-6_0_5_load_117 | 143 | 0.0029483 | 0.00073892 | 0 | 0 |  | 1 | TRUE | wye
91 | LV_5606-6_0_5_load_137 | 146 | 0.0031085 | 0.00077906 | 0 | 0 |  | 1 | TRUE | wye
92 | LV_5606-6_0_5_load_169 | 148 | 0.0034805 | 0.00087229 | 0 | 0 |  | 1 | TRUE | wye
93 | LV_5606-6_0_5_load_173 | 149 | 0.0031593 | 0.0007918 | 0 | 0 |  | 1 | TRUE | wye
94 | LV_5606-6_0_5_load_138 | 150 | 0.0043193 | 0.0010825 | 0 | 0 |  | 1 | TRUE | wye
95 | LV_5606-6_0_5_load_157 | 151 | 0.0048574 | 0.0012174 | 0 | 0 |  | 1 | TRUE | wye
96 | LV_5606-6_0_5_load_123 | 153 | 0.0043393 | 0.0010875 | 0 | 0 |  | 1 | TRUE | wye
97 | LV_5606-6_0_5_load_124 | 154 | 0.0037606 | 0.00094249 | 0 | 0 |  | 1 | TRUE | wye
98 | LV_5606-6_0_5_load_126 | 156 | 0.0030803 | 0.00077199 | 0 | 0 |  | 1 | TRUE | wye
99 | LV_5606-6_0_5_load_128 | 158 | 0.0045261 | 0.0011343 | 0 | 0 |  | 1 | TRUE | wye
100 | LV_5606-6_0_5_load_129 | 159 | 0.0059437 | 0.0014896 | 0 | 0 |  | 1 | TRUE | wye
101 | LV_5606-6_0_5_load_144 | 160 | 0.0044873 | 0.0011246 | 0 | 0 |  | 1 | TRUE | wye
102 | LV_5606-6_0_5_load_143 | 162 | 0.0044866 | 0.0011245 | 0 | 0 |  | 1 | TRUE | wye
103 | LV_5606-6_0_5_load_133 | 164 | 0.0045112 | 0.0011306 | 0 | 0 |  | 1 | TRUE | wye
104 | LV_5606-6_0_5_load_159 | 165 | 0.0026664 | 0.00066827 | 0 | 0 |  | 1 | TRUE | wye
105 | LV_5606-6_0_5_load_158 | 166 | 0.0030189 | 0.00075661 | 0 | 0 |  | 1 | TRUE | wye
106 | LV_5606-6_0_5_load_139 | 167 | 0.0015412 | 0.00038627 | 0 | 0 |  | 1 | TRUE | wye
107 | LV_5606-6_0_5_load_155 | 168 | 0.0012825 | 0.00032142 | 0 | 0 |  | 1 | TRUE | wye
108 | LV_5606-6_0_5_load_161 | 169 | 0.0085644 | 0.0021464 | 0 | 0 |  | 1 | TRUE | wye
109 | LV_5606-6_0_5_load_140 | 170 | 0.018304 | 0.0045874 | 0 | 0 |  | 1 | TRUE | wye
110 | LV_5606-6_0_5_load_160 | 171 | 0.0028898 | 0.00072424 | 0 | 0 |  | 1 | TRUE | wye
111 | LV_5606-6_0_5_load_166 | 172 | 0.0034806 | 0.00087232 | 0 | 0 |  | 1 | TRUE | wye

## ext_grid
| name | bus | vm_pu | va_degree | slack_weight | in_service
0 |  | 130 | 1 | 0 | 1 | TRUE

## line
| name | std_type | from_bus | to_bus | length_km | r_ohm_per_km | x_ohm_per_km | c_nf_per_km | g_us_per_km | max_i_ka | df | parallel | type | in_service
0 | LV_5606-6_0_5_line_0 |  | 0 | 1 | 0.022832 | 0.125 | 0.08 | 261 | 0 | 0.364 | 1 | 1 | cs | TRUE
1 | LV_5606-6_0_5_line_1 |  | 0 | 2 | 0.096873 | 0.125 | 0.08 | 261 | 0 | 0.364 | 1 | 1 | cs | TRUE
2 | LV_5606-6_0_5_line_2 |  | 1 | 3 | 0.041563 | 0.125 | 0.08 | 261 | 0 | 0.364 | 1 | 1 | cs | TRUE
3 | LV_5606-6_0_5_line_3 |  | 2 | 4 | 0.11882 | 0.125 | 0.08 | 261 | 0 | 0.364 | 1 | 1 | cs | TRUE
4 | LV_5606-6_0_5_line_4 |  | 3 | 6 | 0.014073 | 0.125 | 0.08 | 261 | 0 | 0.364 | 1 | 1 | cs | TRUE
5 | LV_5606-6_0_5_line_5 |  | 4 | 5 | 0.08781 | 0.125 | 0.08 | 261 | 0 | 0.364 | 1 | 1 | cs | TRUE
6 | LV_5606-6_0_5_line_6 |  | 5 | 24 | 0.094774 | 0.125 | 0.08 | 261 | 0 | 0.364 | 1 | 1 | cs | TRUE
7 | LV_5606-6_0_5_line_7 |  | 5 | 21 | 0.044018 | 0.125 | 0.08 | 261 | 0 | 0.364 | 1 | 1 | cs | TRUE
8 | LV_5606-6_0_5_line_8 |  | 6 | 7 | 0.040649 | 0.125 | 0.08 | 261 | 0 | 0.364 | 1 | 1 | cs | TRUE
9 | LV_5606-6_0_5_line_9 |  | 7 | 29 | 0.030214 | 0.125 | 0.08 | 261 | 0 | 0.364 | 1 | 1 | cs | TRUE
10 | LV_5606-6_0_5_line_10 |  | 8 | 9 | 0.020198 | 0.125 | 0.08 | 261 | 0 | 0.364 | 1 | 1 | cs | TRUE
11 | LV_5606-6_0_5_line_11 |  | 9 | 10 | 0.023719 | 0.125 | 0.08 | 261 | 0 | 0.364 | 1 | 1 | cs | TRUE
12 | LV_5606-6_0_5_line_12 |  | 10 | 13 | 0.053475 | 0.125 | 0.08 | 261 | 0 | 0.364 | 1 | 1 | cs | TRUE
13 | LV_5606-6_0_5_line_13 |  | 10 | 14 | 0.02798 | 0.125 | 0.08 | 261 | 0 | 0.364 | 1 | 1 | cs | TRUE
14 | LV_5606-6_0_5_line_14 |  | 11 | 12 | 0.0092782 | 0.125 | 0.08 | 261 | 0 | 0.364 | 1 | 1 | cs | TRUE
15 | LV_5606-6_0_5_line_15 |  | 12 | 172 | 0.0066554 | 0.125 | 0.08 | 261 | 0 | 0.364 | 1 | 1 | cs | TRUE
16 | LV_5606-6_0_5_line_16 |  | 13 | 15 | 0.023985 | 0.125 | 0.08 | 261 | 0 | 0.364 | 1 | 1 | cs | TRUE
17 | LV_5606-6_0_5_line_17 |  | 13 | 16 | 0.015286 | 0.125 | 0.08 | 261 | 0 | 0.364 | 1 | 1 | cs | TRUE
18 | LV_5606-6_0_5_line_18 |  | 16 | 28 | 0.018141 | 0.125 | 0.08 | 261 | 0 | 0.364 | 1 | 1 | cs | TRUE
19 | LV_5606-6_0_5_line_19 |  | 17 | 18 | 0.021302 | 0.125 | 0.08 | 261 | 0 | 0.364 | 1 | 1 | cs | TRUE
20 | LV_5606-6_0_5_line_20 |  | 17 | 19 | 0.062012 | 0.125 | 0.08 | 261 | 0 | 0.364 | 1 | 1 | cs | TRUE
21 | LV_5606-6_0_5_line_21 |  | 18 | 20 | 0.0070202 | 0.125 | 0.08 | 261 | 0 | 0.364 | 1 | 1 | cs | TRUE
22 | LV_5606-6_0_5_line_22 |  | 19 | 21 | 0.011611 | 0.125 | 0.08 | 261 | 0 | 0.364 | 1 | 1 | cs | TRUE
23 | LV_5606-6_0_5_line_23 |  | 20 | 22 | 0.018306 | 0.125 | 0.08 | 261 | 0 | 0.364 | 1 | 1 | cs | TRUE
24 | LV_5606-6_0_5_line_24 |  | 22 | 23 | 0.026969 | 0.125 | 0.08 | 261 | 0 | 0.364 | 1 | 1 | cs | TRUE
25 | LV_5606-6_0_5_line_25 |  | 23 | 30 | 0.02745 | 0.125 | 0.08 | 261 | 0 | 0.364 | 1 | 3 | cs | TRUE
26 | LV_5606-6_0_5_line_26 |  | 23 | 31 | 0.027986 | 0.125 | 0.08 | 261 | 0 | 0.364 | 1 | 3 | cs | TRUE
27 | LV_5606-6_0_5_line_27 |  | 24 | 25 | 0.02341 | 0.125 | 0.08 | 261 | 0 | 0.364 | 1 | 1 | cs | TRUE
28 | LV_5606-6_0_5_line_28 |  | 25 | 26 | 0.0071448 | 0.125 | 0.08 | 261 | 0 | 0.364 | 1 | 1 | cs | TRUE
29 | LV_5606-6_0_5_line_29 |  | 26 | 27 | 0.01846 | 0.125 | 0.08 | 261 | 0 | 0.364 | 1 | 1 | cs | TRUE
30 | LV_5606-6_0_5_line_30 |  | 27 | 28 | 0.029722 | 0.125 | 0.08 | 261 | 0 | 0.364 | 1 | 1 | cs | TRUE
31 | LV_5606-6_0_5_line_31 |  | 30 | 35 | 0.018779 | 0.125 | 0.08 | 261 | 0 | 0.364 | 1 | 3 | cs | TRUE
32 | LV_5606-6_0_5_line_32 |  | 31 | 36 | 0.037161 | 0.125 | 0.08 | 261 | 0 | 0.364 | 1 | 3 | cs | TRUE
33 | LV_5606-6_0_5_line_33 |  | 32 | 33 | 0.014901 | 0.125 | 0.08 | 261 | 0 | 0.364 | 1 | 3 | cs | TRUE
34 | LV_5606-6_0_5_line_34 |  | 32 | 34 | 0.022752 | 0.125 | 0.08 | 261 | 0 | 0.364 | 1 | 3 | cs | TRUE
35 | LV_5606-6_0_5_line_35 |  | 33 | 37 | 0.05428 | 0.125 | 0.08 | 261 | 0 | 0.364 | 1 | 1 | cs | TRUE
36 | LV_5606-6_0_5_line_36 |  | 33 | 38 | 0.048024 | 0.125 | 0.08 | 261 | 0 | 0.364 | 1 | 3 | cs | TRUE
37 | LV_5606-6_0_5_line_37 |  | 34 | 35 | 0.019396 | 0.125 | 0.08 | 261 | 0 | 0.364 | 1 | 3 | cs | TRUE
38 | LV_5606-6_0_5_line_38 |  | 38 | 39 | 0.021319 | 0.125 | 0.08 | 261 | 0 | 0.364 | 1 | 1 | cs | TRUE
39 | LV_5606-6_0_5_line_39 |  | 38 | 40 | 0.029084 | 0.125 | 0.08 | 261 | 0 | 0.364 | 1 | 3 | cs | TRUE
40 | LV_5606-6_0_5_line_40 |  | 40 | 44 | 0.010017 | 0.125 | 0.08 | 261 | 0 | 0.364 | 1 | 1 | cs | TRUE
41 | LV_5606-6_0_5_line_41 |  | 40 | 41 | 0.022196 | 0.125 | 0.08 | 261 | 0 | 0.364 | 1 | 3 | cs | TRUE
42 | LV_5606-6_0_5_line_42 |  | 41 | 42 | 0.028176 | 0.125 | 0.08 | 261 | 0 | 0.364 | 1 | 3 | cs | TRUE
43 | LV_5606-6_0_5_line_43 |  | 41 | 43 | 0.015226 | 0.125 | 0.08 | 261 | 0 | 0.364 | 1 | 3 | cs | TRUE
44 | LV_5606-6_0_5_line_44 |  | 42 | 127 | 0.060364 | 0.125 | 0.08 | 261 | 0 | 0.364 | 1 | 3 | cs | TRUE
45 | LV_5606-6_0_5_line_45 |  | 42 | 128 | 0.0053638 | 0.125 | 0.08 | 261 | 0 | 0.364 | 1 | 3 | cs | TRUE
46 | LV_5606-6_0_5_line_46 |  | 43 | 123 | 0.023321 | 0.125 | 0.08 | 261 | 0 | 0.364 | 1 | 3 | cs | TRUE
47 | LV_5606-6_0_5_line_47 |  | 44 | 51 | 0.031603 | 0.125 | 0.08 | 261 | 0 | 0.364 | 1 | 1 | cs | TRUE
48 | LV_5606-6_0_5_line_48 |  | 45 | 46 | 0.030966 | 0.125 | 0.08 | 261 | 0 | 0.364 | 1 | 1 | cs | TRUE
49 | LV_5606-6_0_5_line_49 |  | 45 | 47 | 0.019271 | 0.125 | 0.08 | 261 | 0 | 0.364 | 1 | 1 | cs | TRUE
50 | LV_5606-6_0_5_line_50 |  | 46 | 48 | 0.0060791 | 0.125 | 0.08 | 261 | 0 | 0.364 | 1 | 1 | cs | TRUE
51 | LV_5606-6_0_5_line_51 |  | 47 | 49 | 0.032902 | 0.125 | 0.08 | 261 | 0 | 0.364 | 1 | 1 | cs | TRUE
52 | LV_5606-6_0_5_line_52 |  | 47 | 50 | 0.095492 | 0.125 | 0.08 | 261 | 0 | 0.364 | 1 | 1 | cs | TRUE
53 | LV_5606-6_0_5_line_53 |  | 48 | 53 | 0.071156 | 0.125 | 0.08 | 261 | 0 | 0.364 | 1 | 1 | cs | TRUE
54 | LV_5606-6_0_5_line_54 |  | 51 | 52 | 0.0066836 | 0.125 | 0.08 | 261 | 0 | 0.364 | 1 | 1 | cs | TRUE
55 | LV_5606-6_0_5_line_55 |  | 52 | 54 | 0.016335 | 0.125 | 0.08 | 261 | 0 | 0.364 | 1 | 1 | cs | TRUE
56 | LV_5606-6_0_5_line_56 |  | 53 | 55 | 0.018883 | 0.125 | 0.08 | 261 | 0 | 0.364 | 1 | 1 | cs | TRUE
57 | LV_5606-6_0_5_line_57 |  | 53 | 56 | 0.069985 | 0.125 | 0.08 | 261 | 0 | 0.364 | 1 | 2 | cs | TRUE
58 | LV_5606-6_0_5_line_58 |  | 56 | 108 | 0.030311 | 0.125 | 0.08 | 261 | 0 | 0.364 | 1 | 3 | cs | TRUE
59 | LV_5606-6_0_5_line_59 |  | 56 | 120 | 0.010449 | 0.125 | 0.08 | 261 | 0 | 0.364 | 1 | 3 | cs | TRUE
60 | LV_5606-6_0_5_line_60 |  | 56 | 115 | 0.061585 | 0.125 | 0.08 | 261 | 0 | 0.364 | 1 | 3 | cs | TRUE
61 | LV_5606-6_0_5_line_61 |  | 57 | 58 | 0.085594 | 0.125 | 0.08 | 261 | 0 | 0.364 | 1 | 1 | cs | TRUE
62 | LV_5606-6_0_5_line_62 |  | 58 | 59 | 0.086264 | 0.125 | 0.08 | 261 | 0 | 0.364 | 1 | 1 | cs | TRUE
63 | LV_5606-6_0_5_line_63 |  | 59 | 60 | 0.045525 | 0.125 | 0.08 | 261 | 0 | 0.364 | 1 | 1 | cs | TRUE
64 | LV_5606-6_0_5_line_64 |  | 60 | 61 | 0.092826 | 0.125 | 0.08 | 261 | 0 | 0.364 | 1 | 1 | cs | TRUE
65 | LV_5606-6_0_5_line_65 |  | 61 | 62 | 0.036686 | 0.125 | 0.08 | 261 | 0 | 0.364 | 1 | 1 | cs | TRUE
66 | LV_5606-6_0_5_line_66 |  | 62 | 63 | 0.013254 | 0.125 | 0.08 | 261 | 0 | 0.364 | 1 | 1 | cs | TRUE
67 | LV_5606-6_0_5_line_67 |  | 63 | 64 | 0.064979 | 0.125 | 0.08 | 261 | 0 | 0.364 | 1 | 1 | cs | TRUE
68 | LV_5606-6_0_5_line_68 |  | 64 | 89 | 0.040154 | 0.125 | 0.08 | 261 | 0 | 0.364 | 1 | 1 | cs | TRUE
69 | LV_5606-6_0_5_line_69 |  | 65 | 66 | 0.014462 | 0.125 | 0.08 | 261 | 0 | 0.364 | 1 | 1 | cs | TRUE
70 | LV_5606-6_0_5_line_70 |  | 65 | 67 | 0.01249 | 0.125 | 0.08 | 261 | 0 | 0.364 | 1 | 1 | cs | TRUE
71 | LV_5606-6_0_5_line_71 |  | 66 | 68 | 0.006153 | 0.125 | 0.08 | 261 | 0 | 0.364 | 1 | 1 | cs | TRUE
72 | LV_5606-6_0_5_line_72 |  | 66 | 69 | 0.040915 | 0.125 | 0.08 | 261 | 0 | 0.364 | 1 | 1 | cs | TRUE
73 | LV_5606-6_0_5_line_73 |  | 67 | 70 | 0.032588 | 0.125 | 0.08 | 261 | 0 | 0.364 | 1 | 1 | cs | TRUE
74 | LV_5606-6_0_5_line_74 |  | 67 | 71 | 0.025107 | 0.125 | 0.08 | 261 | 0 | 0.364 | 1 | 1 | cs | TRUE
75 | LV_5606-6_0_5_line_75 |  | 68 | 72 | 0.032215 | 0.125 | 0.08 | 261 | 0 | 0.364 | 1 | 1 | cs | TRUE
76 | LV_5606-6_0_5_line_76 |  | 68 | 73 | 0.02881 | 0.125 | 0.08 | 261 | 0 | 0.364 | 1 | 1 | cs | TRUE
77 | LV_5606-6_0_5_line_77 |  | 70 | 74 | 0.018368 | 0.125 | 0.08 | 261 | 0 | 0.364 | 1 | 1 | cs | TRUE
78 | LV_5606-6_0_5_line_78 |  | 71 | 75 | 0.0044234 | 0.125 | 0.08 | 261 | 0 | 0.364 | 1 | 1 | cs | TRUE
79 | LV_5606-6_0_5_line_79 |  | 73 | 76 | 0.048349 | 0.125 | 0.08 | 261 | 0 | 0.364 | 1 | 1 | cs | TRUE
80 | LV_5606-6_0_5_line_80 |  | 73 | 77 | 0.0077036 | 0.125 | 0.08 | 261 | 0 | 0.364 | 1 | 1 | cs | TRUE
81 | LV_5606-6_0_5_line_81 |  | 74 | 78 | 0.010564 | 0.125 | 0.08 | 261 | 0 | 0.364 | 1 | 1 | cs | TRUE
82 | LV_5606-6_0_5_line_82 |  | 74 | 79 | 0.0458 | 0.125 | 0.08 | 261 | 0 | 0.364 | 1 | 1 | cs | TRUE
83 | LV_5606-6_0_5_line_83 |  | 75 | 80 | 0.038258 | 0.125 | 0.08 | 261 | 0 | 0.364 | 1 | 1 | cs | TRUE
84 | LV_5606-6_0_5_line_84 |  | 75 | 81 | 0.061587 | 0.125 | 0.08 | 261 | 0 | 0.364 | 1 | 1 | cs | TRUE
85 | LV_5606-6_0_5_line_85 |  | 76 | 85 | 0.014069 | 0.125 | 0.08 | 261 | 0 | 0.364 | 1 | 1 | cs | TRUE
86 | LV_5606-6_0_5_line_86 |  | 77 | 82 | 0.04287 | 0.125 | 0.08 | 261 | 0 | 0.364 | 1 | 1 | cs | TRUE
87 | LV_5606-6_0_5_line_87 |  | 81 | 95 | 0.042685 | 0.125 | 0.08 | 261 | 0 | 0.364 | 1 | 1 | cs | TRUE
88 | LV_5606-6_0_5_line_88 |  | 82 | 83 | 0.03883 | 0.125 | 0.08 | 261 | 0 | 0.364 | 1 | 1 | cs | TRUE
89 | LV_5606-6_0_5_line_89 |  | 82 | 84 | 0.00486 | 0.125 | 0.08 | 261 | 0 | 0.364 | 1 | 1 | cs | TRUE
90 | LV_5606-6_0_5_line_90 |  | 83 | 86 | 0.033382 | 0.125 | 0.08 | 261 | 0 | 0.364 | 1 | 1 | cs | TRUE
91 | LV_5606-6_0_5_line_91 |  | 84 | 87 | 0.02722 | 0.125 | 0.08 | 261 | 0 | 0.364 | 1 | 1 | cs | TRUE
92 | LV_5606-6_0_5_line_92 |  | 86 | 88 | 0.024335 | 0.125 | 0.08 | 261 | 0 | 0.364 | 1 | 1 | cs | TRUE
93 | LV_5606-6_0_5_line_93 |  | 88 | 165 | 0.020983 | 0.125 | 0.08 | 261 | 0 | 0.364 | 1 | 1 | cs | TRUE
94 | LV_5606-6_0_5_line_94 |  | 88 | 136 | 0.003463 | 0.125 | 0.08 | 261 | 0 | 0.364 | 1 | 1 | cs | TRUE
95 | LV_5606-6_0_5_line_95 |  | 89 | 90 | 0.013473 | 0.125 | 0.08 | 261 | 0 | 0.364 | 1 | 1 | cs | TRUE
96 | LV_5606-6_0_5_line_96 |  | 89 | 91 | 0.016751 | 0.125 | 0.08 | 261 | 0 | 0.364 | 1 | 1 | cs | TRUE
97 | LV_5606-6_0_5_line_97 |  | 90 | 112 | 0.028488 | 0.125 | 0.08 | 261 | 0 | 0.364 | 1 | 1 | cs | TRUE
98 | LV_5606-6_0_5_line_98 |  | 91 | 107 | 0.026309 | 0.125 | 0.08 | 261 | 0 | 0.364 | 1 | 3 | cs | TRUE
99 | LV_5606-6_0_5_line_99 |  | 91 | 101 | 0.047691 | 0.125 | 0.08 | 261 | 0 | 0.364 | 1 | 3 | cs | TRUE
100 | LV_5606-6_0_5_line_100 |  | 92 | 93 | 0.032596 | 0.125 | 0.08 | 261 | 0 | 0.364 | 1 | 1 | cs | TRUE
101 | LV_5606-6_0_5_line_101 |  | 92 | 94 | 0.078811 | 0.125 | 0.08 | 261 | 0 | 0.364 | 1 | 1 | cs | TRUE
102 | LV_5606-6_0_5_line_102 |  | 94 | 95 | 0.089209 | 0.125 | 0.08 | 261 | 0 | 0.364 | 1 | 1 | cs | TRUE
103 | LV_5606-6_0_5_line_103 |  | 95 | 96 | 0.028138 | 0.125 | 0.08 | 261 | 0 | 0.364 | 1 | 1 | cs | TRUE
104 | LV_5606-6_0_5_line_104 |  | 96 | 97 | 0.00091367 | 0.125 | 0.08 | 261 | 0 | 0.364 | 1 | 1 | cs | TRUE
105 | LV_5606-6_0_5_line_105 |  | 98 | 99 | 0.015331 | 0.125 | 0.08 | 261 | 0 | 0.364 | 1 | 3 | cs | TRUE
106 | LV_5606-6_0_5_line_106 |  | 98 | 100 | 0.023357 | 0.125 | 0.08 | 261 | 0 | 0.364 | 1 | 3 | cs | TRUE
107 | LV_5606-6_0_5_line_107 |  | 99 | 101 | 0.0010475 | 0.125 | 0.08 | 261 | 0 | 0.364 | 1 | 3 | cs | TRUE
108 | LV_5606-6_0_5_line_108 |  | 100 | 102 | 0.034372 | 0.125 | 0.08 | 261 | 0 | 0.364 | 1 | 1 | cs | TRUE
109 | LV_5606-6_0_5_line_109 |  | 100 | 103 | 0.01129 | 0.125 | 0.08 | 261 | 0 | 0.364 | 1 | 3 | cs | TRUE
110 | LV_5606-6_0_5_line_110 |  | 101 | 104 | 0.024033 | 0.125 | 0.08 | 261 | 0 | 0.364 | 1 | 1 | cs | TRUE
111 | LV_5606-6_0_5_line_111 |  | 102 | 105 | 0.015765 | 0.125 | 0.08 | 261 | 0 | 0.364 | 1 | 1 | cs | TRUE
112 | LV_5606-6_0_5_line_112 |  | 103 | 106 | 0.025649 | 0.125 | 0.08 | 261 | 0 | 0.364 | 1 | 3 | cs | TRUE
113 | LV_5606-6_0_5_line_113 |  | 106 | 108 | 0.011419 | 0.125 | 0.08 | 261 | 0 | 0.364 | 1 | 3 | cs | TRUE
114 | LV_5606-6_0_5_line_114 |  | 106 | 109 | 0.023399 | 0.125 | 0.08 | 261 | 0 | 0.364 | 1 | 1 | cs | TRUE
115 | LV_5606-6_0_5_line_115 |  | 107 | 110 | 0.023621 | 0.125 | 0.08 | 261 | 0 | 0.364 | 1 | 1 | cs | TRUE
116 | LV_5606-6_0_5_line_116 |  | 110 | 111 | 0.03126 | 0.125 | 0.08 | 261 | 0 | 0.364 | 1 | 1 | cs | TRUE
117 | LV_5606-6_0_5_line_117 |  | 113 | 114 | 0.046938 | 0.125 | 0.08 | 261 | 0 | 0.364 | 1 | 3 | cs | TRUE
118 | LV_5606-6_0_5_line_118 |  | 113 | 115 | 0.019975 | 0.125 | 0.08 | 261 | 0 | 0.364 | 1 | 3 | cs | TRUE
119 | LV_5606-6_0_5_line_119 |  | 114 | 116 | 0.014198 | 0.125 | 0.08 | 261 | 0 | 0.364 | 1 | 1 | cs | TRUE
120 | LV_5606-6_0_5_line_120 |  | 115 | 117 | 0.058858 | 0.125 | 0.08 | 261 | 0 | 0.364 | 1 | 3 | cs | TRUE
121 | LV_5606-6_0_5_line_121 |  | 117 | 118 | 0.031039 | 0.125 | 0.08 | 261 | 0 | 0.364 | 1 | 1 | cs | TRUE
122 | LV_5606-6_0_5_line_122 |  | 117 | 119 | 0.028549 | 0.125 | 0.08 | 261 | 0 | 0.364 | 1 | 3 | cs | TRUE
123 | LV_5606-6_0_5_line_123 |  | 118 | 121 | 0.0038248 | 0.125 | 0.08 | 261 | 0 | 0.364 | 1 | 1 | cs | TRUE
124 | LV_5606-6_0_5_line_124 |  | 119 | 122 | 0.018225 | 0.125 | 0.08 | 261 | 0 | 0.364 | 1 | 3 | cs | TRUE
125 | LV_5606-6_0_5_line_125 |  | 119 | 123 | 0.0044324 | 0.125 | 0.08 | 261 | 0 | 0.364 | 1 | 3 | cs | TRUE
126 | LV_5606-6_0_5_line_126 |  | 120 | 124 | 0.010939 | 0.125 | 0.08 | 261 | 0 | 0.364 | 1 | 1 | cs | TRUE
127 | LV_5606-6_0_5_line_127 |  | 121 | 125 | 0.021838 | 0.125 | 0.08 | 261 | 0 | 0.364 | 1 | 1 | cs | TRUE
128 | LV_5606-6_0_5_line_128 |  | 125 | 126 | 0.022487 | 0.125 | 0.08 | 261 | 0 | 0.364 | 1 | 1 | cs | TRUE
129 | LV_5606-6_0_5_line_129 |  | 127 | 129 | 0.011749 | 0.125 | 0.08 | 261 | 0 | 0.364 | 1 | 3 | cs | TRUE
130 | LV_5606-6_0_5_line_130 |  | 128 | 130 | 0.074913 | 0.125 | 0.08 | 261 | 0 | 0.364 | 1 | 3 | cs | TRUE
131 | LV_5606-6_0_5_line_131 |  | 129 | 131 | 0.047746 | 0.125 | 0.08 | 261 | 0 | 0.364 | 1 | 3 | cs | TRUE
132 | LV_5606-6_0_5_line_132 |  | 130 | 136 | 0.065354 | 0.125 | 0.08 | 261 | 0 | 0.364 | 1 | 1 | cs | TRUE
133 | LV_5606-6_0_5_line_133 |  | 130 | 135 | 0.017389 | 0.125 | 0.08 | 261 | 0 | 0.364 | 1 | 1 | cs | TRUE
134 | LV_5606-6_0_5_line_134 |  | 131 | 143 | 0.029774 | 0.125 | 0.08 | 261 | 0 | 0.364 | 1 | 3 | cs | TRUE
135 | LV_5606-6_0_5_line_135 |  | 131 | 144 | 0.033356 | 0.125 | 0.08 | 261 | 0 | 0.364 | 1 | 3 | cs | TRUE
136 | LV_5606-6_0_5_line_136 |  | 131 | 145 | 0.10886 | 0.125 | 0.08 | 261 | 0 | 0.364 | 1 | 1 | cs | TRUE
137 | LV_5606-6_0_5_line_137 |  | 132 | 133 | 0.025276 | 0.125 | 0.08 | 261 | 0 | 0.364 | 1 | 1 | cs | TRUE
138 | LV_5606-6_0_5_line_138 |  | 132 | 134 | 0.010936 | 0.125 | 0.08 | 261 | 0 | 0.364 | 1 | 1 | cs | TRUE
139 | LV_5606-6_0_5_line_139 |  | 133 | 135 | 0.039081 | 0.125 | 0.08 | 261 | 0 | 0.364 | 1 | 1 | cs | TRUE
140 | LV_5606-6_0_5_line_140 |  | 136 | 164 | 0.046885 | 0.125 | 0.08 | 261 | 0 | 0.364 | 1 | 1 | cs | TRUE
141 | LV_5606-6_0_5_line_141 |  | 137 | 138 | 0.013395 | 0.125 | 0.08 | 261 | 0 | 0.364 | 1 | 1 | cs | TRUE
142 | LV_5606-6_0_5_line_142 |  | 138 | 139 | 0.018849 | 0.125 | 0.08 | 261 | 0 | 0.364 | 1 | 1 | cs | TRUE
143 | LV_5606-6_0_5_line_143 |  | 138 | 140 | 0.014515 | 0.125 | 0.08 | 261 | 0 | 0.364 | 1 | 1 | cs | TRUE
144 | LV_5606-6_0_5_line_144 |  | 140 | 141 | 0.00020663 | 0.125 | 0.08 | 261 | 0 | 0.364 | 1 | 1 | cs | TRUE
145 | LV_5606-6_0_5_line_145 |  | 141 | 142 | 0.024296 | 0.125 | 0.08 | 261 | 0 | 0.364 | 1 | 3 | cs | TRUE
146 | LV_5606-6_0_5_line_146 |  | 142 | 162 | 0.040063 | 0.125 | 0.08 | 261 | 0 | 0.364 | 1 | 3 | cs | TRUE
147 | LV_5606-6_0_5_line_147 |  | 143 | 146 | 0.022006 | 0.125 | 0.08 | 261 | 0 | 0.364 | 1 | 3 | cs | TRUE
148 | LV_5606-6_0_5_line_148 |  | 144 | 147 | 0.01803 | 0.125 | 0.08 | 261 | 0 | 0.364 | 1 | 3 | cs | TRUE
149 | LV_5606-6_0_5_line_149 |  | 144 | 148 | 0.022514 | 0.125 | 0.08 | 261 | 0 | 0.364 | 1 | 1 | cs | TRUE
150 | LV_5606-6_0_5_line_150 |  | 145 | 149 | 0.027393 | 0.125 | 0.08 | 261 | 0 | 0.364 | 1 | 1 | cs | TRUE
151 | LV_5606-6_0_5_line_151 |  | 146 | 150 | 0.026682 | 0.125 | 0.08 | 261 | 0 | 0.364 | 1 | 3 | cs | TRUE
152 | LV_5606-6_0_5_line_152 |  | 147 | 151 | 0.031342 | 0.125 | 0.08 | 261 | 0 | 0.364 | 1 | 3 | cs | TRUE
153 | LV_5606-6_0_5_line_153 |  | 148 | 152 | 0.01958 | 0.125 | 0.08 | 261 | 0 | 0.364 | 1 | 1 | cs | TRUE
154 | LV_5606-6_0_5_line_154 |  | 150 | 167 | 0.014426 | 0.125 | 0.08 | 261 | 0 | 0.364 | 1 | 3 | cs | TRUE
155 | LV_5606-6_0_5_line_155 |  | 151 | 157 | 0.014043 | 0.125 | 0.08 | 261 | 0 | 0.364 | 1 | 3 | cs | TRUE
156 | LV_5606-6_0_5_line_156 |  | 152 | 172 | 0.03473 | 0.125 | 0.08 | 261 | 0 | 0.364 | 1 | 1 | cs | TRUE
157 | LV_5606-6_0_5_line_157 |  | 153 | 154 | 0.00020129 | 0.125 | 0.08 | 261 | 0 | 0.364 | 1 | 3 | cs | TRUE
158 | LV_5606-6_0_5_line_158 |  | 153 | 155 | 0.022505 | 0.125 | 0.08 | 261 | 0 | 0.364 | 1 | 3 | cs | TRUE
159 | LV_5606-6_0_5_line_159 |  | 154 | 156 | 0.037428 | 0.125 | 0.08 | 261 | 0 | 0.364 | 1 | 3 | cs | TRUE
160 | LV_5606-6_0_5_line_160 |  | 155 | 157 | 0.028921 | 0.125 | 0.08 | 261 | 0 | 0.364 | 1 | 3 | cs | TRUE
161 | LV_5606-6_0_5_line_161 |  | 155 | 158 | 0.048135 | 0.125 | 0.08 | 261 | 0 | 0.364 | 1 | 3 | cs | TRUE
162 | LV_5606-6_0_5_line_162 |  | 156 | 159 | 0.0014778 | 0.125 | 0.08 | 261 | 0 | 0.364 | 1 | 1 | cs | TRUE
163 | LV_5606-6_0_5_line_163 |  | 157 | 160 | 0.029817 | 0.125 | 0.08 | 261 | 0 | 0.364 | 1 | 3 | cs | TRUE
164 | LV_5606-6_0_5_line_164 |  | 158 | 161 | 0.013511 | 0.125 | 0.08 | 261 | 0 | 0.364 | 1 | 3 | cs | TRUE
165 | LV_5606-6_0_5_line_165 |  | 160 | 162 | 0.026005 | 0.125 | 0.08 | 261 | 0 | 0.364 | 1 | 3 | cs | TRUE
166 | LV_5606-6_0_5_line_166 |  | 161 | 163 | 0.019395 | 0.125 | 0.08 | 261 | 0 | 0.364 | 1 | 3 | cs | TRUE
167 | LV_5606-6_0_5_line_167 |  | 163 | 170 | 0.028365 | 0.125 | 0.08 | 261 | 0 | 0.364 | 1 | 3 | cs | TRUE
168 | LV_5606-6_0_5_line_168 |  | 165 | 166 | 0.011648 | 0.125 | 0.08 | 261 | 0 | 0.364 | 1 | 1 | cs | TRUE
169 | LV_5606-6_0_5_line_169 |  | 166 | 171 | 0.012636 | 0.125 | 0.08 | 261 | 0 | 0.364 | 1 | 1 | cs | TRUE
170 | LV_5606-6_0_5_line_170 |  | 167 | 168 | 0.034135 | 0.125 | 0.08 | 261 | 0 | 0.364 | 1 | 3 | cs | TRUE
171 | LV_5606-6_0_5_line_171 |  | 168 | 169 | 0.020648 | 0.125 | 0.08 | 261 | 0 | 0.364 | 1 | 3 | cs | TRUE

## trafo
| name | std_type | hv_bus | lv_bus | sn_mva | vn_hv_kv | vn_lv_kv | vk_percent | vkr_percent | pfe_kw | i0_percent | shift_degree | tap_side | tap_neutral | tap_min | tap_max | tap_step_percent | tap_step_degree | tap_pos | tap_phase_shifter | parallel | df | in_service
0 | LV_5606-6_0_5_trafo_135 | 0.63 MVA 20/0.4 kV | 173 | 130 | 0.63 | 20 | 0.4 | 6 | 1.206 | 1.65 | 0.2619 | 150 | hv | 0 | -2 | 2 | 2.5 | 0 | 0 | FALSE | 1 | 1 | TRUE

## line_geodata
| x0 | y0 | x1 | y1 | x2 | y2 | x3 | y3 | x4 | y4 | x5 | y5 | x6 | y6 | x7 | y7
0 | 2543374.618 | 1152412.9948 | 2543351.9792 | 1152410.0307
1 | 2543351.9792 | 1152410.0307 | 2543359.1218 | 1152313.421
2 | 2543374.618 | 1152412.9948 | 2543371.2234 | 1152434.6939 | 2543364.7059 | 1152453.1763
3 | 2543410.897 | 1152206.4764 | 2543359.1218 | 1152313.421
4 | 2543364.7059 | 1152453.1763 | 2543353.8614 | 1152448.1535 | 2543351.886 | 1152447.378
5 | 2543410.897 | 1152206.4764 | 2543409.2099 | 1152193.5631 | 2543404.8071 | 1152190.5474 | 2543398.1421 | 1152190.966 | 2543373.2569 | 1152193.6573 | 2543344.2452 | 1152194.9647 | 2543336.9526 | 1152189.864
6 | 2543336.9526 | 1152189.864 | 2543265.9442 | 1152127.0945
7 | 2543336.9526 | 1152189.864 | 2543377.9795 | 1152173.6132
8 | 2543316.2262 | 1152428.3978 | 2543320.2984 | 1152432.1836 | 2543342.8007 | 1152443.811 | 2543351.886 | 1152447.378
9 | 2543316.2262 | 1152428.3978 | 2543316.3249 | 1152425.8399 | 2543319.8212 | 1152424.7063 | 2543343.742 | 1152427.26
10 | 2543118.717 | 1152008.2072 | 2543103.2926 | 1151995.1669
11 | 2543136.8299 | 1152023.5203 | 2543118.717 | 1152008.2072
12 | 2543176.4866 | 1152059.509 | 2543136.8299 | 1152023.5203
13 | 2543136.8299 | 1152023.5203 | 2543140.435 | 1152020.0733 | 2543146.7442 | 1152016.1004 | 2543161.6695 | 1152011.7848
14 | 2543322.3888 | 1151946.805 | 2543327.683 | 1151939.1855
15 | 2543327.683 | 1151939.1855 | 2543331.4806 | 1151933.72
16 | 2543176.4866 | 1152059.509 | 2543184.1488 | 1152043.6059 | 2543184.6326 | 1152041.2001 | 2543182.7814 | 1152037.7824
17 | 2543176.4866 | 1152059.509 | 2543188.2687 | 1152069.248
18 | 2543202.5472 | 1152080.4384 | 2543189.079 | 1152069.9178 | 2543188.2687 | 1152069.248
19 | 2543465.9963 | 1152137.9966 | 2543451.2458 | 1152144.2524 | 2543446.3362 | 1152146.1946
20 | 2543388.7353 | 1152169.1651 | 2543416.3273 | 1152158.0661 | 2543446.3362 | 1152146.1946
21 | 2543472.4593 | 1152135.2555 | 2543465.9963 | 1152137.9966
22 | 2543377.9795 | 1152173.6132 | 2543380.9377 | 1152172.3625 | 2543384.0034 | 1152171.1218 | 2543388.7353 | 1152169.1651
23 | 2543489.312 | 1152128.1081 | 2543472.4593 | 1152135.2555
24 | 2543489.312 | 1152128.1081 | 2543495.8421 | 1152123.9445 | 2543501.5372 | 1152119.9444 | 2543511.6709 | 1152126.8528
25 | 2543511.6709 | 1152126.8528 | 2543524.2026 | 1152109.6482 | 2543527.7126 | 1152104.5794
26 | 2543511.6709 | 1152126.8528 | 2543516.9356 | 1152130.1273 | 2543525.7986 | 1152134.124 | 2543531.9118 | 1152135.4117 | 2543537.6021 | 1152136.6144
27 | 2543265.9442 | 1152127.0945 | 2543246.8204 | 1152113.5927
28 | 2543240.9837 | 1152109.4718 | 2543246.8204 | 1152113.5927
29 | 2543240.9837 | 1152109.4718 | 2543227.7905 | 1152100.1571 | 2543225.9697 | 1152098.7349
30 | 2543202.5472 | 1152080.4384 | 2543225.9697 | 1152098.7349
31 | 2543537.7665 | 1152088.7715 | 2543535.7947 | 1152092.9081 | 2543527.7126 | 1152104.5794
32 | 2543537.6021 | 1152136.6144 | 2543547.6927 | 1152139.7547 | 2543574.1792 | 1152137.3814
33 | 2543549.6926 | 1152048.7541 | 2543554.5506 | 1152045.4956 | 2543553.8211 | 1152036.4643
34 | 2543549.6926 | 1152048.7541 | 2543549.5276 | 1152055.6927 | 2543545.0604 | 1152070.8604
35 | 2543553.8211 | 1152036.4643 | 2543560.9848 | 1152040.9105 | 2543567.6988 | 1152048.1514 | 2543586.4651 | 1152078.8425
36 | 2543528.6575 | 1152003.0828 | 2543533.4274 | 1152003.516 | 2543539.4114 | 1152020.4355 | 2543553.1008 | 1152025.9655 | 2543553.8211 | 1152036.4643
37 | 2543537.7665 | 1152088.7715 | 2543543.0498 | 1152077.6874 | 2543545.0604 | 1152070.8604
38 | 2543528.6575 | 1152003.0828 | 2543523.1425 | 1152002.5788 | 2543516.6534 | 1151990.7112 | 2543514.8773 | 1151989.3215
39 | 2543528.6575 | 1152003.0828 | 2543526.2841 | 1151997.9691 | 2543522.3032 | 1151992.4813 | 2543525.4559 | 1151990.6952 | 2543527.2193 | 1151989.6892 | 2543528.8758 | 1151988.7509 | 2543532.0362 | 1151986.9536 | 2543532.9294 | 1151981.5535
40 | 2543532.9294 | 1151981.5535 | 2543541.3639 | 1151986.9565
41 | 2543532.9294 | 1151981.5535 | 2543533.394 | 1151978.7254 | 2543530.7065 | 1151972.8586 | 2543530.8317 | 1151969.8447 | 2543533.7566 | 1151964.2253 | 2543530.852 | 1151962.2071
42 | 2543510.443 | 1151947.2575 | 2543516.3609 | 1151957.1405 | 2543519.7232 | 1151955.597 | 2543527.6848 | 1151960.0135 | 2543530.852 | 1151962.2071
43 | 2543530.852 | 1151962.2071 | 2543539.6094 | 1151949.7517
44 | 2543471.1936 | 1151951.1619 | 2543479.6987 | 1151955.4175 | 2543502.0835 | 1151966.6464 | 2543503.1511 | 1151961.8338 | 2543505.3867 | 1151961.2681 | 2543507.495 | 1151958.5802 | 2543511.4914 | 1151958.3647 | 2543510.443 | 1151947.2575
45 | 2543510.443 | 1151947.2575 | 2543509.2896 | 1151942.0192
46 | 2543539.6094 | 1151949.7517 | 2543548.8311 | 1151936.6357 | 2543553.3058 | 1151930.8839
47 | 2543567.9749 | 1152004.003 | 2543541.3639 | 1151986.9565
48 | 2543632.914 | 1151944.8401 | 2543626.7325 | 1151953.4693 | 2543625.9183 | 1151955.8449 | 2543626.5626 | 1151959.085 | 2543629.0205 | 1151961.7523 | 2543637.1066 | 1151969.0747
49 | 2543651.7922 | 1151981.5382 | 2543643.9051 | 1151975.231 | 2543637.1066 | 1151969.0747
50 | 2543632.914 | 1151944.8401 | 2543637.7606 | 1151941.1705
51 | 2543651.7922 | 1151981.5382 | 2543660.6772 | 1151971.494 | 2543666.4932 | 1151977.087 | 2543669.861 | 1151974.4874 | 2543671.9606 | 1151967.5973
52 | 2543729.6048 | 1151956.207 | 2543724.6847 | 1151965.9583 | 2543705.0978 | 1151981.361 | 2543696.3497 | 1151988.0131 | 2543683.3184 | 1151992.9267 | 2543670.7417 | 1151993.1112 | 2543659.4473 | 1151987.6475 | 2543651.7922 | 1151981.5382
53 | 2543658.6577 | 1151882.1543 | 2543660.4466 | 1151888.7855 | 2543660.8153 | 1151908.4592 | 2543657.5436 | 1151921.3078 | 2543655.4341 | 1151929.5986 | 2543650.2471 | 1151937.8961 | 2543644.7735 | 1151940.1708 | 2543637.7606 | 1151941.1705
54 | 2543567.9749 | 1152004.003 | 2543573.4352 | 1152007.8573
55 | 2543586.7803 | 1152017.2772 | 2543573.4352 | 1152007.8573
56 | 2543658.6577 | 1151882.1543 | 2543676.327 | 1151888.9479
57 | 2543658.6577 | 1151882.1543 | 2543657.0475 | 1151876.5886 | 2543650.1783 | 1151862.6344 | 2543657.1121 | 1151854.832 | 2543658.6985 | 1151831.6714 | 2543654.2781 | 1151825.1427 | 2543659.0485 | 1151819.8841
58 | 2543659.0485 | 1151819.8841 | 2543679.4195 | 1151797.4386
59 | 2543659.0485 | 1151819.8841 | 2543655.7946 | 1151811.7213 | 2543655.305 | 1151810.1336
60 | 2543615.3876 | 1151863.2943 | 2543638.1361 | 1151840.4688 | 2543654.2781 | 1151825.1427 | 2543659.0485 | 1151819.8841
61 | 2543836.2073 | 1151923.6818 | 2543827.8811 | 1151944.2927 | 2543817.9117 | 1151963.1515 | 2543800.7765 | 1151987.1689 | 2543793.3307 | 1151997.2457
62 | 2543891.7131 | 1151859.9184 | 2543883.3726 | 1151863.4092 | 2543871.7853 | 1151873.4227 | 2543849.0487 | 1151900.883 | 2543839.1329 | 1151916.4617 | 2543836.2073 | 1151923.6818
63 | 2543891.7131 | 1151859.9184 | 2543888.126 | 1151853.026 | 2543870.8651 | 1151819.4471
64 | 2543836.798 | 1151733.1637 | 2543843.7762 | 1151753.8873 | 2543868.084 | 1151814.0368 | 2543870.8651 | 1151819.4471
65 | 2543836.798 | 1151733.1637 | 2543835.4246 | 1151729.0966 | 2543827.891 | 1151697.5915
66 | 2543827.891 | 1151697.5915 | 2543824.8086 | 1151684.7007
67 | 2543783.4836 | 1151639.1008 | 2543790.5262 | 1151640.4245 | 2543800.2247 | 1151646.7039 | 2543814.5846 | 1151660.666 | 2543823.38 | 1151678.7267 | 2543824.8086 | 1151684.7007
68 | 2543757.112 | 1151667.7516 | 2543772.6795 | 1151644.2601 | 2543783.4836 | 1151639.1008
69 | 2543589.4175 | 1151638.5737 | 2543596.4385 | 1151625.93
70 | 2543601.4792 | 1151614.5144 | 2543597.5158 | 1151623.99 | 2543596.4385 | 1151625.93
71 | 2543585.7956 | 1151643.5548 | 2543589.4175 | 1151638.5737
72 | 2543621.9657 | 1151657.2562 | 2543619.114 | 1151659.2506 | 2543614.6909 | 1151659.8258 | 2543593.7326 | 1151642.8578 | 2543589.4175 | 1151638.5737
73 | 2543601.4792 | 1151614.5144 | 2543629.2634 | 1151631.5445
74 | 2543601.4792 | 1151614.5144 | 2543604.4941 | 1151602.1018 | 2543606.9623 | 1151590.0177
75 | 2543608.9846 | 1151665.9603 | 2543590.3063 | 1151647.4146 | 2543585.7956 | 1151643.5548
76 | 2543568.8458 | 1151666.8819 | 2543585.7956 | 1151643.5548
77 | 2543644.9238 | 1151641.1435 | 2543629.2634 | 1151631.5445
78 | 2543607.8476 | 1151585.6838 | 2543606.9623 | 1151590.0177
79 | 2543568.8458 | 1151666.8819 | 2543575.1905 | 1151678.0616 | 2543574.9685 | 1151683.033 | 2543567.1598 | 1151690.8438 | 2543568.4173 | 1151694.8119 | 2543578.6754 | 1151706.1787
80 | 2543568.8458 | 1151666.8819 | 2543564.5415 | 1151673.2708
81 | 2543644.9238 | 1151641.1435 | 2543649.7073 | 1151631.7241
82 | 2543636.6503 | 1151682.065 | 2543631.66 | 1151665.5252 | 2543632.8013 | 1151657.1101 | 2543644.9238 | 1151641.1435
83 | 2543607.8476 | 1151585.6838 | 2543617.9023 | 1151589.825 | 2543637.4716 | 1151596.9787 | 2543644.0396 | 1151595.961
84 | 2543594.8769 | 1151540.726 | 2543614.7884 | 1151545.0637 | 2543607.8476 | 1151585.6838
85 | 2543590.9064 | 1151707.2519 | 2543585.4205 | 1151709.8826 | 2543580.803 | 1151708.5363 | 2543578.6754 | 1151706.1787
86 | 2543543.4288 | 1151710.4326 | 2543545.6126 | 1151705.1537 | 2543552.8441 | 1151690.6336 | 2543564.5415 | 1151673.2708
87 | 2543567.2491 | 1151534.4485 | 2543568.6296 | 1151531.8898 | 2543572.509 | 1151533.0762 | 2543579.1073 | 1151523.0312 | 2543594.8769 | 1151540.726
88 | 2543543.4288 | 1151710.4326 | 2543542.1381 | 1151713.5575 | 2543539.1079 | 1151726.7708 | 2543537.848 | 1151741.3459 | 2543538.2369 | 1151748.5985
89 | 2543543.4288 | 1151710.4326 | 2543539.2608 | 1151707.9148
90 | 2543541.099 | 1151781.8481 | 2543538.8531 | 1151760.0909 | 2543538.2369 | 1151748.5985
91 | 2543533.1811 | 1151687.3721 | 2543528.146 | 1151693.8673 | 2543528.0743 | 1151697.67 | 2543530.4041 | 1151700.583 | 2543539.2608 | 1151707.9148
92 | 2543543.7131 | 1151806.0364 | 2543541.099 | 1151781.8481
93 | 2543543.7131 | 1151806.0364 | 2543537.7024 | 1151812.4296 | 2543534.3286 | 1151820.0987 | 2543532.2023 | 1151823.2832
94 | 2543544.0831 | 1151809.4792 | 2543543.7131 | 1151806.0364
95 | 2543757.112 | 1151667.7516 | 2543752.6769 | 1151663.7576 | 2543746.4213 | 1151659.6114
96 | 2543747.8487 | 1151681.7234 | 2543757.112 | 1151667.7516
97 | 2543731.8883 | 1151639.4614 | 2543730.0758 | 1151645.0702 | 2543732.2345 | 1151650.2083 | 2543746.4213 | 1151659.6114
98 | 2543747.8487 | 1151681.7234 | 2543748.1746 | 1151676.362 | 2543748.3124 | 1151668.9456 | 2543745.3212 | 1151664.2489 | 2543738.322 | 1151660.4763
99 | 2543747.8487 | 1151681.7234 | 2543739.4291 | 1151698.0887 | 2543728.147 | 1151725.1309
100 | 2543480.0987 | 1151648.6356 | 2543484.2359 | 1151638.9729 | 2543491.1022 | 1151617.9825
101 | 2543506.8079 | 1151541.8201 | 2543495.7129 | 1151565.826 | 2543491.1667 | 1151617.7853 | 2543491.1022 | 1151617.9825
102 | 2543567.2491 | 1151534.4485 | 2543549.8274 | 1151512.4781 | 2543543.8401 | 1151510.7668 | 2543539.4211 | 1151515.0439 | 2543528.0104 | 1151538.1523 | 2543519.4562 | 1151543.4243 | 2543513.3228 | 1151544.1379 | 2543506.8079 | 1151541.8201
103 | 2543567.2491 | 1151534.4485 | 2543553.9097 | 1151559.2242
104 | 2543553.4765 | 1151560.0287 | 2543553.9097 | 1151559.2242
105 | 2543721.839 | 1151740.2463 | 2543727.7435 | 1151726.0976
106 | 2543711.1529 | 1151760.9758 | 2543719.0042 | 1151747.0393 | 2543721.839 | 1151740.2463
107 | 2543728.147 | 1151725.1309 | 2543727.7435 | 1151726.0976
108 | 2543711.1529 | 1151760.9758 | 2543683.9343 | 1151739.9855
109 | 2543711.1529 | 1151760.9758 | 2543704.0961 | 1151769.7882
110 | 2543728.147 | 1151725.1309 | 2543725.7574 | 1151716.6488 | 2543725.3962 | 1151708.4033 | 2543727.2136 | 1151701.6772
111 | 2543670.7971 | 1151731.3157 | 2543679.3489 | 1151736.4494 | 2543683.9343 | 1151739.9855
112 | 2543687.094 | 1151788.9826 | 2543700.9725 | 1151773.689 | 2543704.0961 | 1151769.7882
113 | 2543687.094 | 1151788.9826 | 2543679.4195 | 1151797.4386
114 | 2543687.094 | 1151788.9826 | 2543690.0455 | 1151772.2572 | 2543690.2051 | 1151765.8437
115 | 2543717.8584 | 1151663.3622 | 2543719.9362 | 1151660.54 | 2543726.4955 | 1151656.9656 | 2543732.3465 | 1151657.2555 | 2543738.322 | 1151660.4763
116 | 2543717.8584 | 1151663.3622 | 2543699.3245 | 1151688.5353
117 | 2543620.6475 | 1151844.1178 | 2543623.3052 | 1151836.8393 | 2543624.1657 | 1151829.5718 | 2543615.6074 | 1151818.0237 | 2543615.3183 | 1151811.7453 | 2543619.8514 | 1151801.4896
118 | 2543615.3876 | 1151863.2943 | 2543616.7431 | 1151854.8104 | 2543620.6475 | 1151844.1178
119 | 2543625.5916 | 1151788.5032 | 2543619.8514 | 1151801.4896
120 | 2543573.5746 | 1151904.831 | 2543582.8991 | 1151895.8164 | 2543600.3031 | 1151878.4327 | 2543615.3876 | 1151863.2943
121 | 2543573.5746 | 1151904.831 | 2543573.1053 | 1151898.1651 | 2543571.6858 | 1151886.7613 | 2543569.5396 | 1151874.0765
122 | 2543573.5746 | 1151904.831 | 2543556.0274 | 1151927.3855
123 | 2543568.9015 | 1151870.3053 | 2543569.5396 | 1151874.0765
124 | 2543556.3489 | 1151910.1399 | 2543553.2403 | 1151919.085 | 2543556.0274 | 1151927.3855
125 | 2543556.0274 | 1151927.3855 | 2543553.3058 | 1151930.8839
126 | 2543655.9104 | 1151799.5137 | 2543654.3144 | 1151806.9215 | 2543655.305 | 1151810.1336
127 | 2543568.9015 | 1151870.3053 | 2543568.403 | 1151867.3595 | 2543569.5453 | 1151858.2328 | 2543574.8816 | 1151850.1899
128 | 2543580.6677 | 1151829.0018 | 2543578.8156 | 1151844.2606 | 2543574.8816 | 1151850.1899
129 | 2543471.1936 | 1151951.1619 | 2543461.1246 | 1151945.1072
130 | 2543526.5191 | 1151871.0881 | 2543523.2395 | 1151877.3556 | 2543515.5628 | 1151891.8354 | 2543510.2967 | 1151906.3927 | 2543508.3324 | 1151916.2275 | 2543507.6744 | 1151927.0506 | 2543508.2544 | 1151937.3172 | 2543509.2896 | 1151942.0192
131 | 2543420.2068 | 1151920.5029 | 2543461.1246 | 1151945.1072
132 | 2543544.0831 | 1151809.4792 | 2543544.0326 | 1151813.9043 | 2543543.2345 | 1151833.5111 | 2543536.2061 | 1151854.1103 | 2543526.5191 | 1151871.0881
133 | 2543526.5191 | 1151871.0881 | 2543520.0646 | 1151869.4479 | 2543514.9331 | 1151871.386 | 2543511.8775 | 1151875.6481
134 | 2543420.2068 | 1151920.5029 | 2543428.899 | 1151905.502 | 2543435.7432 | 1151895.1181
135 | 2543420.2068 | 1151920.5029 | 2543402.9567 | 1151913.4282 | 2543388.9517 | 1151908.6575
136 | 2543418.5639 | 1151997.0592 | 2543412.7473 | 1151996.3136 | 2543395.4916 | 1151986.1817 | 2543427.0113 | 1151940.5829 | 2543414.4389 | 1151930.6404 | 2543420.2068 | 1151920.5029
137 | 2543480.8685 | 1151865.2186 | 2543476.8252 | 1151871.044 | 2543476.8242 | 1151875.8354 | 2543485.8611 | 1151885.7207
138 | 2543480.8685 | 1151865.2186 | 2543487.1041 | 1151856.2346
139 | 2543485.8611 | 1151885.7207 | 2543492.5735 | 1151893.0632 | 2543496.1103 | 1151893.7526 | 2543502.1582 | 1151892.1505 | 2543505.6938 | 1151887.8149 | 2543510.6 | 1151877.43 | 2543511.8775 | 1151875.6481
140 | 2543544.0831 | 1151809.4792 | 2543572.0289 | 1151793.3527 | 2543573.2019 | 1151788.3168 | 2543568.9044 | 1151779.9017
141 | 2543455.7068 | 1151798.6929 | 2543453.7133 | 1151803.7921 | 2543449.3788 | 1151810.4206
142 | 2543455.7068 | 1151798.6929 | 2543460.2168 | 1151793.5144 | 2543466.6065 | 1151783.36
143 | 2543455.7068 | 1151798.6929 | 2543443.6847 | 1151790.5597
144 | 2543443.6847 | 1151790.5597 | 2543443.5135 | 1151790.4439
145 | 2543423.3897 | 1151776.8297 | 2543443.5135 | 1151790.4439
146 | 2543423.3897 | 1151776.8297 | 2543414.6153 | 1151792.0871 | 2543400.9893 | 1151809.9447
147 | 2543447.8538 | 1151876.7443 | 2543435.7432 | 1151895.1181
148 | 2543393.193 | 1151891.2638 | 2543392.7731 | 1151897.1932 | 2543388.9517 | 1151908.6575
149 | 2543388.9517 | 1151908.6575 | 2543379.498 | 1151906.3675 | 2543368.7145 | 1151904.6682 | 2543366.8518 | 1151904.5017
150 | 2543442.393 | 1151985.6178 | 2543425.504 | 1151996.4936 | 2543421.7576 | 1151997.9963 | 2543418.5639 | 1151997.0592
151 | 2543447.8538 | 1151876.7443 | 2543454.5725 | 1151866.5508 | 2543462.8984 | 1151854.7124
152 | 2543393.193 | 1151891.2638 | 2543391.6519 | 1151887.3429 | 2543374.8253 | 1151866.0629
153 | 2543347.3125 | 1151903.3136 | 2543359.4895 | 1151903.8435 | 2543366.8518 | 1151904.5017
154 | 2543462.8984 | 1151854.7124 | 2543471.1972 | 1151842.9127
155 | 2543367.1271 | 1151854.323 | 2543374.2533 | 1151865.3395 | 2543374.8253 | 1151866.0629
156 | 2543347.3125 | 1151903.3136 | 2543345.3136 | 1151911.8925 | 2543342.9236 | 1151917.2512 | 2543331.4806 | 1151933.72
157 | 2543333.0568 | 1151847.8094 | 2543333.2019 | 1151847.6699
158 | 2543349.0473 | 1151831.7146 | 2543345.3729 | 1151835.9737 | 2543333.2019 | 1151847.6699
159 | 2543317.116 | 1151878.0867 | 2543322.1909 | 1151872.9341 | 2543323.4713 | 1151867.9194 | 2543321.5555 | 1151861.7119 | 2543322.3737 | 1151858.1467 | 2543328.8532 | 1151851.849 | 2543333.0568 | 1151847.8094
160 | 2543349.0473 | 1151831.7146 | 2543367.1271 | 1151854.323
161 | 2543349.0473 | 1151831.7146 | 2543326.8477 | 1151804.3981 | 2543319.4872 | 1151793.7608
162 | 2543316.079 | 1151879.1395 | 2543317.116 | 1151878.0867
163 | 2543367.1271 | 1151854.323 | 2543385.2143 | 1151830.6187
164 | 2543311.7996 | 1151782.6506 | 2543319.4872 | 1151793.7608
165 | 2543400.9893 | 1151809.9447 | 2543385.2143 | 1151830.6187
166 | 2543329.5768 | 1151774.7788 | 2543322.1402 | 1151778.0618 | 2543311.7996 | 1151782.6506
167 | 2543329.5768 | 1151774.7788 | 2543343.4949 | 1151768.6555 | 2543355.4511 | 1151763.1589
168 | 2543524.2778 | 1151831.7314 | 2543530.3098 | 1151826.1174 | 2543532.2023 | 1151823.2832
169 | 2543522.2823 | 1151844.1024 | 2543523.9266 | 1151832.0583 | 2543524.2778 | 1151831.7314
170 | 2543488.6829 | 1151813.9576 | 2543486.6534 | 1151820.936 | 2543471.1972 | 1151842.9127
171 | 2543500.929 | 1151797.3337 | 2543488.6829 | 1151813.9576

## bus_geodata
| x | y | coords
0 | 2543351.9792 | 1152410.0307
1 | 2543374.618 | 1152412.9948
2 | 2543359.1218 | 1152313.421
3 | 2543364.7059 | 1152453.1763
4 | 2543410.897 | 1152206.4764
5 | 2543336.9526 | 1152189.864
6 | 2543351.886 | 1152447.378
7 | 2543316.2262 | 1152428.3978
8 | 2543103.2926 | 1151995.167
9 | 2543118.717 | 1152008.2072
10 | 2543136.8299 | 1152023.5203
11 | 2543322.3888 | 1151946.805
12 | 2543327.683 | 1151939.1855
13 | 2543176.4866 | 1152059.509
14 | 2543161.6695 | 1152011.7848
15 | 2543182.7814 | 1152037.7824
16 | 2543188.2687 | 1152069.248
17 | 2543446.3362 | 1152146.1946
18 | 2543465.9963 | 1152137.9965
19 | 2543388.7353 | 1152169.1651
20 | 2543472.4593 | 1152135.2555
21 | 2543377.9795 | 1152173.6132
22 | 2543489.312 | 1152128.1081
23 | 2543511.6709 | 1152126.8528
24 | 2543265.9442 | 1152127.0945
25 | 2543246.8204 | 1152113.5927
26 | 2543240.9837 | 1152109.4718
27 | 2543225.9697 | 1152098.7349
28 | 2543202.5472 | 1152080.4384
29 | 2543343.742 | 1152427.26
30 | 2543527.7126 | 1152104.5794
31 | 2543537.6021 | 1152136.6144
32 | 2543549.6926 | 1152048.7541
33 | 2543553.8211 | 1152036.4643
34 | 2543545.0604 | 1152070.8604
35 | 2543537.7665 | 1152088.7715
36 | 2543574.1792 | 1152137.3814
37 | 2543586.4651 | 1152078.8425
38 | 2543528.6575 | 1152003.0828
39 | 2543514.8773 | 1151989.3215
40 | 2543532.9294 | 1151981.5535
41 | 2543530.852 | 1151962.2071
42 | 2543510.443 | 1151947.2575
43 | 2543539.6094 | 1151949.7517
44 | 2543541.3639 | 1151986.9565
45 | 2543637.1066 | 1151969.0747
46 | 2543632.914 | 1151944.8401
47 | 2543651.7922 | 1151981.5382
48 | 2543637.7606 | 1151941.1705
49 | 2543671.9606 | 1151967.5973
50 | 2543729.6048 | 1151956.207
51 | 2543567.9749 | 1152004.003
52 | 2543573.4352 | 1152007.8573
53 | 2543658.6577 | 1151882.1543
54 | 2543586.7803 | 1152017.2772
55 | 2543676.327 | 1151888.9479
56 | 2543659.0485 | 1151819.8841
57 | 2543793.3307 | 1151997.2457
58 | 2543836.2073 | 1151923.6818
59 | 2543891.7131 | 1151859.9184
60 | 2543870.8651 | 1151819.4471
61 | 2543836.798 | 1151733.1637
62 | 2543827.891 | 1151697.5915
63 | 2543824.8086 | 1151684.7007
64 | 2543783.4836 | 1151639.1008
65 | 2543596.4385 | 1151625.93
66 | 2543589.4175 | 1151638.5737
67 | 2543601.4792 | 1151614.5144
68 | 2543585.7956 | 1151643.5548
69 | 2543621.9657 | 1151657.2562
70 | 2543629.2634 | 1151631.5445
71 | 2543606.9623 | 1151590.0177
72 | 2543608.9846 | 1151665.9603
73 | 2543568.8458 | 1151666.8819
74 | 2543644.9238 | 1151641.1435
75 | 2543607.8476 | 1151585.6838
76 | 2543578.6754 | 1151706.1787
77 | 2543564.5415 | 1151673.2708
78 | 2543649.7073 | 1151631.7241
79 | 2543636.6503 | 1151682.065
80 | 2543644.0396 | 1151595.961
81 | 2543594.8769 | 1151540.726
82 | 2543543.4288 | 1151710.4326
83 | 2543538.2369 | 1151748.5985
84 | 2543539.2608 | 1151707.9148
85 | 2543590.9064 | 1151707.2519
86 | 2543541.099 | 1151781.8481
87 | 2543533.1811 | 1151687.3721
88 | 2543543.7131 | 1151806.0364
89 | 2543757.112 | 1151667.7516
90 | 2543746.4213 | 1151659.6114
91 | 2543747.8487 | 1151681.7234
92 | 2543491.1022 | 1151617.9825
93 | 2543480.0987 | 1151648.6356
94 | 2543506.8079 | 1151541.8201
95 | 2543567.249 | 1151534.4485
96 | 2543553.9097 | 1151559.2242
97 | 2543553.4765 | 1151560.0287
98 | 2543721.839 | 1151740.2463
99 | 2543727.7435 | 1151726.0976
100 | 2543711.1529 | 1151760.9758
101 | 2543728.147 | 1151725.1309
102 | 2543683.9343 | 1151739.9855
103 | 2543704.0961 | 1151769.7882
104 | 2543727.2136 | 1151701.6772
105 | 2543670.7971 | 1151731.3157
106 | 2543687.094 | 1151788.9826
107 | 2543738.322 | 1151660.4763
108 | 2543679.4195 | 1151797.4386
109 | 2543690.2051 | 1151765.8437
110 | 2543717.8584 | 1151663.3622
111 | 2543699.3245 | 1151688.5353
112 | 2543731.8883 | 1151639.4614
113 | 2543620.6475 | 1151844.1178
114 | 2543619.8514 | 1151801.4896
115 | 2543615.3876 | 1151863.2943
116 | 2543625.5916 | 1151788.5032
117 | 2543573.5746 | 1151904.831
118 | 2543569.5396 | 1151874.0765
119 | 2543556.0274 | 1151927.3855
120 | 2543655.305 | 1151810.1336
121 | 2543568.9015 | 1151870.3053
122 | 2543556.3489 | 1151910.1399
123 | 2543553.3058 | 1151930.8839
124 | 2543655.9104 | 1151799.5137
125 | 2543574.8816 | 1151850.1899
126 | 2543580.6677 | 1151829.0018
127 | 2543471.1936 | 1151951.1619
128 | 2543509.2896 | 1151942.0192
129 | 2543461.1246 | 1151945.1072
130 | 2543526.5191 | 1151871.0881
131 | 2543420.2068 | 1151920.5029
132 | 2543480.8685 | 1151865.2186
133 | 2543485.8611 | 1151885.7207
134 | 2543487.1041 | 1151856.2346
135 | 2543511.8775 | 1151875.6481
136 | 2543544.0831 | 1151809.4792
137 | 2543449.3788 | 1151810.4206
138 | 2543455.7068 | 1151798.6929
139 | 2543466.6065 | 1151783.36
140 | 2543443.6847 | 1151790.5597
141 | 2543443.5135 | 1151790.4439
142 | 2543423.3897 | 1151776.8297
143 | 2543435.7432 | 1151895.1181
144 | 2543388.9517 | 1151908.6575
145 | 2543418.5639 | 1151997.0592
146 | 2543447.8538 | 1151876.7443
147 | 2543393.193 | 1151891.2638
148 | 2543366.8518 | 1151904.5017
149 | 2543442.393 | 1151985.6178
150 | 2543462.8984 | 1151854.7124
151 | 2543374.8253 | 1151866.0629
152 | 2543347.3125 | 1151903.3135
153 | 2543333.2019 | 1151847.6699
154 | 2543333.0568 | 1151847.8094
155 | 2543349.0473 | 1151831.7146
156 | 2543317.116 | 1151878.0867
157 | 2543367.1271 | 1151854.323
158 | 2543319.4872 | 1151793.7608
159 | 2543316.079 | 1151879.1395
160 | 2543385.2143 | 1151830.6187
161 | 2543311.7996 | 1151782.6506
162 | 2543400.9893 | 1151809.9447
163 | 2543329.5768 | 1151774.7788
164 | 2543568.9044 | 1151779.9017
165 | 2543532.2023 | 1151823.2832
166 | 2543524.2778 | 1151831.7314
167 | 2543471.1972 | 1151842.9127
168 | 2543488.6829 | 1151813.9576
169 | 2543500.929 | 1151797.3337
170 | 2543355.4511 | 1151763.1589
171 | 2543522.2823 | 1151844.1024
172 | 2543331.4806 | 1151933.72
173 | 2543544.0831 | 1151809.4792

## line_std_types
| c_nf_per_km | r_ohm_per_km | x_ohm_per_km | max_i_ka | type | q_mm2 | alpha | voltage_rating
NAYY 4x50 SE | 210 | 0.642 | 0.083 | 0.142 | cs | 50 | 0.00403 | LV
NAYY 4x120 SE | 264 | 0.225 | 0.08 | 0.242 | cs | 120 | 0.00403 | LV
NAYY 4x150 SE | 261 | 0.208 | 0.08 | 0.27 | cs | 150 | 0.00403 | LV
NA2XS2Y 1x95 RM/25 12/20 kV | 216 | 0.313 | 0.132 | 0.252 | cs | 95 | 0.00403 | MV
NA2XS2Y 1x185 RM/25 12/20 kV | 273 | 0.161 | 0.117 | 0.362 | cs | 185 | 0.00403 | MV
NA2XS2Y 1x240 RM/25 12/20 kV | 304 | 0.122 | 0.112 | 0.421 | cs | 240 | 0.00403 | MV
NA2XS2Y 1x95 RM/25 6/10 kV | 315 | 0.313 | 0.123 | 0.249 | cs | 95 | 0.00403 | MV
NA2XS2Y 1x185 RM/25 6/10 kV | 406 | 0.161 | 0.11 | 0.358 | cs | 185 | 0.00403 | MV
NA2XS2Y 1x240 RM/25 6/10 kV | 456 | 0.122 | 0.105 | 0.416 | cs | 240 | 0.00403 | MV
NA2XS2Y 1x150 RM/25 12/20 kV | 250 | 0.206 | 0.116 | 0.319 | cs | 150 | 0.00403 | MV
NA2XS2Y 1x120 RM/25 12/20 kV | 230 | 0.253 | 0.119 | 0.283 | cs | 120 | 0.00403 | MV
NA2XS2Y 1x70 RM/25 12/20 kV | 190 | 0.443 | 0.132 | 0.22 | cs | 70 | 0.00403 | MV
NA2XS2Y 1x150 RM/25 6/10 kV | 360 | 0.206 | 0.11 | 0.315 | cs | 150 | 0.00403 | MV
NA2XS2Y 1x120 RM/25 6/10 kV | 340 | 0.253 | 0.113 | 0.28 | cs | 120 | 0.00403 | MV
NA2XS2Y 1x70 RM/25 6/10 kV | 280 | 0.443 | 0.123 | 0.217 | cs | 70 | 0.00403 | MV
N2XS(FL)2Y 1x120 RM/35 64/110 kV | 112 | 0.153 | 0.166 | 0.366 | cs | 120 | 0.00393 | HV
N2XS(FL)2Y 1x185 RM/35 64/110 kV | 125 | 0.099 | 0.156 | 0.457 | cs | 185 | 0.00393 | HV
N2XS(FL)2Y 1x240 RM/35 64/110 kV | 135 | 0.075 | 0.149 | 0.526 | cs | 240 | 0.00393 | HV
N2XS(FL)2Y 1x300 RM/35 64/110 kV | 144 | 0.06 | 0.144 | 0.588 | cs | 300 | 0.00393 | HV
15-AL1/3-ST1A 0.4 | 11 | 1.8769 | 0.35 | 0.105 | ol | 16 | 0.00403 | LV
24-AL1/4-ST1A 0.4 | 11.25 | 1.2012 | 0.335 | 0.14 | ol | 24 | 0.00403 | LV
48-AL1/8-ST1A 0.4 | 12.2 | 0.5939 | 0.3 | 0.21 | ol | 48 | 0.00403 | LV
94-AL1/15-ST1A 0.4 | 13.2 | 0.306 | 0.29 | 0.35 | ol | 94 | 0.00403 | LV
34-AL1/6-ST1A 10.0 | 9.7 | 0.8342 | 0.36 | 0.17 | ol | 34 | 0.00403 | MV
48-AL1/8-ST1A 10.0 | 10.1 | 0.5939 | 0.35 | 0.21 | ol | 48 | 0.00403 | MV
70-AL1/11-ST1A 10.0 | 10.4 | 0.4132 | 0.339 | 0.29 | ol | 70 | 0.00403 | MV
94-AL1/15-ST1A 10.0 | 10.75 | 0.306 | 0.33 | 0.35 | ol | 94 | 0.00403 | MV
122-AL1/20-ST1A 10.0 | 11.1 | 0.2376 | 0.323 | 0.41 | ol | 122 | 0.00403 | MV
149-AL1/24-ST1A 10.0 | 11.25 | 0.194 | 0.315 | 0.47 | ol | 149 | 0.00403 | MV
34-AL1/6-ST1A 20.0 | 9.15 | 0.8342 | 0.382 | 0.17 | ol | 34 | 0.00403 | MV
48-AL1/8-ST1A 20.0 | 9.5 | 0.5939 | 0.372 | 0.21 | ol | 48 | 0.00403 | MV
70-AL1/11-ST1A 20.0 | 9.7 | 0.4132 | 0.36 | 0.29 | ol | 70 | 0.00403 | MV
94-AL1/15-ST1A 20.0 | 10 | 0.306 | 0.35 | 0.35 | ol | 94 | 0.00403 | MV
122-AL1/20-ST1A 20.0 | 10.3 | 0.2376 | 0.344 | 0.41 | ol | 122 | 0.00403 | MV
149-AL1/24-ST1A 20.0 | 10.5 | 0.194 | 0.337 | 0.47 | ol | 149 | 0.00403 | MV
184-AL1/30-ST1A 20.0 | 10.75 | 0.1571 | 0.33 | 0.535 | ol | 184 | 0.00403 | MV
243-AL1/39-ST1A 20.0 | 11 | 0.1188 | 0.32 | 0.645 | ol | 243 | 0.00403 | MV
48-AL1/8-ST1A 110.0 | 8 | 0.5939 | 0.46 | 0.21 | ol | 48 | 0.00403 | HV
70-AL1/11-ST1A 110.0 | 8.4 | 0.4132 | 0.45 | 0.29 | ol | 70 | 0.00403 | HV
94-AL1/15-ST1A 110.0 | 8.65 | 0.306 | 0.44 | 0.35 | ol | 94 | 0.00403 | HV
122-AL1/20-ST1A 110.0 | 8.5 | 0.2376 | 0.43 | 0.41 | ol | 122 | 0.00403 | HV
149-AL1/24-ST1A 110.0 | 8.75 | 0.194 | 0.41 | 0.47 | ol | 149 | 0.00403 | HV
184-AL1/30-ST1A 110.0 | 8.8 | 0.1571 | 0.4 | 0.535 | ol | 184 | 0.00403 | HV
243-AL1/39-ST1A 110.0 | 9 | 0.1188 | 0.39 | 0.645 | ol | 243 | 0.00403 | HV
305-AL1/39-ST1A 110.0 | 9.2 | 0.0949 | 0.38 | 0.74 | ol | 305 | 0.00403 | HV
490-AL1/64-ST1A 110.0 | 9.75 | 0.059 | 0.37 | 0.96 | ol | 490 | 0.00403 | HV
679-AL1/86-ST1A 110.0 | 9.95 | 0.042 | 0.36 | 1.15 | ol | 679 | 0.00403 | HV
490-AL1/64-ST1A 220.0 | 10 | 0.059 | 0.285 | 0.96 | ol | 490 | 0.00403 | HV
679-AL1/86-ST1A 220.0 | 11.7 | 0.042 | 0.275 | 1.15 | ol | 679 | 0.00403 | HV
490-AL1/64-ST1A 380.0 | 11 | 0.059 | 0.253 | 0.96 | ol | 490 | 0.00403 | HV
679-AL1/86-ST1A 380.0 | 14.6 | 0.042 | 0.25 | 1.15 | ol | 679 | 0.00403 | HV

## trafo_std_types
| i0_percent | pfe_kw | vkr_percent | sn_mva | vn_lv_kv | vn_hv_kv | vk_percent | shift_degree | vector_group | tap_side | tap_neutral | tap_min | tap_max | tap_step_degree | tap_step_percent | tap_phase_shifter
160 MVA 380/110 kV | 0.06 | 60 | 0.25 | 160 | 110 | 380 | 12.2 | 0 | Yy0 | hv | 0 | -9 | 9 | 0 | 1.5 | FALSE
100 MVA 220/110 kV | 0.06 | 55 | 0.26 | 100 | 110 | 220 | 12 | 0 | Yy0 | hv | 0 | -9 | 9 | 0 | 1.5 | FALSE
63 MVA 110/20 kV | 0.04 | 22 | 0.32 | 63 | 20 | 110 | 18 | 150 | YNd5 | hv | 0 | -9 | 9 | 0 | 1.5 | FALSE
40 MVA 110/20 kV | 0.05 | 18 | 0.34 | 40 | 20 | 110 | 16.2 | 150 | YNd5 | hv | 0 | -9 | 9 | 0 | 1.5 | FALSE
25 MVA 110/20 kV | 0.07 | 14 | 0.41 | 25 | 20 | 110 | 12 | 150 | YNd5 | hv | 0 | -9 | 9 | 0 | 1.5 | FALSE
63 MVA 110/10 kV | 0.04 | 22 | 0.32 | 63 | 10 | 110 | 18 | 150 | YNd5 | hv | 0 | -9 | 9 | 0 | 1.5 | FALSE
40 MVA 110/10 kV | 0.05 | 18 | 0.34 | 40 | 10 | 110 | 16.2 | 150 | YNd5 | hv | 0 | -9 | 9 | 0 | 1.5 | FALSE
25 MVA 110/10 kV | 0.07 | 14 | 0.41 | 25 | 10 | 110 | 12 | 150 | YNd5 | hv | 0 | -9 | 9 | 0 | 1.5 | FALSE
0.25 MVA 20/0.4 kV | 0.32 | 0.8 | 1.44 | 0.25 | 0.4 | 20 | 6 | 150 | Yzn5 | hv | 0 | -2 | 2 | 0 | 2.5 | FALSE
0.4 MVA 20/0.4 kV | 0.3375 | 1.35 | 1.425 | 0.4 | 0.4 | 20 | 6 | 150 | Dyn5 | hv | 0 | -2 | 2 | 0 | 2.5 | FALSE
0.63 MVA 20/0.4 kV | 0.2619 | 1.65 | 1.206 | 0.63 | 0.4 | 20 | 6 | 150 | Dyn5 | hv | 0 | -2 | 2 | 0 | 2.5 | FALSE
0.25 MVA 10/0.4 kV | 0.24 | 0.6 | 1.2 | 0.25 | 0.4 | 10 | 4 | 150 | Dyn5 | hv | 0 | -2 | 2 | 0 | 2.5 | FALSE
0.4 MVA 10/0.4 kV | 0.2375 | 0.95 | 1.325 | 0.4 | 0.4 | 10 | 4 | 150 | Dyn5 | hv | 0 | -2 | 2 | 0 | 2.5 | FALSE
0.63 MVA 10/0.4 kV | 0.1873 | 1.18 | 1.0794 | 0.63 | 0.4 | 10 | 4 | 150 | Dyn5 | hv | 0 | -2 | 2 | 0 | 2.5 | FALSE

## trafo3w_std_types
| sn_hv_mva | sn_mv_mva | sn_lv_mva | vn_hv_kv | vn_mv_kv | vn_lv_kv | vk_hv_percent | vk_mv_percent | vk_lv_percent | vkr_hv_percent | vkr_mv_percent | vkr_lv_percent | pfe_kw | i0_percent | shift_mv_degree | shift_lv_degree | vector_group | tap_side | tap_neutral | tap_min | tap_max | tap_step_percent
63/25/38 MVA 110/20/10 kV | 63 | 25 | 38 | 110 | 20 | 10 | 10.4 | 10.4 | 10.4 | 0.28 | 0.32 | 0.35 | 35 | 0.89 | 0 | 0 | YN0yn0yn0 | hv | 0 | -10 | 10 | 1.2
63/25/38 MVA 110/10/10 kV | 63 | 25 | 38 | 110 | 10 | 10 | 10.4 | 10.4 | 10.4 | 0.28 | 0.32 | 0.35 | 35 | 0.89 | 0 | 0 | YN0yn0yn0 | hv | 0 | -10 | 10 | 1.2

## fuse_std_types
| fuse_type | i_rated_a | t_avg | t_min | t_total | x_avg | x_min | x_total
HV 100A | HV 100A | 100 | 0 | [10.0, 3.64, 0.854, 0.281, 0.1, 0.0531, 0.022, 0.01] | [10.0, 4.267, 1.21, 0.403, 0.1, 0.058, 0.022, 0.01] | 0 | [300.0, 350.0, 450.0, 550.0, 700.0, 850.0, 1200.0, 1752.0] | [600.0, 700.0, 900.0, 1150.0, 1665.0, 2000.0, 3000.0, 4313.0]
HV 10A | HV 10A | 10 | 0 | [10.0, 1675.0, 0.344, 0.156, 0.1, 0.0417, 0.0171, 0.01] | [10.0, 1.3, 0.3, 0.155, 0.1, 0.0555, 0.023, 0.01] | 0 | [30.0, 32.0, 35.0, 37.0, 39.0, 50.0, 70.0, 88.0] | [60.0, 70.0, 80.0, 87.0, 94.0, 110.0, 150.0, 216.0]
HV 125A | HV 125A | 125 | 0 | [10.0, 1.82, 0.344, 0.1, 0.0467, 0.0269, 0.01] | [10.0, 2.478, 0.426, 0.1, 0.0427, 0.0211, 0.01] | 0 | [375.0, 500.0, 700.0, 925.0, 1200.0, 1500.0, 2341.0] | [750.0, 1000.0, 1500.0, 2200.0, 3000.0, 4000.0, 5765.0]
HV 160A | HV 160A | 160 | 0 | [10.0, 4.15, 1.03, 0.198, 0.1, 0.051, 0.0172, 0.01] | [10.0, 2.3, 0.734, 0.274, 0.1, 0.046, 0.0177, 0.01] | 0 | [480.0, 550.0, 700.0, 1000.0, 1260.0, 1600.0, 2500.0, 3227.0] | [960.0, 1300.0, 1700.0, 2200.0, 2996.0, 4000.0, 6000.0, 7946.0]
HV 16A | HV 16A | 16 | 0 | [10.0, 0.352, 0.164, 0.1, 0.0649, 0.0342, 0.01] | [10.0, 2.34, 0.722, 0.181, 0.1, 0.055, 0.0296, 0.01] | 0 | [48.0, 60.0, 65.0, 71.0, 80.0, 100.0, 162.0] | [96.0, 110.0, 125.0, 150.0, 168.0, 200.0, 250.0, 398.0]
HV 200A | HV 200A | 200 | 0 | [10.0, 4.267, 1.21, 0.403, 0.1, 0.058, 0.022, 0.01] | [10.0, 3.73, 1.654, 0.328, 0.1, 0.0531, 0.019, 0.01] | 0 | [600.0, 700.0, 900.0, 1150.0, 1665.0, 2000.0, 3000.0, 4313.0] | [1200.0, 1500.0, 1800.0, 2700.0, 3960.0, 5000.0, 7500.0, 10620.0]
HV 20A | HV 20A | 20 | 0 | [10.0, 1.3, 0.3, 0.155, 0.1, 0.0555, 0.023, 0.01] | [10.0, 1.3, 0.161, 0.1, 0.0611, 0.0399, 0.0141, 0.01] | 0 | [60.0, 70.0, 80.0, 87.0, 94.0, 110.0, 150.0, 216.0] | [120.0, 150.0, 200.0, 223.0, 260.0, 300.0, 450.0, 532.0]
HV 25A | HV 25A | 25 | 0 | [10.0, 2.512, 0.833, 0.299, 0.1, 0.0372, 0.0223, 0.01] | [10.0, 3.125, 0.597, 0.198, 0.1, 0.0378, 0.022, 0.01] | 0 | [75.0, 82.0, 90.0, 100.0, 124.0, 170.0, 200.0, 289.0] | [150.0, 170.0, 210.0, 250.0, 294.0, 400.0, 500.0, 711.0]
HV 31.5A | HV 31.5A | 31.5 | 0 | [10.0, 2.34, 0.722, 0.181, 0.1, 0.055, 0.0296, 0.01] | [10.0, 2.84, 0.368, 0.164, 0.1, 0.0621, 0.0378, 0.0195, 0.01] | 0 | [95.0, 110.0, 125.0, 150.0, 165.0, 200.0, 250.0, 390.0] | [189.0, 220.0, 300.0, 350.0, 393.0, 450.0, 530.0, 700.0, 960.0]
HV 40A | HV 40A | 40 | 0 | [10.0, 1.3, 0.161, 0.1, 0.0611, 0.0399, 0.0141, 0.01] | [10.0, 2.05, 0.369, 0.198, 0.1, 0.051, 0.0298, 0.01] | 0 | [120.0, 150.0, 200.0, 223.0, 260.0, 300.0, 450.0, 532.0] | [240.0, 300.0, 400.0, 450.0, 530.0, 650.0, 800.0, 1311.0]
HV 50A | HV 50A | 50 | 0 | [10.0, 3.215, 0.597, 0.198, 0.1, 0.0378, 0.022, 0.01] | [10.0, 3.64, 0.854, 0.281, 0.1, 0.0531, 0.022, 0.01] | 0 | [150.0, 170.0, 210.0, 250.0, 294.0, 400.0, 500.0, 711.0] | [300.0, 350.0, 450.0, 550.0, 700.0, 850.0, 1200.0, 1752.0]
HV 6.3A | HV 6.3A | 6.3 | 0 | [10.0, 1.39, 0.344, 0.168, 0.1, 0.056, 0.0263, 0.01] | [10.0, 1.711, 0.516, 0.198, 0.1, 0.0634, 0.0303, 0.01] | 0 | [19.0, 19.5, 20.4, 20.8, 22.0, 25.0, 32.0, 48.0] | [38.0, 40.0, 43.0, 48.0, 53.0, 60.0, 75.0, 118.0]
HV 63A | HV 63A | 63 | 0 | [10.0, 2.84, 0.368, 0.164, 0.1, 0.0621, 0.0378, 0.0195, 0.01] | [10.0, 1.82, 0.344, 0.1, 0.0467, 0.0269, 0.01] | 0 | [189.0, 220.0, 300.0, 350.0, 393.0, 450.0, 530.0, 700.0, 961.0] | [378.0, 500.0, 700.0, 934.0, 1200.0, 1500.0, 2366.0]
HV 80A | HV 80A | 80 | 0 | [10.0, 2.05, 0.369, 0.198, 0.1, 0.051, 0.0298, 0.01] | [10.0, 4.15, 1.03, 0.198, 0.1, 0.051, 0.0172, 0.01] | 0 | [240.0, 300.0, 400.0, 450.0, 530.0, 650.0, 800.0, 1311.0] | [480.0, 550.0, 700.0, 1000.0, 1260.0, 1600.0, 2500.0, 3227.0]
Siemens NH-1-100 | Siemens NH-1-100 | 100 | [5400.0, 2000.0, 400.0, 20.0, 1.0, 0.2, 0.012, 0.004] | 0 | 0 | [150.0, 190.0, 250.0, 430.0, 900.0, 1250.0, 2700.0, 3600.0] | 0 | 0
Siemens NH-1-125 | Siemens NH-1-125 | 125 | [4800.0, 120.0, 7.0, 0.1, 0.004] | 0 | 0 | [180.0, 400.0, 740.0, 2000.0, 4250.0] | 0 | 0
Siemens NH-1-16 | Siemens NH-1-16 | 16 | [4000.0, 400.0, 2.0, 0.1, 0.04, 0.01] | 0 | 0 | [26.0, 35.0, 75.0, 150.0, 200.0, 300.0] | 0 | 0
Siemens NH-1-160 | Siemens NH-1-160 | 160 | [4800.0, 120.0, 7.0, 0.1, 0.004] | 0 | 0 | [210.0, 500.0, 900.0, 2300.0, 5000.0] | 0 | 0
Siemens NH-1-25 | Siemens NH-1-25 | 25 | [4000.0, 1000.0, 10.0, 0.2, 0.02, 0.01] | 0 | 0 | [40.0, 50.0, 100.0, 210.0, 400.0, 500.0] | 0 | 0
Siemens NH-1-50 | Siemens NH-1-50 | 50 | [4000.0, 40.0, 4.0, 1.0, 0.02, 0.01] | 0 | 0 | [86.0, 200.0, 300.0, 400.0, 1000.0, 1280.0] | 0 | 0
Siemens NH-1-63 | Siemens NH-1-63 | 63 | [4000.0, 100.0, 10.0, 2.0, 0.04, 0.01] | 0 | 0 | [100.0, 200.0, 300.0, 400.0, 1000.0, 1500.0] | 0 | 0
Siemens NH-1-80 | Siemens NH-1-80 | 80 | [4800.0, 120.0, 7.0, 0.1, 0.01] | 0 | 0 | [150.58, 250.0, 450.0, 1150.0, 2470.0] | 0 | 0
Siemens NH-2-1000 | Siemens NH-2-1000 | 1000 | [4800.0, 120.0, 7.0, 0.1, 0.004] | 0 | 0 | [1900.0, 3500.0, 8400.0, 24000.0, 52000.0] | 0 | 0
Siemens NH-2-200 | Siemens NH-2-200 | 200 | [4800.0, 120.0, 7.0, 0.1, 0.004] | 0 | 0 | [280.0, 650.0, 1200.0, 3000.0, 7000.0] | 0 | 0
Siemens NH-2-224 | Siemens NH-2-224 | 224 | [4800.0, 120.0, 7.0, 0.2, 0.04, 0.004] | 0 | 0 | [400.0, 750.0, 1453.0, 3025.0, 4315.0, 7600.0] | 0 | 0
Siemens NH-2-250 | Siemens NH-2-250 | 250 | [4800.0, 120.0, 7.0, 0.1, 0.004] | 0 | 0 | [450.0, 800.0, 1650.0, 4000.0, 8500.0] | 0 | 0
Siemens NH-2-315 | Siemens NH-2-315 | 315 | [4800.0, 120.0, 7.0, 0.1, 0.004] | 0 | 0 | [550.0, 920.0, 1900.0, 5000.0, 11000.0] | 0 | 0
Siemens NH-2-355 | Siemens NH-2-355 | 355 | [4800.0, 120.0, 6.0, 0.1, 0.004] | 0 | 0 | [650.0, 1116.27, 2350.0, 5840.0, 12790.0] | 0 | 0
Siemens NH-2-400 | Siemens NH-2-400 | 400 | [4800.0, 120.0, 7.0, 0.1, 0.004] | 0 | 0 | [720.0, 1350.0, 2800.0, 6500.0, 15000.0] | 0 | 0
Siemens NH-2-425 | Siemens NH-2-425 | 425 | [4800.0, 120.0, 7.0, 0.1, 0.004] | 0 | 0 | [850.0, 1500.0, 3050.0, 7500.0, 16500.0] | 0 | 0
Siemens NH-2-630 | Siemens NH-2-630 | 630 | [4800.0, 120.0, 7.0, 0.1, 0.004] | 0 | 0 | [1200.0, 2000.0, 4800.0, 12000.0, 26000.0] | 0 | 0

## dtypes
| element | column | dtype
0 | bus | name | object
1 | bus | vn_kv | float64
2 | bus | type | object
3 | bus | zone | object
4 | bus | in_service | bool
5 | load | name | object
6 | load | bus | uint32
7 | load | p_mw | float64
8 | load | q_mvar | float64
9 | load | const_z_percent | float64
10 | load | const_i_percent | float64
11 | load | sn_mva | float64
12 | load | scaling | float64
13 | load | in_service | bool
14 | load | type | object
15 | ext_grid | name | object
16 | ext_grid | bus | uint32
17 | ext_grid | vm_pu | float64
18 | ext_grid | va_degree | float64
19 | ext_grid | slack_weight | float64
20 | ext_grid | in_service | bool
21 | line | name | object
22 | line | std_type | object
23 | line | from_bus | uint32
24 | line | to_bus | uint32
25 | line | length_km | float64
26 | line | r_ohm_per_km | float64
27 | line | x_ohm_per_km | float64
28 | line | c_nf_per_km | float64
29 | line | g_us_per_km | float64
30 | line | max_i_ka | float64
31 | line | df | float64
32 | line | parallel | uint32
33 | line | type | object
34 | line | in_service | bool
35 | trafo | name | object
36 | trafo | std_type | object
37 | trafo | hv_bus | uint32
38 | trafo | lv_bus | uint32
39 | trafo | sn_mva | float64
40 | trafo | vn_hv_kv | float64
41 | trafo | vn_lv_kv | float64
42 | trafo | vk_percent | float64
43 | trafo | vkr_percent | float64
44 | trafo | pfe_kw | float64
45 | trafo | i0_percent | float64
46 | trafo | shift_degree | float64
47 | trafo | tap_side | object
48 | trafo | tap_neutral | int32
49 | trafo | tap_min | int32
50 | trafo | tap_max | int32
51 | trafo | tap_step_percent | float64
52 | trafo | tap_step_degree | float64
53 | trafo | tap_pos | int32
54 | trafo | tap_phase_shifter | bool
55 | trafo | parallel | uint32
56 | trafo | df | float64
57 | trafo | in_service | bool
58 | line_geodata | coords | object
59 | bus_geodata | x | float64
60 | bus_geodata | y | float64
61 | bus_geodata | coords | object

## parameters
| version | format_version | converged | OPF_converged | name | f_hz | sn_mva
0 | 2.14.6 | 2.14.0 | FALSE | FALSE |  | 50 | 1