## bus
| name | vn_kv | type | zone | in_service
0 | bus_LV_5648-1_0_3_node_0 | 0.4 | n |  | TRUE
1 | bus_LV_5648-1_0_3_node_1 | 0.4 | n |  | TRUE
2 | bus_LV_5648-1_0_3_node_2 | 0.4 | n |  | TRUE
3 | bus_LV_5648-1_0_3_node_3 | 0.4 | n |  | TRUE
4 | bus_LV_5648-1_0_3_node_4 | 0.4 | n |  | TRUE
5 | bus_LV_5648-1_0_3_node_5 | 0.4 | n |  | TRUE
6 | bus_LV_5648-1_0_3_node_206 | 0.4 | n |  | TRUE
7 | bus_LV_5648-1_0_3_node_12 | 0.4 | n |  | TRUE
8 | bus_LV_5648-1_0_3_node_6 | 0.4 | n |  | TRUE
9 | bus_LV_5648-1_0_3_node_13 | 0.4 | n |  | TRUE
10 | bus_LV_5648-1_0_3_node_11 | 0.4 | n |  | TRUE
11 | bus_LV_5648-1_0_3_node_7 | 0.4 | n |  | TRUE
12 | bus_LV_5648-1_0_3_node_8 | 0.4 | n |  | TRUE
13 | bus_LV_5648-1_0_3_node_9 | 0.4 | n |  | TRUE
14 | bus_LV_5648-1_0_3_node_10 | 0.4 | n |  | TRUE
15 | bus_LV_5648-1_0_3_node_41 | 0.4 | n |  | TRUE
16 | bus_LV_5648-1_0_3_node_197 | 0.4 | n |  | TRUE
17 | bus_LV_5648-1_0_3_node_187 | 0.4 | n |  | TRUE
18 | bus_LV_5648-1_0_3_node_42 | 0.4 | n |  | TRUE
19 | bus_LV_5648-1_0_3_node_43 | 0.4 | n |  | TRUE
20 | bus_LV_5648-1_0_3_node_40 | 0.4 | n |  | TRUE
21 | bus_LV_5648-1_0_3_node_189 | 0.4 | n |  | TRUE
22 | bus_LV_5648-1_0_3_node_186 | 0.4 | n |  | TRUE
23 | bus_LV_5648-1_0_3_node_16 | 0.4 | n |  | TRUE
24 | bus_LV_5648-1_0_3_node_14 | 0.4 | n |  | TRUE
25 | bus_LV_5648-1_0_3_node_19 | 0.4 | n |  | TRUE
26 | bus_LV_5648-1_0_3_node_17 | 0.4 | n |  | TRUE
27 | bus_LV_5648-1_0_3_node_15 | 0.4 | n |  | TRUE
28 | bus_LV_5648-1_0_3_node_20 | 0.4 | n |  | TRUE
29 | bus_LV_5648-1_0_3_node_18 | 0.4 | n |  | TRUE
30 | bus_LV_5648-1_0_3_node_59 | 0.4 | n |  | TRUE
31 | bus_LV_5648-1_0_3_node_25 | 0.4 | n |  | TRUE
32 | bus_LV_5648-1_0_3_node_199 | 0.4 | n |  | TRUE
33 | bus_LV_5648-1_0_3_node_21 | 0.4 | n |  | TRUE
34 | bus_LV_5648-1_0_3_node_22 | 0.4 | n |  | TRUE
35 | bus_LV_5648-1_0_3_node_23 | 0.4 | n |  | TRUE
36 | bus_LV_5648-1_0_3_node_24 | 0.4 | n |  | TRUE
37 | bus_LV_5648-1_0_3_node_26 | 0.4 | n |  | TRUE
38 | bus_LV_5648-1_0_3_node_47 | 0.4 | n |  | TRUE
39 | bus_LV_5648-1_0_3_node_45 | 0.4 | n |  | TRUE
40 | bus_LV_5648-1_0_3_node_30 | 0.4 | n |  | TRUE
41 | bus_LV_5648-1_0_3_node_29 | 0.4 | n |  | TRUE
42 | bus_LV_5648-1_0_3_node_27 | 0.4 | n |  | TRUE
43 | bus_LV_5648-1_0_3_node_51 | 0.4 | n |  | TRUE
44 | bus_LV_5648-1_0_3_node_48 | 0.4 | n |  | TRUE
45 | bus_LV_5648-1_0_3_node_46 | 0.4 | n |  | TRUE
46 | bus_LV_5648-1_0_3_node_32 | 0.4 | n |  | TRUE
47 | bus_LV_5648-1_0_3_node_31 | 0.4 | n |  | TRUE
48 | bus_LV_5648-1_0_3_node_200 | 0.4 | n |  | TRUE
49 | bus_LV_5648-1_0_3_node_201 | 0.4 | n |  | TRUE
50 | bus_LV_5648-1_0_3_node_28 | 0.4 | n |  | TRUE
51 | bus_LV_5648-1_0_3_node_52 | 0.4 | n |  | TRUE
52 | bus_LV_5648-1_0_3_node_53 | 0.4 | n |  | TRUE
53 | bus_LV_5648-1_0_3_node_37 | 0.4 | n |  | TRUE
54 | bus_LV_5648-1_0_3_node_34 | 0.4 | n |  | TRUE
55 | bus_LV_5648-1_0_3_node_44 | 0.4 | n |  | TRUE
56 | bus_LV_5648-1_0_3_node_216 | 0.4 | n |  | TRUE
57 | bus_LV_5648-1_0_3_node_36 | 0.4 | n |  | TRUE
58 | bus_LV_5648-1_0_3_node_33 | 0.4 | n |  | TRUE
59 | bus_LV_5648-1_0_3_node_35 | 0.4 | n |  | TRUE
60 | bus_LV_5648-1_0_3_node_38 | 0.4 | n |  | TRUE
61 | bus_LV_5648-1_0_3_node_39 | 0.4 | n |  | TRUE
62 | bus_LV_5648-1_0_3_node_217 | 0.4 | n |  | TRUE
63 | bus_LV_5648-1_0_3_node_218 | 0.4 | n |  | TRUE
64 | bus_LV_5648-1_0_3_node_219 | 0.4 | n |  | TRUE
65 | bus_LV_5648-1_0_3_node_198 | 0.4 | n |  | TRUE
66 | bus_LV_5648-1_0_3_node_74 | 0.4 | n |  | TRUE
67 | bus_LV_5648-1_0_3_node_49 | 0.4 | n |  | TRUE
68 | bus_LV_5648-1_0_3_node_50 | 0.4 | n |  | TRUE
69 | bus_LV_5648-1_0_3_node_55 | 0.4 | n |  | TRUE
70 | bus_LV_5648-1_0_3_node_58 | 0.4 | n |  | TRUE
71 | bus_LV_5648-1_0_3_node_56 | 0.4 | n |  | TRUE
72 | bus_LV_5648-1_0_3_node_54 | 0.4 | n |  | TRUE
73 | bus_LV_5648-1_0_3_node_68 | 0.4 | n |  | TRUE
74 | bus_LV_5648-1_0_3_node_65 | 0.4 | n |  | TRUE
75 | bus_LV_5648-1_0_3_node_57 | 0.4 | n |  | TRUE
76 | bus_LV_5648-1_0_3_node_63 | 0.4 | n |  | TRUE
77 | bus_LV_5648-1_0_3_node_60 | 0.4 | n |  | TRUE
78 | bus_LV_5648-1_0_3_node_61 | 0.4 | n |  | TRUE
79 | bus_LV_5648-1_0_3_node_62 | 0.4 | n |  | TRUE
80 | bus_LV_5648-1_0_3_node_64 | 0.4 | n |  | TRUE
81 | bus_LV_5648-1_0_3_node_119 | 0.4 | n |  | TRUE
82 | bus_LV_5648-1_0_3_node_118 | 0.4 | n |  | TRUE
83 | bus_LV_5648-1_0_3_node_103 | 0.4 | n |  | TRUE
84 | bus_LV_5648-1_0_3_node_66 | 0.4 | n |  | TRUE
85 | bus_LV_5648-1_0_3_node_67 | 0.4 | n |  | TRUE
86 | bus_LV_5648-1_0_3_node_120 | 0.4 | n |  | TRUE
87 | bus_LV_5648-1_0_3_node_109 | 0.4 | n |  | TRUE
88 | bus_LV_5648-1_0_3_node_117 | 0.4 | n |  | TRUE
89 | bus_LV_5648-1_0_3_node_115 | 0.4 | n |  | TRUE
90 | bus_LV_5648-1_0_3_node_191 | 0.4 | n |  | TRUE
91 | bus_LV_5648-1_0_3_node_192 | 0.4 | n |  | TRUE
92 | bus_LV_5648-1_0_3_node_108 | 0.4 | n |  | TRUE
93 | bus_LV_5648-1_0_3_node_69 | 0.4 | n |  | TRUE
94 | bus_LV_5648-1_0_3_node_70 | 0.4 | n |  | TRUE
95 | bus_LV_5648-1_0_3_node_71 | 0.4 | n |  | TRUE
96 | bus_LV_5648-1_0_3_node_72 | 0.4 | n |  | TRUE
97 | bus_LV_5648-1_0_3_node_73 | 0.4 | n |  | TRUE
98 | bus_LV_5648-1_0_3_node_79 | 0.4 | n |  | TRUE
99 | bus_LV_5648-1_0_3_node_77 | 0.4 | n |  | TRUE
100 | bus_LV_5648-1_0_3_node_86 | 0.4 | n |  | TRUE
101 | bus_LV_5648-1_0_3_node_85 | 0.4 | n |  | TRUE
102 | bus_LV_5648-1_0_3_node_76 | 0.4 | n |  | TRUE
103 | bus_LV_5648-1_0_3_node_75 | 0.4 | n |  | TRUE
104 | bus_LV_5648-1_0_3_node_78 | 0.4 | n |  | TRUE
105 | bus_LV_5648-1_0_3_node_82 | 0.4 | n |  | TRUE
106 | bus_LV_5648-1_0_3_node_80 | 0.4 | n |  | TRUE
107 | bus_LV_5648-1_0_3_node_81 | 0.4 | n |  | TRUE
108 | bus_LV_5648-1_0_3_node_83 | 0.4 | n |  | TRUE
109 | bus_LV_5648-1_0_3_node_84 | 0.4 | n |  | TRUE
110 | bus_LV_5648-1_0_3_node_87 | 0.4 | n |  | TRUE
111 | bus_LV_5648-1_0_3_node_88 | 0.4 | n |  | TRUE
112 | bus_LV_5648-1_0_3_node_93 | 0.4 | n |  | TRUE
113 | bus_LV_5648-1_0_3_node_104 | 0.4 | n |  | TRUE
114 | bus_LV_5648-1_0_3_node_90 | 0.4 | n |  | TRUE
115 | bus_LV_5648-1_0_3_node_89 | 0.4 | n |  | TRUE
116 | bus_LV_5648-1_0_3_node_91 | 0.4 | n |  | TRUE
117 | bus_LV_5648-1_0_3_node_92 | 0.4 | n |  | TRUE
118 | bus_LV_5648-1_0_3_node_94 | 0.4 | n |  | TRUE
119 | bus_LV_5648-1_0_3_node_95 | 0.4 | n |  | TRUE
120 | bus_LV_5648-1_0_3_node_220 | 0.4 | n |  | TRUE
121 | bus_LV_5648-1_0_3_node_163 | 0.4 | n |  | TRUE
122 | bus_LV_5648-1_0_3_node_160 | 0.4 | n |  | TRUE
123 | bus_LV_5648-1_0_3_node_157 | 0.4 | n |  | TRUE
124 | bus_LV_5648-1_0_3_node_222 | 0.4 | n |  | TRUE
125 | bus_LV_5648-1_0_3_node_162 | 0.4 | n |  | TRUE
126 | bus_LV_5648-1_0_3_node_96 | 0.4 | n |  | TRUE
127 | bus_LV_5648-1_0_3_node_97 | 0.4 | n |  | TRUE
128 | bus_LV_5648-1_0_3_node_98 | 0.4 | n |  | TRUE
129 | bus_LV_5648-1_0_3_node_99 | 0.4 | n |  | TRUE
130 | bus_LV_5648-1_0_3_node_100 | 0.4 | n |  | TRUE
131 | bus_LV_5648-1_0_3_node_101 | 0.4 | n |  | TRUE
132 | bus_LV_5648-1_0_3_node_102 | 0.4 | n |  | TRUE
133 | bus_LV_5648-1_0_3_node_105 | 0.4 | n |  | TRUE
134 | bus_LV_5648-1_0_3_node_215 | 0.4 | n |  | TRUE
135 | bus_LV_5648-1_0_3_node_106 | 0.4 | n |  | TRUE
136 | bus_LV_5648-1_0_3_node_107 | 0.4 | n |  | TRUE
137 | bus_LV_5648-1_0_3_node_121 | 0.4 | n |  | TRUE
138 | bus_LV_5648-1_0_3_node_207 | 0.4 | n |  | TRUE
139 | bus_LV_5648-1_0_3_node_158 | 0.4 | n |  | TRUE
140 | bus_LV_5648-1_0_3_node_221 | 0.4 | n |  | TRUE
141 | bus_LV_5648-1_0_3_node_161 | 0.4 | n |  | TRUE
142 | bus_LV_5648-1_0_3_node_110 | 0.4 | n |  | TRUE
143 | bus_LV_5648-1_0_3_node_111 | 0.4 | n |  | TRUE
144 | bus_LV_5648-1_0_3_node_112 | 0.4 | n |  | TRUE
145 | bus_LV_5648-1_0_3_node_214 | 0.4 | n |  | TRUE
146 | bus_LV_5648-1_0_3_node_131 | 0.4 | n |  | TRUE
147 | bus_LV_5648-1_0_3_node_205 | 0.4 | n |  | TRUE
148 | bus_LV_5648-1_0_3_node_130 | 0.4 | n |  | TRUE
149 | bus_LV_5648-1_0_3_node_113 | 0.4 | n |  | TRUE
150 | bus_LV_5648-1_0_3_node_128 | 0.4 | n |  | TRUE
151 | bus_LV_5648-1_0_3_node_132 | 0.4 | n |  | TRUE
152 | bus_LV_5648-1_0_3_node_126 | 0.4 | n |  | TRUE
153 | bus_LV_5648-1_0_3_node_135 | 0.4 | n |  | TRUE
154 | bus_LV_5648-1_0_3_node_133 | 0.4 | n |  | TRUE
155 | bus_LV_5648-1_0_3_node_145 | 0.4 | n |  | TRUE
156 | bus_LV_5648-1_0_3_node_146 | 0.4 | n |  | TRUE
157 | bus_LV_5648-1_0_3_node_147 | 0.4 | n |  | TRUE
158 | bus_LV_5648-1_0_3_node_148 | 0.4 | n |  | TRUE
159 | bus_LV_5648-1_0_3_node_149 | 0.4 | n |  | TRUE
160 | bus_LV_5648-1_0_3_node_151 | 0.4 | n |  | TRUE
161 | bus_LV_5648-1_0_3_node_150 | 0.4 | n |  | TRUE
162 | bus_LV_5648-1_0_3_node_184 | 0.4 | n |  | TRUE
163 | bus_LV_5648-1_0_3_node_140 | 0.4 | n |  | TRUE
164 | bus_LV_5648-1_0_3_node_141 | 0.4 | n |  | TRUE
165 | bus_LV_5648-1_0_3_node_122 | 0.4 | n |  | TRUE
166 | bus_LV_5648-1_0_3_node_123 | 0.4 | n |  | TRUE
167 | bus_LV_5648-1_0_3_node_209 | 0.4 | n |  | TRUE
168 | bus_LV_5648-1_0_3_node_210 | 0.4 | n |  | TRUE
169 | bus_LV_5648-1_0_3_node_124 | 0.4 | n |  | TRUE
170 | bus_LV_5648-1_0_3_node_208 | 0.4 | n |  | TRUE
171 | bus_LV_5648-1_0_3_node_153 | 0.4 | n |  | TRUE
172 | bus_LV_5648-1_0_3_node_166 | 0.4 | n |  | TRUE
173 | bus_LV_5648-1_0_3_node_193 | 0.4 | n |  | TRUE
174 | bus_LV_5648-1_0_3_node_129 | 0.4 | n |  | TRUE
175 | bus_LV_5648-1_0_3_node_167 | 0.4 | n |  | TRUE
176 | bus_LV_5648-1_0_3_node_164 | 0.4 | n |  | TRUE
177 | bus_LV_5648-1_0_3_node_125 | 0.4 | n |  | TRUE
178 | bus_LV_5648-1_0_3_node_127 | 0.4 | n |  | TRUE
179 | bus_LV_5648-1_0_3_node_152 | 0.4 | n |  | TRUE
180 | bus_LV_5648-1_0_3_node_154 | 0.4 | n |  | TRUE
181 | bus_LV_5648-1_0_3_node_134 | 0.4 | n |  | TRUE
182 | bus_LV_5648-1_0_3_node_136 | 0.4 | n |  | TRUE
183 | bus_LV_5648-1_0_3_node_137 | 0.4 | n |  | TRUE
184 | bus_LV_5648-1_0_3_node_138 | 0.4 | n |  | TRUE
185 | bus_LV_5648-1_0_3_node_139 | 0.4 | n |  | TRUE
186 | bus_LV_5648-1_0_3_node_171 | 0.4 | n |  | TRUE
187 | bus_LV_5648-1_0_3_node_174 | 0.4 | n |  | TRUE
188 | bus_LV_5648-1_0_3_node_172 | 0.4 | n |  | TRUE
189 | bus_LV_5648-1_0_3_node_173 | 0.4 | n |  | TRUE
190 | bus_LV_5648-1_0_3_node_175 | 0.4 | n |  | TRUE
191 | bus_LV_5648-1_0_3_node_176 | 0.4 | n |  | TRUE
192 | bus_LV_5648-1_0_3_node_142 | 0.4 | n |  | TRUE
193 | bus_LV_5648-1_0_3_node_143 | 0.4 | n |  | TRUE
194 | bus_LV_5648-1_0_3_node_144 | 0.4 | n |  | TRUE
195 | bus_LV_5648-1_0_3_node_203 | 0.4 | n |  | TRUE
196 | bus_LV_5648-1_0_3_node_202 | 0.4 | n |  | TRUE
197 | bus_LV_5648-1_0_3_node_204 | 0.4 | n |  | TRUE
198 | bus_LV_5648-1_0_3_node_183 | 0.4 | n |  | TRUE
199 | bus_LV_5648-1_0_3_node_181 | 0.4 | n |  | TRUE
200 | bus_LV_5648-1_0_3_node_180 | 0.4 | n |  | TRUE
201 | bus_LV_5648-1_0_3_node_155 | 0.4 | n |  | TRUE
202 | bus_LV_5648-1_0_3_node_156 | 0.4 | n |  | TRUE
203 | bus_LV_5648-1_0_3_node_185 | 0.4 | n |  | TRUE
204 | bus_LV_5648-1_0_3_node_159 | 0.4 | n |  | TRUE
205 | bus_LV_5648-1_0_3_node_165 | 0.4 | n |  | TRUE
206 | bus_LV_5648-1_0_3_node_213 | 0.4 | n |  | TRUE
207 | bus_LV_5648-1_0_3_node_168 | 0.4 | n |  | TRUE
208 | bus_LV_5648-1_0_3_node_169 | 0.4 | n |  | TRUE
209 | bus_LV_5648-1_0_3_node_170 | 0.4 | n |  | TRUE
210 | bus_LV_5648-1_0_3_node_223 | 0.4 | n |  | TRUE
211 | bus_LV_5648-1_0_3_node_177 | 0.4 | n |  | TRUE
212 | bus_LV_5648-1_0_3_node_178 | 0.4 | n |  | TRUE
213 | bus_LV_5648-1_0_3_node_179 | 0.4 | n |  | TRUE
214 | bus_LV_5648-1_0_3_node_212 | 0.4 | n |  | TRUE
215 | bus_LV_5648-1_0_3_node_195 | 0.4 | n |  | TRUE
216 | bus_LV_5648-1_0_3_node_182 | 0.4 | n |  | TRUE
217 | bus_LV_5648-1_0_3_node_211 | 0.4 | n |  | TRUE
218 | bus_LV_5648-1_0_3_node_194 | 0.4 | n |  | TRUE
219 | bus_LV_5648-1_0_3_node_188 | 0.4 | n |  | TRUE
220 | bus_LV_5648-1_0_3_node_190 | 0.4 | n |  | TRUE
221 | bus_LV_5648-1_0_3_node_196 | 0.4 | n |  | TRUE
222 | bus_MV_635_0_node_79 | 20 | n |  | TRUE

## load
| name | bus | p_mw | q_mvar | const_z_percent | const_i_percent | sn_mva | scaling | in_service | type
0 | LV_5648-1_0_3_load_0 | 0 | 0.0033961 | 0.00085113 | 0 | 0 |  | 1 | TRUE | wye
1 | LV_5648-1_0_3_load_4 | 4 | 0.0061899 | 0.0015513 | 0 | 0 |  | 1 | TRUE | wye
2 | LV_5648-1_0_3_load_5 | 5 | 0.0066456 | 0.0016655 | 0 | 0 |  | 1 | TRUE | wye
3 | LV_5648-1_0_3_load_206 | 6 | 0.0049656 | 0.0012445 | 0 | 0 |  | 1 | TRUE | wye
4 | LV_5648-1_0_3_load_6 | 8 | 0.0086426 | 0.002166 | 0 | 0 |  | 1 | TRUE | wye
5 | LV_5648-1_0_3_load_11 | 10 | 0.0034597 | 0.00086707 | 0 | 0 |  | 1 | TRUE | wye
6 | LV_5648-1_0_3_load_7 | 11 | 0.0019432 | 0.000487 | 0 | 0 |  | 1 | TRUE | wye
7 | LV_5648-1_0_3_load_9 | 13 | 0.0013702 | 0.00034341 | 0 | 0 |  | 1 | TRUE | wye
8 | LV_5648-1_0_3_load_197 | 16 | 0.003187 | 0.00079873 | 0 | 0 |  | 1 | TRUE | wye
9 | LV_5648-1_0_3_load_42 | 18 | 0.0033015 | 0.00082743 | 0 | 0 |  | 1 | TRUE | wye
10 | LV_5648-1_0_3_load_40 | 20 | 0.0014231 | 0.00035667 | 0 | 0 |  | 1 | TRUE | wye
11 | LV_5648-1_0_3_load_186 | 22 | 0.0049832 | 0.0012489 | 0 | 0 |  | 1 | TRUE | wye
12 | LV_5648-1_0_3_load_14 | 24 | 0.0022108 | 0.00055407 | 0 | 0 |  | 1 | TRUE | wye
13 | LV_5648-1_0_3_load_17 | 26 | 0.0018163 | 0.00045521 | 0 | 0 |  | 1 | TRUE | wye
14 | LV_5648-1_0_3_load_15 | 27 | 0.0055674 | 0.0013953 | 0 | 0 |  | 1 | TRUE | wye
15 | LV_5648-1_0_3_load_20 | 28 | 0.0030977 | 0.00077635 | 0 | 0 |  | 1 | TRUE | wye
16 | LV_5648-1_0_3_load_18 | 29 | 0.0020631 | 0.00051706 | 0 | 0 |  | 1 | TRUE | wye
17 | LV_5648-1_0_3_load_59 | 30 | 0.0034812 | 0.00087247 | 0 | 0 |  | 1 | TRUE | wye
18 | LV_5648-1_0_3_load_199 | 32 | 0.0042526 | 0.0010658 | 0 | 0 |  | 1 | TRUE | wye
19 | LV_5648-1_0_3_load_22 | 34 | 0.0044065 | 0.0011044 | 0 | 0 |  | 1 | TRUE | wye
20 | LV_5648-1_0_3_load_26 | 37 | 0.0031586 | 0.00079161 | 0 | 0 |  | 1 | TRUE | wye
21 | LV_5648-1_0_3_load_45 | 39 | 0.0031216 | 0.00078235 | 0 | 0 |  | 1 | TRUE | wye
22 | LV_5648-1_0_3_load_29 | 41 | 0.0026414 | 0.00066201 | 0 | 0 |  | 1 | TRUE | wye
23 | LV_5648-1_0_3_load_27 | 42 | 0.0018554 | 0.000465 | 0 | 0 |  | 1 | TRUE | wye
24 | LV_5648-1_0_3_load_51 | 43 | 0.0037477 | 0.00093927 | 0 | 0 |  | 1 | TRUE | wye
25 | LV_5648-1_0_3_load_48 | 44 | 0.0033755 | 0.00084599 | 0 | 0 |  | 1 | TRUE | wye
26 | LV_5648-1_0_3_load_46 | 45 | 0.0029081 | 0.00072885 | 0 | 0 |  | 1 | TRUE | wye
27 | LV_5648-1_0_3_load_31 | 47 | 0.0023462 | 0.00058802 | 0 | 0 |  | 1 | TRUE | wye
28 | LV_5648-1_0_3_load_200 | 48 | 0.0027197 | 0.00068163 | 0 | 0 |  | 1 | TRUE | wye
29 | LV_5648-1_0_3_load_201 | 49 | 0.0026694 | 0.00066902 | 0 | 0 |  | 1 | TRUE | wye
30 | LV_5648-1_0_3_load_28 | 50 | 0.003217 | 0.00080626 | 0 | 0 |  | 1 | TRUE | wye
31 | LV_5648-1_0_3_load_52 | 51 | 0.0015527 | 0.00038914 | 0 | 0 |  | 1 | TRUE | wye
32 | LV_5648-1_0_3_load_53 | 52 | 0.0012129 | 0.00030399 | 0 | 0 |  | 1 | TRUE | wye
33 | LV_5648-1_0_3_load_44 | 55 | 0.0043593 | 0.0010925 | 0 | 0 |  | 1 | TRUE | wye
34 | LV_5648-1_0_3_load_216 | 56 | 0.0007474 | 0.00018732 | 0 | 0 |  | 1 | TRUE | wye
35 | LV_5648-1_0_3_load_33 | 58 | 0.0010625 | 0.00026628 | 0 | 0 |  | 1 | TRUE | wye
36 | LV_5648-1_0_3_load_38 | 60 | 0.0066614 | 0.0016695 | 0 | 0 |  | 1 | TRUE | wye
37 | LV_5648-1_0_3_load_217 | 62 | 0.001516 | 0.00037994 | 0 | 0 |  | 1 | TRUE | wye
38 | LV_5648-1_0_3_load_218 | 63 | 0.0054573 | 0.0013677 | 0 | 0 |  | 1 | TRUE | wye
39 | LV_5648-1_0_3_load_219 | 64 | 0.0011049 | 0.00027692 | 0 | 0 |  | 1 | TRUE | wye
40 | LV_5648-1_0_3_load_198 | 65 | 0.0022274 | 0.00055823 | 0 | 0 |  | 1 | TRUE | wye
41 | LV_5648-1_0_3_load_74 | 66 | 0.0028809 | 0.00072201 | 0 | 0 |  | 1 | TRUE | wye
42 | LV_5648-1_0_3_load_49 | 67 | 0.0011211 | 0.00028097 | 0 | 0 |  | 1 | TRUE | wye
43 | LV_5648-1_0_3_load_56 | 71 | 0.0013155 | 0.00032969 | 0 | 0 |  | 1 | TRUE | wye
44 | LV_5648-1_0_3_load_54 | 72 | 0.0027784 | 0.00069633 | 0 | 0 |  | 1 | TRUE | wye
45 | LV_5648-1_0_3_load_68 | 73 | 0.0017946 | 0.00044977 | 0 | 0 |  | 1 | TRUE | wye
46 | LV_5648-1_0_3_load_65 | 74 | 0.0013412 | 0.00033614 | 0 | 0 |  | 1 | TRUE | wye
47 | LV_5648-1_0_3_load_57 | 75 | 0.0020157 | 0.00050517 | 0 | 0 |  | 1 | TRUE | wye
48 | LV_5648-1_0_3_load_63 | 76 | 0.0012259 | 0.00030723 | 0 | 0 |  | 1 | TRUE | wye
49 | LV_5648-1_0_3_load_60 | 77 | 0.0013684 | 0.00034296 | 0 | 0 |  | 1 | TRUE | wye
50 | LV_5648-1_0_3_load_61 | 78 | 0.0021289 | 0.00053355 | 0 | 0 |  | 1 | TRUE | wye
51 | LV_5648-1_0_3_load_64 | 80 | 0.0025154 | 0.00063042 | 0 | 0 |  | 1 | TRUE | wye
52 | LV_5648-1_0_3_load_119 | 81 | 0.0021054 | 0.00052766 | 0 | 0 |  | 1 | TRUE | wye
53 | LV_5648-1_0_3_load_103 | 83 | 0.0013717 | 0.00034378 | 0 | 0 |  | 1 | TRUE | wye
54 | LV_5648-1_0_3_load_109 | 87 | 0.0029835 | 0.00074774 | 0 | 0 |  | 1 | TRUE | wye
55 | LV_5648-1_0_3_load_117 | 88 | 0.0010037 | 0.00025155 | 0 | 0 |  | 1 | TRUE | wye
56 | LV_5648-1_0_3_load_191 | 90 | 0.0024261 | 0.00060803 | 0 | 0 |  | 1 | TRUE | wye
57 | LV_5648-1_0_3_load_108 | 92 | 0.0012904 | 0.00032341 | 0 | 0 |  | 1 | TRUE | wye
58 | LV_5648-1_0_3_load_69 | 93 | 0.0010637 | 0.0002666 | 0 | 0 |  | 1 | TRUE | wye
59 | LV_5648-1_0_3_load_70 | 94 | 0.00079332 | 0.00019883 | 0 | 0 |  | 1 | TRUE | wye
60 | LV_5648-1_0_3_load_71 | 95 | 0.0013726 | 0.00034402 | 0 | 0 |  | 1 | TRUE | wye
61 | LV_5648-1_0_3_load_73 | 97 | 0.00077492 | 0.00019421 | 0 | 0 |  | 1 | TRUE | wye
62 | LV_5648-1_0_3_load_77 | 99 | 0.00082147 | 0.00020588 | 0 | 0 |  | 1 | TRUE | wye
63 | LV_5648-1_0_3_load_86 | 100 | 0.0021507 | 0.00053901 | 0 | 0 |  | 1 | TRUE | wye
64 | LV_5648-1_0_3_load_85 | 101 | 0.00079095 | 0.00019823 | 0 | 0 |  | 1 | TRUE | wye
65 | LV_5648-1_0_3_load_75 | 103 | 0.001029 | 0.00025789 | 0 | 0 |  | 1 | TRUE | wye
66 | LV_5648-1_0_3_load_78 | 104 | 0.00074209 | 0.00018599 | 0 | 0 |  | 1 | TRUE | wye
67 | LV_5648-1_0_3_load_82 | 105 | 0.0017464 | 0.00043769 | 0 | 0 |  | 1 | TRUE | wye
68 | LV_5648-1_0_3_load_80 | 106 | 0.0031104 | 0.00077954 | 0 | 0 |  | 1 | TRUE | wye
69 | LV_5648-1_0_3_load_83 | 108 | 0.0027906 | 0.00069939 | 0 | 0 |  | 1 | TRUE | wye
70 | LV_5648-1_0_3_load_84 | 109 | 0.0027015 | 0.00067706 | 0 | 0 |  | 1 | TRUE | wye
71 | LV_5648-1_0_3_load_88 | 111 | 0.0029379 | 0.0007363 | 0 | 0 |  | 1 | TRUE | wye
72 | LV_5648-1_0_3_load_89 | 115 | 0.0030014 | 0.00075222 | 0 | 0 |  | 1 | TRUE | wye
73 | LV_5648-1_0_3_load_92 | 117 | 0.0023566 | 0.00059062 | 0 | 0 |  | 1 | TRUE | wye
74 | LV_5648-1_0_3_load_95 | 119 | 0.0017407 | 0.00043625 | 0 | 0 |  | 1 | TRUE | wye
75 | LV_5648-1_0_3_load_220 | 120 | 0.002201 | 0.00055163 | 0 | 0 |  | 1 | TRUE | wye
76 | LV_5648-1_0_3_load_160 | 122 | 0.0021541 | 0.00053986 | 0 | 0 |  | 1 | TRUE | wye
77 | LV_5648-1_0_3_load_157 | 123 | 0.0067688 | 0.0016964 | 0 | 0 |  | 1 | TRUE | wye
78 | LV_5648-1_0_3_load_222 | 124 | 0.0026826 | 0.00067233 | 0 | 0 |  | 1 | TRUE | wye
79 | LV_5648-1_0_3_load_96 | 126 | 0.001249 | 0.00031304 | 0 | 0 |  | 1 | TRUE | wye
80 | LV_5648-1_0_3_load_99 | 129 | 0.0059827 | 0.0014994 | 0 | 0 |  | 1 | TRUE | wye
81 | LV_5648-1_0_3_load_100 | 130 | 0.0011373 | 0.00028504 | 0 | 0 |  | 1 | TRUE | wye
82 | LV_5648-1_0_3_load_101 | 131 | 0.0012133 | 0.00030408 | 0 | 0 |  | 1 | TRUE | wye
83 | LV_5648-1_0_3_load_215 | 134 | 0.0038284 | 0.0009595 | 0 | 0 |  | 1 | TRUE | wye
84 | LV_5648-1_0_3_load_106 | 135 | 0.0029607 | 0.00074202 | 0 | 0 |  | 1 | TRUE | wye
85 | LV_5648-1_0_3_load_121 | 137 | 0.0068108 | 0.001707 | 0 | 0 |  | 1 | TRUE | wye
86 | LV_5648-1_0_3_load_207 | 138 | 0.0026231 | 0.00065741 | 0 | 0 |  | 1 | TRUE | wye
87 | LV_5648-1_0_3_load_158 | 139 | 0.0042829 | 0.0010734 | 0 | 0 |  | 1 | TRUE | wye
88 | LV_5648-1_0_3_load_221 | 140 | 0.0037589 | 0.00094207 | 0 | 0 |  | 1 | TRUE | wye
89 | LV_5648-1_0_3_load_161 | 141 | 0.0028927 | 0.00072498 | 0 | 0 |  | 1 | TRUE | wye
90 | LV_5648-1_0_3_load_111 | 143 | 0.0020023 | 0.00050183 | 0 | 0 |  | 1 | TRUE | wye
91 | LV_5648-1_0_3_load_214 | 145 | 0.0072514 | 0.0018174 | 0 | 0 |  | 1 | TRUE | wye
92 | LV_5648-1_0_3_load_131 | 146 | 0.0029362 | 0.00073589 | 0 | 0 |  | 1 | TRUE | wye
93 | LV_5648-1_0_3_load_205 | 147 | 0.0041136 | 0.001031 | 0 | 0 |  | 1 | TRUE | wye
94 | LV_5648-1_0_3_load_130 | 148 | 0.0018897 | 0.0004736 | 0 | 0 |  | 1 | TRUE | wye
95 | LV_5648-1_0_3_load_113 | 149 | 0.0015229 | 0.00038167 | 0 | 0 |  | 1 | TRUE | wye
96 | LV_5648-1_0_3_load_126 | 152 | 0.0022598 | 0.00056635 | 0 | 0 |  | 1 | TRUE | wye
97 | LV_5648-1_0_3_load_135 | 153 | 0.0026189 | 0.00065635 | 0 | 0 |  | 1 | TRUE | wye
98 | LV_5648-1_0_3_load_133 | 154 | 0.0026643 | 0.00066774 | 0 | 0 |  | 1 | TRUE | wye
99 | LV_5648-1_0_3_load_145 | 155 | 0.0033246 | 0.00083322 | 0 | 0 |  | 1 | TRUE | wye
100 | LV_5648-1_0_3_load_147 | 157 | 0.0027389 | 0.00068642 | 0 | 0 |  | 1 | TRUE | wye
101 | LV_5648-1_0_3_load_151 | 160 | 0.0019281 | 0.00048322 | 0 | 0 |  | 1 | TRUE | wye
102 | LV_5648-1_0_3_load_150 | 161 | 0.0018715 | 0.00046904 | 0 | 0 |  | 1 | TRUE | wye
103 | LV_5648-1_0_3_load_184 | 162 | 0.0013629 | 0.00034158 | 0 | 0 |  | 1 | TRUE | wye
104 | LV_5648-1_0_3_load_140 | 163 | 0.0041793 | 0.0010474 | 0 | 0 |  | 1 | TRUE | wye
105 | LV_5648-1_0_3_load_209 | 167 | 0.0019592 | 0.00049101 | 0 | 0 |  | 1 | TRUE | wye
106 | LV_5648-1_0_3_load_210 | 168 | 0.0013254 | 0.00033218 | 0 | 0 |  | 1 | TRUE | wye
107 | LV_5648-1_0_3_load_208 | 170 | 0.0016695 | 0.00041842 | 0 | 0 |  | 1 | TRUE | wye
108 | LV_5648-1_0_3_load_193 | 173 | 0.0034906 | 0.00087482 | 0 | 0 |  | 1 | TRUE | wye
109 | LV_5648-1_0_3_load_167 | 175 | 0.0024141 | 0.00060504 | 0 | 0 |  | 1 | TRUE | wye
110 | LV_5648-1_0_3_load_164 | 176 | 0.0048566 | 0.0012172 | 0 | 0 |  | 1 | TRUE | wye
111 | LV_5648-1_0_3_load_125 | 177 | 0.0024928 | 0.00062475 | 0 | 0 |  | 1 | TRUE | wye
112 | LV_5648-1_0_3_load_127 | 178 | 0.0018227 | 0.00045682 | 0 | 0 |  | 1 | TRUE | wye
113 | LV_5648-1_0_3_load_154 | 180 | 0.0025373 | 0.00063589 | 0 | 0 |  | 1 | TRUE | wye
114 | LV_5648-1_0_3_load_134 | 181 | 0.001124 | 0.00028169 | 0 | 0 |  | 1 | TRUE | wye
115 | LV_5648-1_0_3_load_136 | 182 | 0.0018909 | 0.00047391 | 0 | 0 |  | 1 | TRUE | wye
116 | LV_5648-1_0_3_load_138 | 184 | 0.0048294 | 0.0012104 | 0 | 0 |  | 1 | TRUE | wye
117 | LV_5648-1_0_3_load_139 | 185 | 0.0044842 | 0.0011239 | 0 | 0 |  | 1 | TRUE | wye
118 | LV_5648-1_0_3_load_175 | 190 | 0.0020288 | 0.00050846 | 0 | 0 |  | 1 | TRUE | wye
119 | LV_5648-1_0_3_load_142 | 192 | 0.0041362 | 0.0010366 | 0 | 0 |  | 1 | TRUE | wye
120 | LV_5648-1_0_3_load_203 | 195 | 0.0023013 | 0.00057677 | 0 | 0 |  | 1 | TRUE | wye
121 | LV_5648-1_0_3_load_202 | 196 | 0.0033434 | 0.00083794 | 0 | 0 |  | 1 | TRUE | wye
122 | LV_5648-1_0_3_load_204 | 197 | 0.0047048 | 0.0011791 | 0 | 0 |  | 1 | TRUE | wye
123 | LV_5648-1_0_3_load_183 | 198 | 0.0016467 | 0.00041271 | 0 | 0 |  | 1 | TRUE | wye
124 | LV_5648-1_0_3_load_181 | 199 | 0.0018418 | 0.0004616 | 0 | 0 |  | 1 | TRUE | wye
125 | LV_5648-1_0_3_load_155 | 201 | 0.0011259 | 0.00028219 | 0 | 0 |  | 1 | TRUE | wye
126 | LV_5648-1_0_3_load_185 | 203 | 0.0020633 | 0.0005171 | 0 | 0 |  | 1 | TRUE | wye
127 | LV_5648-1_0_3_load_165 | 205 | 0.0029224 | 0.00073243 | 0 | 0 |  | 1 | TRUE | wye
128 | LV_5648-1_0_3_load_213 | 206 | 0.004355 | 0.0010915 | 0 | 0 |  | 1 | TRUE | wye
129 | LV_5648-1_0_3_load_168 | 207 | 0.0035596 | 0.00089211 | 0 | 0 |  | 1 | TRUE | wye
130 | LV_5648-1_0_3_load_223 | 210 | 0.0019096 | 0.00047858 | 0 | 0 |  | 1 | TRUE | wye
131 | LV_5648-1_0_3_load_177 | 211 | 0.004523 | 0.0011336 | 0 | 0 |  | 1 | TRUE | wye
132 | LV_5648-1_0_3_load_178 | 212 | 0.0031593 | 0.00079179 | 0 | 0 |  | 1 | TRUE | wye
133 | LV_5648-1_0_3_load_212 | 214 | 0.0021143 | 0.0005299 | 0 | 0 |  | 1 | TRUE | wye
134 | LV_5648-1_0_3_load_182 | 216 | 0.0021221 | 0.00053184 | 0 | 0 |  | 1 | TRUE | wye
135 | LV_5648-1_0_3_load_211 | 217 | 0.0032209 | 0.00080724 | 0 | 0 |  | 1 | TRUE | wye
136 | LV_5648-1_0_3_load_190 | 220 | 0.0017896 | 0.00044852 | 0 | 0 |  | 1 | TRUE | wye
137 | LV_5648-1_0_3_load_196 | 221 | 0.0018408 | 0.00046136 | 0 | 0 |  | 1 | TRUE | wye

## ext_grid
| name | bus | vm_pu | va_degree | slack_weight | in_service
0 |  | 131 | 1 | 0 | 1 | TRUE

## line
| name | std_type | from_bus | to_bus | length_km | r_ohm_per_km | x_ohm_per_km | c_nf_per_km | g_us_per_km | max_i_ka | df | parallel | type | in_service
0 | LV_5648-1_0_3_line_0 |  | 0 | 1 | 0.033906 | 0.125 | 0.08 | 261 | 0 | 0.364 | 1 | 1 | cs | TRUE
1 | LV_5648-1_0_3_line_1 |  | 0 | 2 | 0.011912 | 0.125 | 0.08 | 261 | 0 | 0.364 | 1 | 1 | cs | TRUE
2 | LV_5648-1_0_3_line_2 |  | 1 | 3 | 0.045417 | 0.125 | 0.08 | 261 | 0 | 0.364 | 1 | 1 | cs | TRUE
3 | LV_5648-1_0_3_line_3 |  | 1 | 4 | 0.012119 | 0.125 | 0.08 | 261 | 0 | 0.364 | 1 | 1 | cs | TRUE
4 | LV_5648-1_0_3_line_4 |  | 2 | 5 | 0.01785 | 0.125 | 0.08 | 261 | 0 | 0.364 | 1 | 1 | cs | TRUE
5 | LV_5648-1_0_3_line_5 |  | 3 | 6 | 0.011641 | 0.125 | 0.08 | 261 | 0 | 0.364 | 1 | 1 | cs | TRUE
6 | LV_5648-1_0_3_line_6 |  | 3 | 7 | 0.001712 | 0.125 | 0.08 | 261 | 0 | 0.364 | 1 | 1 | cs | TRUE
7 | LV_5648-1_0_3_line_7 |  | 4 | 8 | 0.0090613 | 0.125 | 0.08 | 261 | 0 | 0.364 | 1 | 1 | cs | TRUE
8 | LV_5648-1_0_3_line_8 |  | 7 | 9 | 0.036299 | 0.125 | 0.08 | 261 | 0 | 0.364 | 1 | 1 | cs | TRUE
9 | LV_5648-1_0_3_line_9 |  | 7 | 10 | 0.011297 | 0.125 | 0.08 | 261 | 0 | 0.364 | 1 | 1 | cs | TRUE
10 | LV_5648-1_0_3_line_10 |  | 9 | 23 | 0.01733 | 0.125 | 0.08 | 261 | 0 | 0.364 | 1 | 1 | cs | TRUE
11 | LV_5648-1_0_3_line_11 |  | 9 | 24 | 0.010303 | 0.125 | 0.08 | 261 | 0 | 0.364 | 1 | 1 | cs | TRUE
12 | LV_5648-1_0_3_line_12 |  | 11 | 12 | 0.015269 | 0.125 | 0.08 | 261 | 0 | 0.364 | 1 | 1 | cs | TRUE
13 | LV_5648-1_0_3_line_13 |  | 12 | 13 | 0.011079 | 0.125 | 0.08 | 261 | 0 | 0.364 | 1 | 1 | cs | TRUE
14 | LV_5648-1_0_3_line_14 |  | 12 | 14 | 0.00788 | 0.125 | 0.08 | 261 | 0 | 0.364 | 1 | 1 | cs | TRUE
15 | LV_5648-1_0_3_line_15 |  | 13 | 15 | 0.032239 | 0.125 | 0.08 | 261 | 0 | 0.364 | 1 | 1 | cs | TRUE
16 | LV_5648-1_0_3_line_16 |  | 14 | 16 | 0.019051 | 0.125 | 0.08 | 261 | 0 | 0.364 | 1 | 1 | cs | TRUE
17 | LV_5648-1_0_3_line_17 |  | 14 | 17 | 0.043207 | 0.125 | 0.08 | 261 | 0 | 0.364 | 1 | 1 | cs | TRUE
18 | LV_5648-1_0_3_line_18 |  | 15 | 18 | 0.018482 | 0.125 | 0.08 | 261 | 0 | 0.364 | 1 | 1 | cs | TRUE
19 | LV_5648-1_0_3_line_19 |  | 15 | 19 | 0.022505 | 0.125 | 0.08 | 261 | 0 | 0.364 | 1 | 1 | cs | TRUE
20 | LV_5648-1_0_3_line_20 |  | 15 | 20 | 0.012638 | 0.125 | 0.08 | 261 | 0 | 0.364 | 1 | 1 | cs | TRUE
21 | LV_5648-1_0_3_line_21 |  | 17 | 21 | 0.002825 | 0.125 | 0.08 | 261 | 0 | 0.364 | 1 | 1 | cs | TRUE
22 | LV_5648-1_0_3_line_22 |  | 17 | 22 | 0.031503 | 0.125 | 0.08 | 261 | 0 | 0.364 | 1 | 1 | cs | TRUE
23 | LV_5648-1_0_3_line_23 |  | 19 | 48 | 0.004508 | 0.125 | 0.08 | 261 | 0 | 0.364 | 1 | 1 | cs | TRUE
24 | LV_5648-1_0_3_line_24 |  | 19 | 49 | 0.011214 | 0.125 | 0.08 | 261 | 0 | 0.364 | 1 | 1 | cs | TRUE
25 | LV_5648-1_0_3_line_25 |  | 19 | 31 | 0.02511 | 0.125 | 0.08 | 261 | 0 | 0.364 | 1 | 1 | cs | TRUE
26 | LV_5648-1_0_3_line_26 |  | 21 | 65 | 0.007035 | 0.125 | 0.08 | 261 | 0 | 0.364 | 1 | 1 | cs | TRUE
27 | LV_5648-1_0_3_line_27 |  | 21 | 61 | 0.013223 | 0.125 | 0.08 | 261 | 0 | 0.364 | 1 | 1 | cs | TRUE
28 | LV_5648-1_0_3_line_28 |  | 22 | 219 | 0.0021451 | 0.125 | 0.08 | 261 | 0 | 0.364 | 1 | 1 | cs | TRUE
29 | LV_5648-1_0_3_line_29 |  | 23 | 25 | 0.010579 | 0.125 | 0.08 | 261 | 0 | 0.364 | 1 | 1 | cs | TRUE
30 | LV_5648-1_0_3_line_30 |  | 23 | 26 | 0.012223 | 0.125 | 0.08 | 261 | 0 | 0.364 | 1 | 1 | cs | TRUE
31 | LV_5648-1_0_3_line_31 |  | 24 | 27 | 0.0024342 | 0.125 | 0.08 | 261 | 0 | 0.364 | 1 | 1 | cs | TRUE
32 | LV_5648-1_0_3_line_32 |  | 25 | 28 | 0.01037 | 0.125 | 0.08 | 261 | 0 | 0.364 | 1 | 1 | cs | TRUE
33 | LV_5648-1_0_3_line_33 |  | 26 | 29 | 0.03467 | 0.125 | 0.08 | 261 | 0 | 0.364 | 1 | 1 | cs | TRUE
34 | LV_5648-1_0_3_line_34 |  | 28 | 33 | 0.029593 | 0.125 | 0.08 | 261 | 0 | 0.364 | 1 | 1 | cs | TRUE
35 | LV_5648-1_0_3_line_35 |  | 29 | 30 | 0.079575 | 0.125 | 0.08 | 261 | 0 | 0.364 | 1 | 1 | cs | TRUE
36 | LV_5648-1_0_3_line_36 |  | 31 | 32 | 0.005037 | 0.125 | 0.08 | 261 | 0 | 0.364 | 1 | 1 | cs | TRUE
37 | LV_5648-1_0_3_line_37 |  | 33 | 34 | 0.025773 | 0.125 | 0.08 | 261 | 0 | 0.364 | 1 | 1 | cs | TRUE
38 | LV_5648-1_0_3_line_38 |  | 33 | 35 | 0.028298 | 0.125 | 0.08 | 261 | 0 | 0.364 | 1 | 1 | cs | TRUE
39 | LV_5648-1_0_3_line_39 |  | 33 | 36 | 0.030965 | 0.125 | 0.08 | 261 | 0 | 0.364 | 1 | 1 | cs | TRUE
40 | LV_5648-1_0_3_line_40 |  | 34 | 37 | 0.031334 | 0.125 | 0.08 | 261 | 0 | 0.364 | 1 | 1 | cs | TRUE
41 | LV_5648-1_0_3_line_41 |  | 35 | 38 | 0.02717 | 0.125 | 0.08 | 261 | 0 | 0.364 | 1 | 1 | cs | TRUE
42 | LV_5648-1_0_3_line_42 |  | 35 | 39 | 0.010488 | 0.125 | 0.08 | 261 | 0 | 0.364 | 1 | 1 | cs | TRUE
43 | LV_5648-1_0_3_line_43 |  | 36 | 40 | 0.021347 | 0.125 | 0.08 | 261 | 0 | 0.364 | 1 | 1 | cs | TRUE
44 | LV_5648-1_0_3_line_44 |  | 36 | 41 | 0.010907 | 0.125 | 0.08 | 261 | 0 | 0.364 | 1 | 1 | cs | TRUE
45 | LV_5648-1_0_3_line_45 |  | 37 | 42 | 0.0087941 | 0.125 | 0.08 | 261 | 0 | 0.364 | 1 | 1 | cs | TRUE
46 | LV_5648-1_0_3_line_46 |  | 38 | 43 | 0.040823 | 0.125 | 0.08 | 261 | 0 | 0.364 | 1 | 1 | cs | TRUE
47 | LV_5648-1_0_3_line_47 |  | 38 | 44 | 0.0020252 | 0.125 | 0.08 | 261 | 0 | 0.364 | 1 | 1 | cs | TRUE
48 | LV_5648-1_0_3_line_48 |  | 39 | 45 | 0.0051958 | 0.125 | 0.08 | 261 | 0 | 0.364 | 1 | 1 | cs | TRUE
49 | LV_5648-1_0_3_line_49 |  | 40 | 46 | 0.00372 | 0.125 | 0.08 | 261 | 0 | 0.364 | 1 | 1 | cs | TRUE
50 | LV_5648-1_0_3_line_50 |  | 40 | 47 | 0.0085831 | 0.125 | 0.08 | 261 | 0 | 0.364 | 1 | 1 | cs | TRUE
51 | LV_5648-1_0_3_line_51 |  | 42 | 50 | 0.0056069 | 0.125 | 0.08 | 261 | 0 | 0.364 | 1 | 1 | cs | TRUE
52 | LV_5648-1_0_3_line_52 |  | 43 | 66 | 0.025298 | 0.125 | 0.08 | 261 | 0 | 0.364 | 1 | 1 | cs | TRUE
53 | LV_5648-1_0_3_line_53 |  | 44 | 67 | 0.017681 | 0.125 | 0.08 | 261 | 0 | 0.364 | 1 | 2 | cs | TRUE
54 | LV_5648-1_0_3_line_54 |  | 46 | 53 | 0.023025 | 0.125 | 0.08 | 261 | 0 | 0.364 | 1 | 1 | cs | TRUE
55 | LV_5648-1_0_3_line_55 |  | 46 | 54 | 0.033469 | 0.125 | 0.08 | 261 | 0 | 0.364 | 1 | 1 | cs | TRUE
56 | LV_5648-1_0_3_line_56 |  | 46 | 55 | 0.014242 | 0.125 | 0.08 | 261 | 0 | 0.364 | 1 | 1 | cs | TRUE
57 | LV_5648-1_0_3_line_57 |  | 50 | 51 | 0.01508 | 0.125 | 0.08 | 261 | 0 | 0.364 | 1 | 1 | cs | TRUE
58 | LV_5648-1_0_3_line_58 |  | 51 | 52 | 0.0063426 | 0.125 | 0.08 | 261 | 0 | 0.364 | 1 | 1 | cs | TRUE
59 | LV_5648-1_0_3_line_59 |  | 52 | 72 | 0.0019832 | 0.125 | 0.08 | 261 | 0 | 0.364 | 1 | 1 | cs | TRUE
60 | LV_5648-1_0_3_line_60 |  | 53 | 56 | 0.01104 | 0.125 | 0.08 | 261 | 0 | 0.364 | 1 | 1 | cs | TRUE
61 | LV_5648-1_0_3_line_61 |  | 54 | 57 | 0.011739 | 0.125 | 0.08 | 261 | 0 | 0.364 | 1 | 1 | cs | TRUE
62 | LV_5648-1_0_3_line_62 |  | 54 | 58 | 0.0042338 | 0.125 | 0.08 | 261 | 0 | 0.364 | 1 | 1 | cs | TRUE
63 | LV_5648-1_0_3_line_63 |  | 57 | 62 | 0.00596 | 0.125 | 0.08 | 261 | 0 | 0.364 | 1 | 1 | cs | TRUE
64 | LV_5648-1_0_3_line_64 |  | 57 | 63 | 0.014313 | 0.125 | 0.08 | 261 | 0 | 0.364 | 1 | 1 | cs | TRUE
65 | LV_5648-1_0_3_line_65 |  | 58 | 59 | 0.01903 | 0.125 | 0.08 | 261 | 0 | 0.364 | 1 | 1 | cs | TRUE
66 | LV_5648-1_0_3_line_66 |  | 59 | 60 | 0.040248 | 0.125 | 0.08 | 261 | 0 | 0.364 | 1 | 1 | cs | TRUE
67 | LV_5648-1_0_3_line_67 |  | 59 | 61 | 0.013331 | 0.125 | 0.08 | 261 | 0 | 0.364 | 1 | 1 | cs | TRUE
68 | LV_5648-1_0_3_line_68 |  | 61 | 64 | 0.007969 | 0.125 | 0.08 | 261 | 0 | 0.364 | 1 | 1 | cs | TRUE
69 | LV_5648-1_0_3_line_69 |  | 67 | 68 | 0.0042616 | 0.125 | 0.08 | 261 | 0 | 0.364 | 1 | 3 | cs | TRUE
70 | LV_5648-1_0_3_line_70 |  | 68 | 69 | 0.008077 | 0.125 | 0.08 | 261 | 0 | 0.364 | 1 | 3 | cs | TRUE
71 | LV_5648-1_0_3_line_71 |  | 69 | 70 | 0.00654 | 0.125 | 0.08 | 261 | 0 | 0.364 | 1 | 3 | cs | TRUE
72 | LV_5648-1_0_3_line_72 |  | 69 | 71 | 0.01107 | 0.125 | 0.08 | 261 | 0 | 0.364 | 1 | 1 | cs | TRUE
73 | LV_5648-1_0_3_line_73 |  | 70 | 73 | 0.028444 | 0.125 | 0.08 | 261 | 0 | 0.364 | 1 | 1 | cs | TRUE
74 | LV_5648-1_0_3_line_74 |  | 70 | 74 | 0.028568 | 0.125 | 0.08 | 261 | 0 | 0.364 | 1 | 3 | cs | TRUE
75 | LV_5648-1_0_3_line_75 |  | 71 | 75 | 0.019519 | 0.125 | 0.08 | 261 | 0 | 0.364 | 1 | 1 | cs | TRUE
76 | LV_5648-1_0_3_line_76 |  | 73 | 83 | 0.0097904 | 0.125 | 0.08 | 261 | 0 | 0.364 | 1 | 1 | cs | TRUE
77 | LV_5648-1_0_3_line_77 |  | 74 | 84 | 0.014937 | 0.125 | 0.08 | 261 | 0 | 0.364 | 1 | 3 | cs | TRUE
78 | LV_5648-1_0_3_line_78 |  | 75 | 76 | 0.031826 | 0.125 | 0.08 | 261 | 0 | 0.364 | 1 | 1 | cs | TRUE
79 | LV_5648-1_0_3_line_79 |  | 76 | 78 | 0.010761 | 0.125 | 0.08 | 261 | 0 | 0.364 | 1 | 1 | cs | TRUE
80 | LV_5648-1_0_3_line_80 |  | 77 | 78 | 0.00574 | 0.125 | 0.08 | 261 | 0 | 0.364 | 1 | 1 | cs | TRUE
81 | LV_5648-1_0_3_line_81 |  | 77 | 79 | 0.010449 | 0.125 | 0.08 | 261 | 0 | 0.364 | 1 | 1 | cs | TRUE
82 | LV_5648-1_0_3_line_82 |  | 79 | 80 | 0.0077499 | 0.125 | 0.08 | 261 | 0 | 0.364 | 1 | 1 | cs | TRUE
83 | LV_5648-1_0_3_line_83 |  | 80 | 81 | 0.018921 | 0.125 | 0.08 | 261 | 0 | 0.364 | 1 | 1 | cs | TRUE
84 | LV_5648-1_0_3_line_84 |  | 81 | 82 | 0.0069994 | 0.125 | 0.08 | 261 | 0 | 0.364 | 1 | 1 | cs | TRUE
85 | LV_5648-1_0_3_line_85 |  | 82 | 89 | 0.016716 | 0.125 | 0.08 | 261 | 0 | 0.364 | 1 | 1 | cs | TRUE
86 | LV_5648-1_0_3_line_86 |  | 82 | 88 | 0.014292 | 0.125 | 0.08 | 261 | 0 | 0.364 | 1 | 1 | cs | TRUE
87 | LV_5648-1_0_3_line_87 |  | 84 | 85 | 0.01159 | 0.125 | 0.08 | 261 | 0 | 0.364 | 1 | 3 | cs | TRUE
88 | LV_5648-1_0_3_line_88 |  | 85 | 86 | 0.004795 | 0.125 | 0.08 | 261 | 0 | 0.364 | 1 | 3 | cs | TRUE
89 | LV_5648-1_0_3_line_89 |  | 85 | 87 | 0.0096045 | 0.125 | 0.08 | 261 | 0 | 0.364 | 1 | 1 | cs | TRUE
90 | LV_5648-1_0_3_line_90 |  | 86 | 90 | 0.022147 | 0.125 | 0.08 | 261 | 0 | 0.364 | 1 | 1 | cs | TRUE
91 | LV_5648-1_0_3_line_91 |  | 86 | 91 | 0.033668 | 0.125 | 0.08 | 261 | 0 | 0.364 | 1 | 3 | cs | TRUE
92 | LV_5648-1_0_3_line_92 |  | 87 | 92 | 0.031016 | 0.125 | 0.08 | 261 | 0 | 0.364 | 1 | 1 | cs | TRUE
93 | LV_5648-1_0_3_line_93 |  | 89 | 162 | 0.010192 | 0.125 | 0.08 | 261 | 0 | 0.364 | 1 | 1 | cs | TRUE
94 | LV_5648-1_0_3_line_94 |  | 91 | 138 | 0.015242 | 0.125 | 0.08 | 261 | 0 | 0.364 | 1 | 1 | cs | TRUE
95 | LV_5648-1_0_3_line_95 |  | 91 | 132 | 0.004338 | 0.125 | 0.08 | 261 | 0 | 0.364 | 1 | 3 | cs | TRUE
96 | LV_5648-1_0_3_line_96 |  | 92 | 142 | 0.0029042 | 0.125 | 0.08 | 261 | 0 | 0.364 | 1 | 1 | cs | TRUE
97 | LV_5648-1_0_3_line_97 |  | 93 | 94 | 0.0015423 | 0.125 | 0.08 | 261 | 0 | 0.364 | 1 | 1 | cs | TRUE
98 | LV_5648-1_0_3_line_98 |  | 93 | 95 | 0.0028226 | 0.125 | 0.08 | 261 | 0 | 0.364 | 1 | 1 | cs | TRUE
99 | LV_5648-1_0_3_line_99 |  | 94 | 96 | 0.0087919 | 0.125 | 0.08 | 261 | 0 | 0.364 | 1 | 1 | cs | TRUE
100 | LV_5648-1_0_3_line_100 |  | 95 | 97 | 0.024685 | 0.125 | 0.08 | 261 | 0 | 0.364 | 1 | 1 | cs | TRUE
101 | LV_5648-1_0_3_line_101 |  | 96 | 98 | 0.016956 | 0.125 | 0.08 | 261 | 0 | 0.364 | 1 | 1 | cs | TRUE
102 | LV_5648-1_0_3_line_102 |  | 97 | 99 | 0.0019726 | 0.125 | 0.08 | 261 | 0 | 0.364 | 1 | 1 | cs | TRUE
103 | LV_5648-1_0_3_line_103 |  | 98 | 100 | 0.0045 | 0.125 | 0.08 | 261 | 0 | 0.364 | 1 | 1 | cs | TRUE
104 | LV_5648-1_0_3_line_104 |  | 98 | 101 | 0.0081935 | 0.125 | 0.08 | 261 | 0 | 0.364 | 1 | 1 | cs | TRUE
105 | LV_5648-1_0_3_line_105 |  | 99 | 102 | 0.018316 | 0.125 | 0.08 | 261 | 0 | 0.364 | 1 | 1 | cs | TRUE
106 | LV_5648-1_0_3_line_106 |  | 101 | 105 | 0.02753 | 0.125 | 0.08 | 261 | 0 | 0.364 | 1 | 1 | cs | TRUE
107 | LV_5648-1_0_3_line_107 |  | 102 | 104 | 0.0088957 | 0.125 | 0.08 | 261 | 0 | 0.364 | 1 | 1 | cs | TRUE
108 | LV_5648-1_0_3_line_108 |  | 102 | 103 | 0.027327 | 0.125 | 0.08 | 261 | 0 | 0.364 | 1 | 1 | cs | TRUE
109 | LV_5648-1_0_3_line_109 |  | 105 | 109 | 0.006891 | 0.125 | 0.08 | 261 | 0 | 0.364 | 1 | 1 | cs | TRUE
110 | LV_5648-1_0_3_line_110 |  | 105 | 106 | 0.019973 | 0.125 | 0.08 | 261 | 0 | 0.364 | 1 | 1 | cs | TRUE
111 | LV_5648-1_0_3_line_111 |  | 106 | 107 | 0.013146 | 0.125 | 0.08 | 261 | 0 | 0.364 | 1 | 1 | cs | TRUE
112 | LV_5648-1_0_3_line_112 |  | 107 | 108 | 0.031783 | 0.125 | 0.08 | 261 | 0 | 0.364 | 1 | 1 | cs | TRUE
113 | LV_5648-1_0_3_line_113 |  | 108 | 110 | 0.02227 | 0.125 | 0.08 | 261 | 0 | 0.364 | 1 | 1 | cs | TRUE
114 | LV_5648-1_0_3_line_114 |  | 110 | 111 | 0.01441 | 0.125 | 0.08 | 261 | 0 | 0.364 | 1 | 1 | cs | TRUE
115 | LV_5648-1_0_3_line_115 |  | 111 | 112 | 0.02068 | 0.125 | 0.08 | 261 | 0 | 0.364 | 1 | 1 | cs | TRUE
116 | LV_5648-1_0_3_line_116 |  | 112 | 113 | 0.029873 | 0.125 | 0.08 | 261 | 0 | 0.364 | 1 | 3 | cs | TRUE
117 | LV_5648-1_0_3_line_117 |  | 112 | 114 | 0.004345 | 0.125 | 0.08 | 261 | 0 | 0.364 | 1 | 3 | cs | TRUE
118 | LV_5648-1_0_3_line_118 |  | 113 | 122 | 0.006644 | 0.125 | 0.08 | 261 | 0 | 0.364 | 1 | 1 | cs | TRUE
119 | LV_5648-1_0_3_line_119 |  | 113 | 123 | 0.026672 | 0.125 | 0.08 | 261 | 0 | 0.364 | 1 | 3 | cs | TRUE
120 | LV_5648-1_0_3_line_120 |  | 114 | 117 | 0.009762 | 0.125 | 0.08 | 261 | 0 | 0.364 | 1 | 1 | cs | TRUE
121 | LV_5648-1_0_3_line_121 |  | 114 | 115 | 0.0087537 | 0.125 | 0.08 | 261 | 0 | 0.364 | 1 | 3 | cs | TRUE
122 | LV_5648-1_0_3_line_122 |  | 115 | 116 | 0.014808 | 0.125 | 0.08 | 261 | 0 | 0.364 | 1 | 3 | cs | TRUE
123 | LV_5648-1_0_3_line_123 |  | 116 | 118 | 0.011573 | 0.125 | 0.08 | 261 | 0 | 0.364 | 1 | 3 | cs | TRUE
124 | LV_5648-1_0_3_line_124 |  | 116 | 119 | 0.036789 | 0.125 | 0.08 | 261 | 0 | 0.364 | 1 | 1 | cs | TRUE
125 | LV_5648-1_0_3_line_125 |  | 118 | 120 | 0.007754 | 0.125 | 0.08 | 261 | 0 | 0.364 | 1 | 1 | cs | TRUE
126 | LV_5648-1_0_3_line_126 |  | 118 | 121 | 0.001191 | 0.125 | 0.08 | 261 | 0 | 0.364 | 1 | 3 | cs | TRUE
127 | LV_5648-1_0_3_line_127 |  | 121 | 124 | 0.046467 | 0.125 | 0.08 | 261 | 0 | 0.364 | 1 | 1 | cs | TRUE
128 | LV_5648-1_0_3_line_128 |  | 121 | 125 | 0.016203 | 0.125 | 0.08 | 261 | 0 | 0.364 | 1 | 3 | cs | TRUE
129 | LV_5648-1_0_3_line_129 |  | 123 | 139 | 0.001707 | 0.125 | 0.08 | 261 | 0 | 0.364 | 1 | 3 | cs | TRUE
130 | LV_5648-1_0_3_line_130 |  | 125 | 141 | 0.043485 | 0.125 | 0.08 | 261 | 0 | 0.364 | 1 | 1 | cs | TRUE
131 | LV_5648-1_0_3_line_131 |  | 125 | 136 | 0.016875 | 0.125 | 0.08 | 261 | 0 | 0.364 | 1 | 3 | cs | TRUE
132 | LV_5648-1_0_3_line_132 |  | 126 | 127 | 0.0034886 | 0.125 | 0.08 | 261 | 0 | 0.364 | 1 | 3 | cs | TRUE
133 | LV_5648-1_0_3_line_133 |  | 126 | 128 | 0.027832 | 0.125 | 0.08 | 261 | 0 | 0.364 | 1 | 3 | cs | TRUE
134 | LV_5648-1_0_3_line_134 |  | 127 | 129 | 0.008695 | 0.125 | 0.08 | 261 | 0 | 0.364 | 1 | 1 | cs | TRUE
135 | LV_5648-1_0_3_line_135 |  | 127 | 130 | 0.018693 | 0.125 | 0.08 | 261 | 0 | 0.364 | 1 | 3 | cs | TRUE
136 | LV_5648-1_0_3_line_136 |  | 128 | 131 | 0.012379 | 0.125 | 0.08 | 261 | 0 | 0.364 | 1 | 3 | cs | TRUE
137 | LV_5648-1_0_3_line_137 |  | 128 | 132 | 0.023833 | 0.125 | 0.08 | 261 | 0 | 0.364 | 1 | 3 | cs | TRUE
138 | LV_5648-1_0_3_line_138 |  | 130 | 133 | 0.022345 | 0.125 | 0.08 | 261 | 0 | 0.364 | 1 | 3 | cs | TRUE
139 | LV_5648-1_0_3_line_139 |  | 132 | 134 | 0.036112 | 0.125 | 0.08 | 261 | 0 | 0.364 | 1 | 1 | cs | TRUE
140 | LV_5648-1_0_3_line_140 |  | 133 | 135 | 0.011559 | 0.125 | 0.08 | 261 | 0 | 0.364 | 1 | 1 | cs | TRUE
141 | LV_5648-1_0_3_line_141 |  | 133 | 136 | 0.012896 | 0.125 | 0.08 | 261 | 0 | 0.364 | 1 | 3 | cs | TRUE
142 | LV_5648-1_0_3_line_142 |  | 134 | 137 | 0.039298 | 0.125 | 0.08 | 261 | 0 | 0.364 | 1 | 1 | cs | TRUE
143 | LV_5648-1_0_3_line_143 |  | 136 | 140 | 0.008839 | 0.125 | 0.08 | 261 | 0 | 0.364 | 1 | 1 | cs | TRUE
144 | LV_5648-1_0_3_line_144 |  | 137 | 165 | 0.037473 | 0.125 | 0.08 | 261 | 0 | 0.364 | 1 | 1 | cs | TRUE
145 | LV_5648-1_0_3_line_145 |  | 139 | 204 | 0.018492 | 0.125 | 0.08 | 261 | 0 | 0.364 | 1 | 3 | cs | TRUE
146 | LV_5648-1_0_3_line_146 |  | 142 | 143 | 0.025087 | 0.125 | 0.08 | 261 | 0 | 0.364 | 1 | 1 | cs | TRUE
147 | LV_5648-1_0_3_line_147 |  | 142 | 144 | 0.006324 | 0.125 | 0.08 | 261 | 0 | 0.364 | 1 | 1 | cs | TRUE
148 | LV_5648-1_0_3_line_148 |  | 144 | 145 | 0.008154 | 0.125 | 0.08 | 261 | 0 | 0.364 | 1 | 1 | cs | TRUE
149 | LV_5648-1_0_3_line_149 |  | 145 | 149 | 0.033593 | 0.125 | 0.08 | 261 | 0 | 0.364 | 1 | 1 | cs | TRUE
150 | LV_5648-1_0_3_line_150 |  | 146 | 147 | 0.042577 | 0.125 | 0.08 | 261 | 0 | 0.364 | 1 | 1 | cs | TRUE
151 | LV_5648-1_0_3_line_151 |  | 146 | 148 | 0.0184 | 0.125 | 0.08 | 261 | 0 | 0.364 | 1 | 1 | cs | TRUE
152 | LV_5648-1_0_3_line_152 |  | 148 | 150 | 0.014843 | 0.125 | 0.08 | 261 | 0 | 0.364 | 1 | 1 | cs | TRUE
153 | LV_5648-1_0_3_line_153 |  | 150 | 151 | 0.006051 | 0.125 | 0.08 | 261 | 0 | 0.364 | 1 | 3 | cs | TRUE
154 | LV_5648-1_0_3_line_154 |  | 150 | 152 | 0.019213 | 0.125 | 0.08 | 261 | 0 | 0.364 | 1 | 3 | cs | TRUE
155 | LV_5648-1_0_3_line_155 |  | 151 | 153 | 0.01173 | 0.125 | 0.08 | 261 | 0 | 0.364 | 1 | 3 | cs | TRUE
156 | LV_5648-1_0_3_line_156 |  | 152 | 177 | 0.0045261 | 0.125 | 0.08 | 261 | 0 | 0.364 | 1 | 3 | cs | TRUE
157 | LV_5648-1_0_3_line_157 |  | 153 | 154 | 0.030401 | 0.125 | 0.08 | 261 | 0 | 0.364 | 1 | 2 | cs | TRUE
158 | LV_5648-1_0_3_line_158 |  | 154 | 181 | 0.014139 | 0.125 | 0.08 | 261 | 0 | 0.364 | 1 | 1 | cs | TRUE
159 | LV_5648-1_0_3_line_159 |  | 155 | 156 | 0.0029536 | 0.125 | 0.08 | 261 | 0 | 0.364 | 1 | 1 | cs | TRUE
160 | LV_5648-1_0_3_line_160 |  | 156 | 157 | 0.007174 | 0.125 | 0.08 | 261 | 0 | 0.364 | 1 | 1 | cs | TRUE
161 | LV_5648-1_0_3_line_161 |  | 156 | 158 | 0.060101 | 0.125 | 0.08 | 261 | 0 | 0.364 | 1 | 1 | cs | TRUE
162 | LV_5648-1_0_3_line_162 |  | 156 | 159 | 0.013074 | 0.125 | 0.08 | 261 | 0 | 0.364 | 1 | 1 | cs | TRUE
163 | LV_5648-1_0_3_line_163 |  | 158 | 198 | 0.022031 | 0.125 | 0.08 | 261 | 0 | 0.364 | 1 | 1 | cs | TRUE
164 | LV_5648-1_0_3_line_164 |  | 158 | 199 | 0.014097 | 0.125 | 0.08 | 261 | 0 | 0.364 | 1 | 1 | cs | TRUE
165 | LV_5648-1_0_3_line_165 |  | 159 | 160 | 0.010337 | 0.125 | 0.08 | 261 | 0 | 0.364 | 1 | 1 | cs | TRUE
166 | LV_5648-1_0_3_line_166 |  | 159 | 161 | 0.011574 | 0.125 | 0.08 | 261 | 0 | 0.364 | 1 | 1 | cs | TRUE
167 | LV_5648-1_0_3_line_167 |  | 163 | 164 | 0.0061399 | 0.125 | 0.08 | 261 | 0 | 0.364 | 1 | 1 | cs | TRUE
168 | LV_5648-1_0_3_line_168 |  | 164 | 192 | 0.023105 | 0.125 | 0.08 | 261 | 0 | 0.364 | 1 | 1 | cs | TRUE
169 | LV_5648-1_0_3_line_169 |  | 164 | 193 | 0.031122 | 0.125 | 0.08 | 261 | 0 | 0.364 | 1 | 1 | cs | TRUE
170 | LV_5648-1_0_3_line_170 |  | 164 | 194 | 0.015169 | 0.125 | 0.08 | 261 | 0 | 0.364 | 1 | 1 | cs | TRUE
171 | LV_5648-1_0_3_line_171 |  | 165 | 166 | 0.018886 | 0.125 | 0.08 | 261 | 0 | 0.364 | 1 | 1 | cs | TRUE
172 | LV_5648-1_0_3_line_172 |  | 166 | 167 | 0.006109 | 0.125 | 0.08 | 261 | 0 | 0.364 | 1 | 1 | cs | TRUE
173 | LV_5648-1_0_3_line_173 |  | 166 | 168 | 0.005958 | 0.125 | 0.08 | 261 | 0 | 0.364 | 1 | 1 | cs | TRUE
174 | LV_5648-1_0_3_line_174 |  | 169 | 170 | 0.045112 | 0.125 | 0.08 | 261 | 0 | 0.364 | 1 | 3 | cs | TRUE
175 | LV_5648-1_0_3_line_175 |  | 169 | 171 | 0.037637 | 0.125 | 0.08 | 261 | 0 | 0.364 | 1 | 3 | cs | TRUE
176 | LV_5648-1_0_3_line_176 |  | 170 | 172 | 0.04536 | 0.125 | 0.08 | 261 | 0 | 0.364 | 1 | 3 | cs | TRUE
177 | LV_5648-1_0_3_line_177 |  | 171 | 173 | 0.016199 | 0.125 | 0.08 | 261 | 0 | 0.364 | 1 | 1 | cs | TRUE
178 | LV_5648-1_0_3_line_178 |  | 171 | 174 | 0.015727 | 0.125 | 0.08 | 261 | 0 | 0.364 | 1 | 3 | cs | TRUE
179 | LV_5648-1_0_3_line_179 |  | 172 | 175 | 0.014372 | 0.125 | 0.08 | 261 | 0 | 0.364 | 1 | 1 | cs | TRUE
180 | LV_5648-1_0_3_line_180 |  | 172 | 176 | 0.0066141 | 0.125 | 0.08 | 261 | 0 | 0.364 | 1 | 3 | cs | TRUE
181 | LV_5648-1_0_3_line_181 |  | 174 | 179 | 0.027328 | 0.125 | 0.08 | 261 | 0 | 0.364 | 1 | 1 | cs | TRUE
182 | LV_5648-1_0_3_line_182 |  | 174 | 178 | 0.028367 | 0.125 | 0.08 | 261 | 0 | 0.364 | 1 | 3 | cs | TRUE
183 | LV_5648-1_0_3_line_183 |  | 176 | 205 | 0.030647 | 0.125 | 0.08 | 261 | 0 | 0.364 | 1 | 3 | cs | TRUE
184 | LV_5648-1_0_3_line_184 |  | 177 | 178 | 0.036434 | 0.125 | 0.08 | 261 | 0 | 0.364 | 1 | 3 | cs | TRUE
185 | LV_5648-1_0_3_line_185 |  | 179 | 180 | 0.0094835 | 0.125 | 0.08 | 261 | 0 | 0.364 | 1 | 1 | cs | TRUE
186 | LV_5648-1_0_3_line_186 |  | 180 | 201 | 0.0099679 | 0.125 | 0.08 | 261 | 0 | 0.364 | 1 | 1 | cs | TRUE
187 | LV_5648-1_0_3_line_187 |  | 181 | 182 | 0.029235 | 0.125 | 0.08 | 261 | 0 | 0.364 | 1 | 1 | cs | TRUE
188 | LV_5648-1_0_3_line_188 |  | 182 | 183 | 0.032068 | 0.125 | 0.08 | 261 | 0 | 0.364 | 1 | 1 | cs | TRUE
189 | LV_5648-1_0_3_line_189 |  | 183 | 184 | 0.01847 | 0.125 | 0.08 | 261 | 0 | 0.364 | 1 | 1 | cs | TRUE
190 | LV_5648-1_0_3_line_190 |  | 183 | 185 | 0.0092317 | 0.125 | 0.08 | 261 | 0 | 0.364 | 1 | 1 | cs | TRUE
191 | LV_5648-1_0_3_line_191 |  | 184 | 186 | 0.013924 | 0.125 | 0.08 | 261 | 0 | 0.364 | 1 | 1 | cs | TRUE
192 | LV_5648-1_0_3_line_192 |  | 185 | 187 | 0.0082664 | 0.125 | 0.08 | 261 | 0 | 0.364 | 1 | 1 | cs | TRUE
193 | LV_5648-1_0_3_line_193 |  | 186 | 188 | 0.016896 | 0.125 | 0.08 | 261 | 0 | 0.364 | 1 | 1 | cs | TRUE
194 | LV_5648-1_0_3_line_194 |  | 186 | 189 | 0.01883 | 0.125 | 0.08 | 261 | 0 | 0.364 | 1 | 1 | cs | TRUE
195 | LV_5648-1_0_3_line_195 |  | 187 | 190 | 0.022271 | 0.125 | 0.08 | 261 | 0 | 0.364 | 1 | 1 | cs | TRUE
196 | LV_5648-1_0_3_line_196 |  | 187 | 191 | 0.010357 | 0.125 | 0.08 | 261 | 0 | 0.364 | 1 | 1 | cs | TRUE
197 | LV_5648-1_0_3_line_197 |  | 188 | 210 | 0.005069 | 0.125 | 0.08 | 261 | 0 | 0.364 | 1 | 1 | cs | TRUE
198 | LV_5648-1_0_3_line_198 |  | 189 | 197 | 0.012768 | 0.125 | 0.08 | 261 | 0 | 0.364 | 1 | 1 | cs | TRUE
199 | LV_5648-1_0_3_line_199 |  | 189 | 194 | 0.019028 | 0.125 | 0.08 | 261 | 0 | 0.364 | 1 | 1 | cs | TRUE
200 | LV_5648-1_0_3_line_200 |  | 191 | 211 | 0.013117 | 0.125 | 0.08 | 261 | 0 | 0.364 | 1 | 1 | cs | TRUE
201 | LV_5648-1_0_3_line_201 |  | 193 | 195 | 0.006545 | 0.125 | 0.08 | 261 | 0 | 0.364 | 1 | 1 | cs | TRUE
202 | LV_5648-1_0_3_line_202 |  | 194 | 196 | 0.01087 | 0.125 | 0.08 | 261 | 0 | 0.364 | 1 | 1 | cs | TRUE
203 | LV_5648-1_0_3_line_203 |  | 199 | 200 | 0.0058482 | 0.125 | 0.08 | 261 | 0 | 0.364 | 1 | 1 | cs | TRUE
204 | LV_5648-1_0_3_line_204 |  | 200 | 216 | 0.006305 | 0.125 | 0.08 | 261 | 0 | 0.364 | 1 | 1 | cs | TRUE
205 | LV_5648-1_0_3_line_205 |  | 200 | 212 | 0.023154 | 0.125 | 0.08 | 261 | 0 | 0.364 | 1 | 1 | cs | TRUE
206 | LV_5648-1_0_3_line_206 |  | 201 | 202 | 0.018765 | 0.125 | 0.08 | 261 | 0 | 0.364 | 1 | 1 | cs | TRUE
207 | LV_5648-1_0_3_line_207 |  | 202 | 203 | 0.006901 | 0.125 | 0.08 | 261 | 0 | 0.364 | 1 | 1 | cs | TRUE
208 | LV_5648-1_0_3_line_208 |  | 204 | 205 | 0.0087764 | 0.125 | 0.08 | 261 | 0 | 0.364 | 1 | 3 | cs | TRUE
209 | LV_5648-1_0_3_line_209 |  | 204 | 206 | 0.033984 | 0.125 | 0.08 | 261 | 0 | 0.364 | 1 | 1 | cs | TRUE
210 | LV_5648-1_0_3_line_210 |  | 206 | 209 | 0.005831 | 0.125 | 0.08 | 261 | 0 | 0.364 | 1 | 1 | cs | TRUE
211 | LV_5648-1_0_3_line_211 |  | 207 | 208 | 0.013906 | 0.125 | 0.08 | 261 | 0 | 0.364 | 1 | 1 | cs | TRUE
212 | LV_5648-1_0_3_line_212 |  | 208 | 209 | 0.024921 | 0.125 | 0.08 | 261 | 0 | 0.364 | 1 | 1 | cs | TRUE
213 | LV_5648-1_0_3_line_213 |  | 211 | 212 | 0.019558 | 0.125 | 0.08 | 261 | 0 | 0.364 | 1 | 1 | cs | TRUE
214 | LV_5648-1_0_3_line_214 |  | 212 | 213 | 0.018287 | 0.125 | 0.08 | 261 | 0 | 0.364 | 1 | 1 | cs | TRUE
215 | LV_5648-1_0_3_line_215 |  | 213 | 214 | 0.010434 | 0.125 | 0.08 | 261 | 0 | 0.364 | 1 | 1 | cs | TRUE
216 | LV_5648-1_0_3_line_216 |  | 213 | 215 | 0.011137 | 0.125 | 0.08 | 261 | 0 | 0.364 | 1 | 1 | cs | TRUE
217 | LV_5648-1_0_3_line_217 |  | 215 | 217 | 0.020736 | 0.125 | 0.08 | 261 | 0 | 0.364 | 1 | 1 | cs | TRUE
218 | LV_5648-1_0_3_line_218 |  | 215 | 218 | 0.015515 | 0.125 | 0.08 | 261 | 0 | 0.364 | 1 | 1 | cs | TRUE
219 | LV_5648-1_0_3_line_219 |  | 218 | 221 | 0.020675 | 0.125 | 0.08 | 261 | 0 | 0.364 | 1 | 1 | cs | TRUE
220 | LV_5648-1_0_3_line_220 |  | 219 | 220 | 0.033258 | 0.125 | 0.08 | 261 | 0 | 0.364 | 1 | 1 | cs | TRUE

## trafo
| name | std_type | hv_bus | lv_bus | sn_mva | vn_hv_kv | vn_lv_kv | vk_percent | vkr_percent | pfe_kw | i0_percent | shift_degree | tap_side | tap_neutral | tap_min | tap_max | tap_step_percent | tap_step_degree | tap_pos | tap_phase_shifter | parallel | df | in_service
0 | LV_5648-1_0_3_trafo_101 | 0.63 MVA 20/0.4 kV | 222 | 131 | 0.63 | 20 | 0.4 | 6 | 1.206 | 1.65 | 0.2619 | 150 | hv | 0 | -2 | 2 | 2.5 | 0 | 0 | FALSE | 1 | 1 | TRUE

## line_geodata
| x0 | y0 | x1 | y1 | x2 | y2 | x3 | y3 | x4 | y4 | x5 | y5 | x6 | y6
0 | 2533828.3173 | 1152266.326 | 2533811.4274 | 1152295.726
1 | 2533805.4938 | 1152306.0546 | 2533811.4274 | 1152295.726
2 | 2533828.3173 | 1152266.326 | 2533852.2583 | 1152227.6969
3 | 2533828.3173 | 1152266.326 | 2533838.6363 | 1152272.6817
4 | 2533805.4938 | 1152306.0546 | 2533820.9644 | 1152315.0337
5 | 2533852.2583 | 1152227.6969 | 2533842.2237 | 1152221.7485
6 | 2533852.2583 | 1152227.6969 | 2533853.1633 | 1152226.2417
7 | 2533846.3516 | 1152277.4337 | 2533838.6363 | 1152272.6817
8 | 2533853.1633 | 1152226.2417 | 2533869.6092 | 1152199.7018 | 2533870.0802 | 1152197.173 | 2533870.0832 | 1152194.6494
9 | 2533853.1633 | 1152226.2417 | 2533863.003 | 1152231.7923
10 | 2533870.0832 | 1152194.6494 | 2533869.7616 | 1152191.2288 | 2533868.9412 | 1152188.5141 | 2533859.9824 | 1152181.998
11 | 2533870.0832 | 1152194.6494 | 2533878.1616 | 1152201.0442
12 | 2533779.9599 | 1152290.6162 | 2533792.845 | 1152298.808
13 | 2533779.9599 | 1152290.6162 | 2533785.8112 | 1152281.2088
14 | 2533779.9599 | 1152290.6162 | 2533773.2149 | 1152286.5104
15 | 2533802.8388 | 1152253.8329 | 2533785.8112 | 1152281.2088
16 | 2533773.2149 | 1152286.5104 | 2533771.9811 | 1152289.459 | 2533769.7887 | 1152293.8633 | 2533766.142 | 1152304.1758
17 | 2533736.2219 | 1152264.0167 | 2533773.2149 | 1152286.5104
18 | 2533802.8388 | 1152253.8329 | 2533816.9163 | 1152261.7379 | 2533816.0041 | 1152263.9269
19 | 2533802.8388 | 1152253.8329 | 2533814.7385 | 1152234.7137
20 | 2533802.8388 | 1152253.8329 | 2533792.7151 | 1152246.268
21 | 2533736.2219 | 1152264.0167 | 2533737.8542 | 1152261.7086
22 | 2533736.2219 | 1152264.0167 | 2533731.6216 | 1152271.3715 | 2533727.4209 | 1152278.077 | 2533720.2833 | 1152289.1729 | 2533719.4285 | 1152290.6673
23 | 2533814.7385 | 1152234.7137 | 2533810.8453 | 1152232.4219
24 | 2533814.7385 | 1152234.7137 | 2533824.0251 | 1152241.0371
25 | 2533814.7385 | 1152234.7137 | 2533828.0106 | 1152213.3781
26 | 2533737.8542 | 1152261.7086 | 2533731.8278 | 1152258.0508
27 | 2533745.517 | 1152250.9182 | 2533737.8542 | 1152261.7086
28 | 2533718.3634 | 1152292.5292 | 2533719.4285 | 1152290.6673
29 | 2533851.4105 | 1152175.7666 | 2533859.9824 | 1152181.998
30 | 2533859.9824 | 1152181.998 | 2533866.1944 | 1152171.4716
31 | 2533880.0702 | 1152202.555 | 2533878.1616 | 1152201.0442
32 | 2533851.4105 | 1152175.7666 | 2533843.0683 | 1152169.6072
33 | 2533866.1944 | 1152171.4716 | 2533882.5997 | 1152143.6726 | 2533883.9865 | 1152141.725
34 | 2533819.2614 | 1152152.0296 | 2533843.0683 | 1152169.6072
35 | 2533883.9865 | 1152141.725 | 2533954.1924 | 1152104.2642
36 | 2533828.0106 | 1152213.3781 | 2533824.669 | 1152209.6017
37 | 2533819.2614 | 1152152.0296 | 2533821.0311 | 1152149.6532 | 2533833.9605 | 1152130.8612
38 | 2533799.6224 | 1152135.3255 | 2533811.2646 | 1152148.549 | 2533812.8429 | 1152152.4894 | 2533819.2614 | 1152152.0296
39 | 2533800.5934 | 1152173.3134 | 2533811.9671 | 1152157.2905 | 2533812.8429 | 1152152.4894 | 2533819.2614 | 1152152.0296
40 | 2533833.9605 | 1152130.8612 | 2533851.7213 | 1152105.047
41 | 2533781.5322 | 1152115.0135 | 2533799.6224 | 1152135.3255
42 | 2533799.6224 | 1152135.3255 | 2533806.3708 | 1152127.2969
43 | 2533800.5934 | 1152173.3134 | 2533788.2299 | 1152190.7369
44 | 2533800.5934 | 1152173.3134 | 2533809.6701 | 1152179.361
45 | 2533851.7213 | 1152105.047 | 2533856.706 | 1152097.802
46 | 2533781.5322 | 1152115.0135 | 2533761.0907 | 1152130.6583 | 2533750.2621 | 1152141.1556
47 | 2533781.5322 | 1152115.0135 | 2533780.2028 | 1152113.4857
48 | 2533806.3708 | 1152127.2969 | 2533809.714 | 1152123.3195
49 | 2533786.0761 | 1152193.7734 | 2533788.2299 | 1152190.7369
50 | 2533788.2299 | 1152190.7369 | 2533793.5589 | 1152194.4803 | 2533792.3713 | 1152196.1767
51 | 2533856.706 | 1152097.802 | 2533859.8841 | 1152093.1829
52 | 2533755.1427 | 1152158.7768 | 2533745.4913 | 1152152.52 | 2533744.5266 | 1152150.6407 | 2533744.5007 | 1152148.2841 | 2533745.072 | 1152146.5102 | 2533746.8226 | 1152144.4898 | 2533750.2621 | 1152141.1556
53 | 2533780.2028 | 1152113.4857 | 2533768.5969 | 1152100.1473
54 | 2533786.0761 | 1152193.7734 | 2533780.0681 | 1152202.2331 | 2533769.9765 | 1152194.6067
55 | 2533786.0761 | 1152193.7734 | 2533780.0681 | 1152202.2331 | 2533766.7072 | 1152221.0684
56 | 2533786.0761 | 1152193.7734 | 2533774.0946 | 1152186.0734
57 | 2533868.9301 | 1152081.1386 | 2533867.5372 | 1152083.2384 | 2533862.7353 | 1152089.0389 | 2533859.8841 | 1152093.1829
58 | 2533872.4363 | 1152075.8532 | 2533868.9301 | 1152081.1386
59 | 2533872.4363 | 1152075.8532 | 2533873.5327 | 1152074.2006
60 | 2533769.9765 | 1152194.6067 | 2533763.3975 | 1152203.4841
61 | 2533766.7072 | 1152221.0684 | 2533757.1914 | 1152214.1583
62 | 2533766.7072 | 1152221.0684 | 2533764.2564 | 1152224.5207
63 | 2533757.1914 | 1152214.1583 | 2533753.5289 | 1152218.8679
64 | 2533745.5869 | 1152205.7371 | 2533757.1914 | 1152214.1583
65 | 2533753.2404 | 1152240.0383 | 2533764.2564 | 1152224.5207
66 | 2533753.2404 | 1152240.0383 | 2533718.412 | 1152219.6998
67 | 2533753.2404 | 1152240.0383 | 2533745.517 | 1152250.9182
68 | 2533745.517 | 1152250.9182 | 2533752.0525 | 1152255.5043
69 | 2533765.7995 | 1152096.9324 | 2533768.5969 | 1152100.1473
70 | 2533760.255 | 1152091.0458 | 2533765.7995 | 1152096.9324
71 | 2533760.255 | 1152091.0458 | 2533755.8121 | 1152086.2365
72 | 2533760.255 | 1152091.0458 | 2533768.6862 | 1152083.8717
73 | 2533755.8121 | 1152086.2365 | 2533733.7141 | 1152104.146
74 | 2533755.8121 | 1152086.2365 | 2533736.6493 | 1152065.0486
75 | 2533783.5516 | 1152071.2227 | 2533768.6862 | 1152083.8717
76 | 2533726.1081 | 1152110.3104 | 2533733.7141 | 1152104.146
77 | 2533727.5433 | 1152053.2521 | 2533732.3175 | 1152060.2589 | 2533736.6493 | 1152065.0486
78 | 2533783.5516 | 1152071.2227 | 2533782.3723 | 1152039.4183
79 | 2533782.3723 | 1152039.4183 | 2533790.2164 | 1152032.4947 | 2533790.4105 | 1152032.2677
80 | 2533793.4768 | 1152027.5005 | 2533793.4768 | 1152027.5005 | 2533792.5577 | 1152029.7563 | 2533790.4105 | 1152032.2677
81 | 2533789.8412 | 1152017.9464 | 2533792.7126 | 1152022.9176 | 2533793.4496 | 1152025.0328 | 2533793.4768 | 1152027.5005
82 | 2533789.8412 | 1152017.9464 | 2533792.3895 | 1152016.5843 | 2533789.0772 | 1152013.0275
83 | 2533789.0772 | 1152013.0275 | 2533776.182 | 1151999.1807
84 | 2533771.4119 | 1151994.0585 | 2533776.182 | 1151999.1807
85 | 2533771.4119 | 1151994.0585 | 2533759.6989 | 1151982.1032
86 | 2533771.4119 | 1151994.0585 | 2533760.7019 | 1152003.5215
87 | 2533727.5433 | 1152053.2521 | 2533715.9526 | 1152052.3794
88 | 2533715.9526 | 1152052.3794 | 2533711.1512 | 1152052.6436
89 | 2533715.9526 | 1152052.3794 | 2533709.575 | 1152045.198
90 | 2533690.1421 | 1152056.4996 | 2533693.4825 | 1152056.6739 | 2533700.3713 | 1152052.9181 | 2533705.0316 | 1152051.6883 | 2533711.1512 | 1152052.6436
91 | 2533685.6302 | 1152074.6593 | 2533702.6597 | 1152059.3075 | 2533711.1512 | 1152052.6436
92 | 2533688.9798 | 1152022.0072 | 2533709.575 | 1152045.198
93 | 2533759.6989 | 1151982.1032 | 2533762.2672 | 1151972.2399
94 | 2533685.6302 | 1152074.6593 | 2533695.6118 | 1152086.2
95 | 2533682.4394 | 1152077.6072 | 2533685.6302 | 1152074.6593
96 | 2533687.0514 | 1152019.8357 | 2533688.9798 | 1152022.0072
97 | 2533641.8181 | 1152181.6395 | 2533640.627 | 1152182.6193
98 | 2533641.8181 | 1152181.6395 | 2533643.9981 | 1152179.8465
99 | 2533633.8369 | 1152188.2042 | 2533640.627 | 1152182.6193
100 | 2533663.063 | 1152164.1654 | 2533643.9981 | 1152179.8465
101 | 2533620.7797 | 1152199.0654 | 2533633.8369 | 1152188.2042
102 | 2533663.063 | 1152164.1654 | 2533664.5865 | 1152162.9123
103 | 2533620.7797 | 1152199.0654 | 2533623.5967 | 1152202.5807
104 | 2533620.7797 | 1152199.0654 | 2533614.4814 | 1152204.3061
105 | 2533678.732 | 1152151.2775 | 2533664.5865 | 1152162.9123
106 | 2533593.3195 | 1152221.9145 | 2533614.4814 | 1152204.3061
107 | 2533678.732 | 1152151.2775 | 2533681.7249 | 1152146.3973 | 2533684.2256 | 1152144.4476
108 | 2533678.732 | 1152151.2775 | 2533684.6532 | 1152150.2561 | 2533694.4024 | 1152142.8334 | 2533700.0954 | 1152149.8879
109 | 2533593.3195 | 1152221.9145 | 2533599.6882 | 1152224.5901
110 | 2533593.3195 | 1152221.9145 | 2533577.9652 | 1152234.6888
111 | 2533567.8595 | 1152243.0963 | 2533577.9652 | 1152234.6888
112 | 2533567.8595 | 1152243.0963 | 2533556.4617 | 1152237.4302 | 2533539.0224 | 1152229.7517
113 | 2533518.5372 | 1152221.0182 | 2533531.8065 | 1152226.5745 | 2533539.0224 | 1152229.7517
114 | 2533518.5372 | 1152221.0182 | 2533522.8964 | 1152215.478 | 2533528.2843 | 1152210.4632
115 | 2533543.4216 | 1152196.374 | 2533528.2843 | 1152210.4632
116 | 2533543.4216 | 1152196.374 | 2533517.0563 | 1152182.191
117 | 2533543.4216 | 1152196.374 | 2533546.721 | 1152193.536
118 | 2533517.0563 | 1152182.191 | 2533520.8098 | 1152176.702
119 | 2533517.0563 | 1152182.191 | 2533493.5693 | 1152169.5516
120 | 2533546.721 | 1152193.536 | 2533539.0409 | 1152187.4842
121 | 2533546.721 | 1152193.536 | 2533552.911 | 1152187.3465
122 | 2533563.3824 | 1152176.876 | 2533552.911 | 1152187.3465
123 | 2533563.3824 | 1152176.876 | 2533572.8478 | 1152170.1789
124 | 2533563.3824 | 1152176.876 | 2533541.2985 | 1152159.1436 | 2533545.4256 | 1152151.7507
125 | 2533572.8478 | 1152170.1789 | 2533566.8152 | 1152165.2873
126 | 2533572.8478 | 1152170.1789 | 2533573.8147 | 1152169.4789
127 | 2533573.8147 | 1152169.4789 | 2533588.2042 | 1152185.4288 | 2533591.4934 | 1152187.916 | 2533594.2532 | 1152187.6409 | 2533607.8257 | 1152177.5855 | 2533608.1422 | 1152176.3591
128 | 2533586.294 | 1152159.102 | 2533573.8147 | 1152169.4789
129 | 2533493.5693 | 1152169.5516 | 2533492.0661 | 1152168.7427
130 | 2533586.294 | 1152159.102 | 2533561.9549 | 1152136.6141 | 2533568.1279 | 1152128.3095
131 | 2533586.294 | 1152159.102 | 2533599.4381 | 1152148.4733
132 | 2533640.3622 | 1152113.3244 | 2533643.0119 | 1152111.0551
133 | 2533664.1512 | 1152092.9507 | 2533643.0119 | 1152111.0551
134 | 2533640.3622 | 1152113.3244 | 2533634.1855 | 1152107.1892
135 | 2533640.3622 | 1152113.3244 | 2533635.0841 | 1152117.6739 | 2533626.0444 | 1152125.3419
136 | 2533664.1512 | 1152092.9507 | 2533671.704 | 1152102.7728
137 | 2533682.4394 | 1152077.6072 | 2533664.1512 | 1152092.9507
138 | 2533609.0046 | 1152139.7962 | 2533626.0444 | 1152125.3419
139 | 2533682.4394 | 1152077.6072 | 2533657.0058 | 1152051.907
140 | 2533609.0046 | 1152139.7962 | 2533617.1233 | 1152148.0444
141 | 2533599.4381 | 1152148.4733 | 2533609.0046 | 1152139.7962
142 | 2533657.0058 | 1152051.907 | 2533619.093 | 1152041.5663
143 | 2533599.4381 | 1152148.4733 | 2533592.8874 | 1152142.5201
144 | 2533584.5629 | 1152047.6043 | 2533600.0685 | 1152040.2068 | 2533607.5506 | 1152037.3559 | 2533619.093 | 1152041.5663
145 | 2533475.7824 | 1152159.9797 | 2533492.0661 | 1152168.7427
146 | 2533687.0514 | 1152019.8357 | 2533669.0247 | 1152037.333
147 | 2533687.0514 | 1152019.8357 | 2533682.8471 | 1152015.1017
148 | 2533682.8471 | 1152015.1017 | 2533688.5153 | 1152009.2248
149 | 2533688.5153 | 1152009.2248 | 2533719.6156 | 1151996.5256
150 | 2533586.832 | 1151970.9704 | 2533623.4203 | 1151992.7451
151 | 2533586.832 | 1151970.9704 | 2533572.7088 | 1151959.1767
152 | 2533561.3157 | 1151949.6628 | 2533572.7088 | 1151959.1767
153 | 2533565.3565 | 1151945.149 | 2533561.3157 | 1151949.6628
154 | 2533561.3157 | 1151949.6628 | 2533548.6618 | 1151964.1206
155 | 2533565.3565 | 1151945.149 | 2533573.1814 | 1151936.4099
156 | 2533548.6618 | 1151964.1206 | 2533545.6808 | 1151967.5265
157 | 2533573.1814 | 1151936.4099 | 2533593.461 | 1151913.761
158 | 2533602.8927 | 1151903.2274 | 2533593.461 | 1151913.761
159 | 2533534.6582 | 1151906.3781 | 2533536.2209 | 1151908.8844
160 | 2533534.6582 | 1151906.3781 | 2533528.6361 | 1151902.4536
161 | 2533569.6521 | 1151857.4534 | 2533534.6582 | 1151906.3781
162 | 2533527.318 | 1151917.2096 | 2533534.6582 | 1151906.3781
163 | 2533569.6521 | 1151857.4534 | 2533550.821 | 1151846.0188
164 | 2533569.6521 | 1151857.4534 | 2533577.606 | 1151845.815
165 | 2533527.318 | 1151917.2096 | 2533518.8517 | 1151911.2793
166 | 2533527.318 | 1151917.2096 | 2533536.5852 | 1151924.1434
167 | 2533692.7654 | 1151926.9883 | 2533696.5205 | 1151931.8461
168 | 2533692.7654 | 1151926.9883 | 2533686.5623 | 1151934.472 | 2533683.7443 | 1151947.5658
169 | 2533672.848 | 1151944.2619 | 2533690.2038 | 1151923.6703 | 2533692.7654 | 1151926.9883
170 | 2533684.6654 | 1151914.1929 | 2533690.2038 | 1151923.6703 | 2533692.7654 | 1151926.9883
171 | 2533584.5629 | 1152047.6043 | 2533581.5718 | 1152046.3922 | 2533586.9932 | 1152039.7287 | 2533589.3145 | 1152035.1894 | 2533589.6 | 1152033.2408
172 | 2533589.6 | 1152033.2408 | 2533594.1831 | 1152029.1879
173 | 2533589.6 | 1152033.2408 | 2533585.5378 | 1152028.8721
174 | 2533506.0089 | 1152076.4216 | 2533534.0908 | 1152041.0584
175 | 2533517.806 | 1152021.7167 | 2533541.4772 | 1152031.6382 | 2533534.0908 | 1152041.0584
176 | 2533501.0742 | 1152121.5121 | 2533506.0089 | 1152076.4216
177 | 2533517.806 | 1152021.7167 | 2533528.663 | 1152009.6678
178 | 2533503.0028 | 1152016.2885 | 2533517.806 | 1152021.7167
179 | 2533501.0742 | 1152121.5121 | 2533512.7862 | 1152129.8872
180 | 2533501.0742 | 1152121.5121 | 2533497.4406 | 1152127.0387
181 | 2533503.0028 | 1152016.2885 | 2533477.489 | 1152006.3096
182 | 2533503.0028 | 1152016.2885 | 2533521.6853 | 1151994.9427
183 | 2533497.4406 | 1152127.0387 | 2533480.604 | 1152152.6463
184 | 2533521.6853 | 1151994.9427 | 2533545.6808 | 1151967.5265
185 | 2533477.489 | 1152006.3096 | 2533483.799 | 1151999.2301
186 | 2533483.799 | 1151999.2301 | 2533490.4314 | 1151991.7889
187 | 2533602.8927 | 1151903.2274 | 2533622.3942 | 1151881.4476
188 | 2533643.7855 | 1151857.5571 | 2533622.3942 | 1151881.4476
189 | 2533643.7855 | 1151857.5571 | 2533654.9934 | 1151868.2171 | 2533656.7978 | 1151870.6167
190 | 2533643.7855 | 1151857.5571 | 2533636.611 | 1151851.7476
191 | 2533665.1662 | 1151881.7457 | 2533656.7978 | 1151870.6167
192 | 2533630.1867 | 1151846.5456 | 2533636.611 | 1151851.7476
193 | 2533665.1662 | 1151881.7457 | 2533653.1017 | 1151893.6075
194 | 2533675.0593 | 1151897.7564 | 2533667.5653 | 1151884.9432 | 2533665.1662 | 1151881.7457
195 | 2533630.1867 | 1151846.5456 | 2533616.0557 | 1151863.7888
196 | 2533622.0116 | 1151840.1768 | 2533623.2634 | 1151840.9412 | 2533630.1867 | 1151846.5456
197 | 2533653.1017 | 1151893.6075 | 2533649.6119 | 1151897.2925
198 | 2533675.0593 | 1151897.7564 | 2533685.7965 | 1151890.8009
199 | 2533684.6654 | 1151914.1929 | 2533675.0593 | 1151897.7564
200 | 2533622.0116 | 1151840.1768 | 2533611.0257 | 1151833.0104
201 | 2533672.848 | 1151944.2619 | 2533666.5941 | 1151942.2743
202 | 2533684.6654 | 1151914.1929 | 2533694.0053 | 1151908.5868
203 | 2533580.9058 | 1151840.9867 | 2533577.606 | 1151845.815
204 | 2533580.9058 | 1151840.9867 | 2533575.3541 | 1151837.9686
205 | 2533594.645 | 1151822.3247 | 2533580.9058 | 1151840.9867
206 | 2533494.0253 | 1151979.0117 | 2533498.9953 | 1151982.1807 | 2533490.4314 | 1151991.7889
207 | 2533494.0253 | 1151979.0117 | 2533497.4664 | 1151973.0259
208 | 2533475.7824 | 1152159.9797 | 2533480.604 | 1152152.6463
209 | 2533475.7824 | 1152159.9797 | 2533442.4077 | 1152166.3859
210 | 2533437.0331 | 1152164.0885 | 2533442.4077 | 1152166.3859
211 | 2533421.9603 | 1152180.0308 | 2533426.2886 | 1152168.9324 | 2533427.2268 | 1152167.1738
212 | 2533421.9603 | 1152180.0308 | 2533426.2581 | 1152181.4174 | 2533437.0331 | 1152164.0885
213 | 2533594.645 | 1151822.3247 | 2533611.0257 | 1151833.0104
214 | 2533594.645 | 1151822.3247 | 2533579.4505 | 1151812.0869
215 | 2533579.4505 | 1151812.0869 | 2533583.6814 | 1151802.546
216 | 2533570.006 | 1151806.1435 | 2533579.4505 | 1151812.0869
217 | 2533570.006 | 1151806.1435 | 2533576.9913 | 1151793.7373 | 2533576.8866 | 1151791.9041 | 2533575.5573 | 1151789.6842 | 2533573.9765 | 1151788.3231
218 | 2533555.7837 | 1151799.8527 | 2533570.006 | 1151806.1435
219 | 2533555.7837 | 1151799.8527 | 2533546.386 | 1151818.2778
220 | 2533718.3634 | 1152292.5292 | 2533723.5698 | 1152294.9065 | 2533723.2663 | 1152300.0905 | 2533739.1041 | 1152306.1637 | 2533741.375 | 1152301.2248

## bus_geodata
| x | y | coords
0 | 2533811.4274 | 1152295.726
1 | 2533828.3173 | 1152266.326
2 | 2533805.4938 | 1152306.0546
3 | 2533852.2583 | 1152227.6969
4 | 2533838.6363 | 1152272.6817
5 | 2533820.9644 | 1152315.0337
6 | 2533842.2237 | 1152221.7485
7 | 2533853.1633 | 1152226.2417
8 | 2533846.3516 | 1152277.4337
9 | 2533870.0832 | 1152194.6494
10 | 2533863.003 | 1152231.7923
11 | 2533792.845 | 1152298.808
12 | 2533779.9599 | 1152290.6162
13 | 2533785.8112 | 1152281.2088
14 | 2533773.2149 | 1152286.5104
15 | 2533802.8388 | 1152253.8329
16 | 2533766.142 | 1152304.1758
17 | 2533736.2219 | 1152264.0167
18 | 2533816.0041 | 1152263.9269
19 | 2533814.7385 | 1152234.7137
20 | 2533792.7151 | 1152246.268
21 | 2533737.8542 | 1152261.7086
22 | 2533719.4285 | 1152290.6673
23 | 2533859.9824 | 1152181.998
24 | 2533878.1616 | 1152201.0442
25 | 2533851.4105 | 1152175.7666
26 | 2533866.1944 | 1152171.4716
27 | 2533880.0702 | 1152202.555
28 | 2533843.0683 | 1152169.6072
29 | 2533883.9865 | 1152141.725
30 | 2533954.1924 | 1152104.2642
31 | 2533828.0106 | 1152213.3781
32 | 2533824.669 | 1152209.6017
33 | 2533819.2614 | 1152152.0296
34 | 2533833.9605 | 1152130.8612
35 | 2533799.6224 | 1152135.3255
36 | 2533800.5934 | 1152173.3134
37 | 2533851.7213 | 1152105.047
38 | 2533781.5322 | 1152115.0135
39 | 2533806.3708 | 1152127.2969
40 | 2533788.2299 | 1152190.7369
41 | 2533809.6701 | 1152179.361
42 | 2533856.706 | 1152097.802
43 | 2533750.2621 | 1152141.1556
44 | 2533780.2028 | 1152113.4857
45 | 2533809.714 | 1152123.3195
46 | 2533786.0761 | 1152193.7734
47 | 2533792.3713 | 1152196.1767
48 | 2533810.8453 | 1152232.4219
49 | 2533824.0251 | 1152241.0371
50 | 2533859.8841 | 1152093.1829
51 | 2533868.9301 | 1152081.1386
52 | 2533872.4363 | 1152075.8532
53 | 2533769.9765 | 1152194.6067
54 | 2533766.7072 | 1152221.0684
55 | 2533774.0946 | 1152186.0734
56 | 2533763.3975 | 1152203.4841
57 | 2533757.1914 | 1152214.1583
58 | 2533764.2564 | 1152224.5207
59 | 2533753.2404 | 1152240.0383
60 | 2533718.412 | 1152219.6998
61 | 2533745.517 | 1152250.9182
62 | 2533753.5289 | 1152218.8679
63 | 2533745.5869 | 1152205.7371
64 | 2533752.0525 | 1152255.5043
65 | 2533731.8278 | 1152258.0508
66 | 2533755.1427 | 1152158.7768
67 | 2533768.5969 | 1152100.1473
68 | 2533765.7995 | 1152096.9324
69 | 2533760.255 | 1152091.0458
70 | 2533755.8121 | 1152086.2365
71 | 2533768.6862 | 1152083.8717
72 | 2533873.5327 | 1152074.2006
73 | 2533733.7141 | 1152104.146
74 | 2533736.6493 | 1152065.0486
75 | 2533783.5516 | 1152071.2227
76 | 2533782.3723 | 1152039.4183
77 | 2533793.4768 | 1152027.5005
78 | 2533790.4105 | 1152032.2677
79 | 2533789.8412 | 1152017.9464
80 | 2533789.0772 | 1152013.0275
81 | 2533776.182 | 1151999.1807
82 | 2533771.4119 | 1151994.0585
83 | 2533726.1081 | 1152110.3104
84 | 2533727.5433 | 1152053.2521
85 | 2533715.9526 | 1152052.3794
86 | 2533711.1512 | 1152052.6436
87 | 2533709.575 | 1152045.198
88 | 2533760.7019 | 1152003.5215
89 | 2533759.6989 | 1151982.1032
90 | 2533690.1421 | 1152056.4996
91 | 2533685.6302 | 1152074.6593
92 | 2533688.9798 | 1152022.0072
93 | 2533641.8181 | 1152181.6395
94 | 2533640.627 | 1152182.6193
95 | 2533643.9981 | 1152179.8465
96 | 2533633.8369 | 1152188.2042
97 | 2533663.063 | 1152164.1654
98 | 2533620.7797 | 1152199.0654
99 | 2533664.5865 | 1152162.9123
100 | 2533623.5967 | 1152202.5807
101 | 2533614.4814 | 1152204.3061
102 | 2533678.732 | 1152151.2775
103 | 2533700.0954 | 1152149.8879
104 | 2533684.2256 | 1152144.4476
105 | 2533593.3195 | 1152221.9145
106 | 2533577.9652 | 1152234.6888
107 | 2533567.8595 | 1152243.0963
108 | 2533539.0224 | 1152229.7517
109 | 2533599.6882 | 1152224.5901
110 | 2533518.5372 | 1152221.0182
111 | 2533528.2843 | 1152210.4632
112 | 2533543.4216 | 1152196.374
113 | 2533517.0563 | 1152182.191
114 | 2533546.721 | 1152193.536
115 | 2533552.911 | 1152187.3465
116 | 2533563.3824 | 1152176.876
117 | 2533539.0409 | 1152187.4842
118 | 2533572.8478 | 1152170.1789
119 | 2533545.4256 | 1152151.7507
120 | 2533566.8152 | 1152165.2873
121 | 2533573.8147 | 1152169.4789
122 | 2533520.8098 | 1152176.702
123 | 2533493.5693 | 1152169.5516
124 | 2533608.1422 | 1152176.3591
125 | 2533586.294 | 1152159.102
126 | 2533643.0119 | 1152111.0551
127 | 2533640.3622 | 1152113.3244
128 | 2533664.1512 | 1152092.9507
129 | 2533634.1855 | 1152107.1892
130 | 2533626.0444 | 1152125.3419
131 | 2533671.704 | 1152102.7728
132 | 2533682.4394 | 1152077.6072
133 | 2533609.0046 | 1152139.7962
134 | 2533657.0058 | 1152051.907
135 | 2533617.1233 | 1152148.0444
136 | 2533599.4381 | 1152148.4733
137 | 2533619.093 | 1152041.5663
138 | 2533695.6118 | 1152086.2
139 | 2533492.0661 | 1152168.7427
140 | 2533592.8874 | 1152142.5201
141 | 2533568.1279 | 1152128.3095
142 | 2533687.0514 | 1152019.8357
143 | 2533669.0247 | 1152037.333
144 | 2533682.8471 | 1152015.1017
145 | 2533688.5153 | 1152009.2248
146 | 2533586.832 | 1151970.9704
147 | 2533623.4203 | 1151992.7451
148 | 2533572.7088 | 1151959.1767
149 | 2533719.6156 | 1151996.5256
150 | 2533561.3157 | 1151949.6628
151 | 2533565.3565 | 1151945.149
152 | 2533548.6618 | 1151964.1206
153 | 2533573.1814 | 1151936.4099
154 | 2533593.461 | 1151913.761
155 | 2533536.2209 | 1151908.8844
156 | 2533534.6582 | 1151906.3781
157 | 2533528.6361 | 1151902.4536
158 | 2533569.6521 | 1151857.4534
159 | 2533527.318 | 1151917.2096
160 | 2533518.8517 | 1151911.2793
161 | 2533536.5852 | 1151924.1434
162 | 2533762.2672 | 1151972.2399
163 | 2533696.5205 | 1151931.8461
164 | 2533692.7654 | 1151926.9883
165 | 2533584.5629 | 1152047.6043
166 | 2533589.6 | 1152033.2408
167 | 2533594.1831 | 1152029.1879
168 | 2533585.5378 | 1152028.8721
169 | 2533534.0908 | 1152041.0584
170 | 2533506.0089 | 1152076.4216
171 | 2533517.806 | 1152021.7167
172 | 2533501.0742 | 1152121.5121
173 | 2533528.663 | 1152009.6678
174 | 2533503.0028 | 1152016.2885
175 | 2533512.7862 | 1152129.8872
176 | 2533497.4406 | 1152127.0387
177 | 2533545.6808 | 1151967.5265
178 | 2533521.6853 | 1151994.9427
179 | 2533477.489 | 1152006.3096
180 | 2533483.799 | 1151999.2301
181 | 2533602.8927 | 1151903.2274
182 | 2533622.3942 | 1151881.4476
183 | 2533643.7855 | 1151857.5571
184 | 2533656.7978 | 1151870.6167
185 | 2533636.611 | 1151851.7476
186 | 2533665.1662 | 1151881.7457
187 | 2533630.1867 | 1151846.5456
188 | 2533653.1017 | 1151893.6075
189 | 2533675.0593 | 1151897.7564
190 | 2533616.0557 | 1151863.7888
191 | 2533622.0116 | 1151840.1768
192 | 2533683.7443 | 1151947.5658
193 | 2533672.848 | 1151944.2619
194 | 2533684.6654 | 1151914.1929
195 | 2533666.5941 | 1151942.2743
196 | 2533694.0053 | 1151908.5868
197 | 2533685.7965 | 1151890.8009
198 | 2533550.821 | 1151846.0188
199 | 2533577.606 | 1151845.815
200 | 2533580.9058 | 1151840.9867
201 | 2533490.4314 | 1151991.7889
202 | 2533494.0253 | 1151979.0117
203 | 2533497.4664 | 1151973.0259
204 | 2533475.7824 | 1152159.9797
205 | 2533480.604 | 1152152.6463
206 | 2533442.4077 | 1152166.3859
207 | 2533427.2268 | 1152167.1738
208 | 2533421.9603 | 1152180.0308
209 | 2533437.0331 | 1152164.0885
210 | 2533649.6119 | 1151897.2925
211 | 2533611.0257 | 1151833.0104
212 | 2533594.645 | 1151822.3247
213 | 2533579.4505 | 1151812.0869
214 | 2533583.6814 | 1151802.546
215 | 2533570.006 | 1151806.1435
216 | 2533575.3541 | 1151837.9686
217 | 2533573.9765 | 1151788.3231
218 | 2533555.7837 | 1151799.8527
219 | 2533718.3634 | 1152292.5292
220 | 2533741.375 | 1152301.2248
221 | 2533546.386 | 1151818.2778
222 | 2533664.1512 | 1152092.9507

## line_std_types
| c_nf_per_km | r_ohm_per_km | x_ohm_per_km | max_i_ka | type | q_mm2 | alpha | voltage_rating
NAYY 4x50 SE | 210 | 0.642 | 0.083 | 0.142 | cs | 50 | 0.00403 | LV
NAYY 4x120 SE | 264 | 0.225 | 0.08 | 0.242 | cs | 120 | 0.00403 | LV
NAYY 4x150 SE | 261 | 0.208 | 0.08 | 0.27 | cs | 150 | 0.00403 | LV
NA2XS2Y 1x95 RM/25 12/20 kV | 216 | 0.313 | 0.132 | 0.252 | cs | 95 | 0.00403 | MV
NA2XS2Y 1x185 RM/25 12/20 kV | 273 | 0.161 | 0.117 | 0.362 | cs | 185 | 0.00403 | MV
NA2XS2Y 1x240 RM/25 12/20 kV | 304 | 0.122 | 0.112 | 0.421 | cs | 240 | 0.00403 | MV
NA2XS2Y 1x95 RM/25 6/10 kV | 315 | 0.313 | 0.123 | 0.249 | cs | 95 | 0.00403 | MV
NA2XS2Y 1x185 RM/25 6/10 kV | 406 | 0.161 | 0.11 | 0.358 | cs | 185 | 0.00403 | MV
NA2XS2Y 1x240 RM/25 6/10 kV | 456 | 0.122 | 0.105 | 0.416 | cs | 240 | 0.00403 | MV
NA2XS2Y 1x150 RM/25 12/20 kV | 250 | 0.206 | 0.116 | 0.319 | cs | 150 | 0.00403 | MV
NA2XS2Y 1x120 RM/25 12/20 kV | 230 | 0.253 | 0.119 | 0.283 | cs | 120 | 0.00403 | MV
NA2XS2Y 1x70 RM/25 12/20 kV | 190 | 0.443 | 0.132 | 0.22 | cs | 70 | 0.00403 | MV
NA2XS2Y 1x150 RM/25 6/10 kV | 360 | 0.206 | 0.11 | 0.315 | cs | 150 | 0.00403 | MV
NA2XS2Y 1x120 RM/25 6/10 kV | 340 | 0.253 | 0.113 | 0.28 | cs | 120 | 0.00403 | MV
NA2XS2Y 1x70 RM/25 6/10 kV | 280 | 0.443 | 0.123 | 0.217 | cs | 70 | 0.00403 | MV
N2XS(FL)2Y 1x120 RM/35 64/110 kV | 112 | 0.153 | 0.166 | 0.366 | cs | 120 | 0.00393 | HV
N2XS(FL)2Y 1x185 RM/35 64/110 kV | 125 | 0.099 | 0.156 | 0.457 | cs | 185 | 0.00393 | HV
N2XS(FL)2Y 1x240 RM/35 64/110 kV | 135 | 0.075 | 0.149 | 0.526 | cs | 240 | 0.00393 | HV
N2XS(FL)2Y 1x300 RM/35 64/110 kV | 144 | 0.06 | 0.144 | 0.588 | cs | 300 | 0.00393 | HV
15-AL1/3-ST1A 0.4 | 11 | 1.8769 | 0.35 | 0.105 | ol | 16 | 0.00403 | LV
24-AL1/4-ST1A 0.4 | 11.25 | 1.2012 | 0.335 | 0.14 | ol | 24 | 0.00403 | LV
48-AL1/8-ST1A 0.4 | 12.2 | 0.5939 | 0.3 | 0.21 | ol | 48 | 0.00403 | LV
94-AL1/15-ST1A 0.4 | 13.2 | 0.306 | 0.29 | 0.35 | ol | 94 | 0.00403 | LV
34-AL1/6-ST1A 10.0 | 9.7 | 0.8342 | 0.36 | 0.17 | ol | 34 | 0.00403 | MV
48-AL1/8-ST1A 10.0 | 10.1 | 0.5939 | 0.35 | 0.21 | ol | 48 | 0.00403 | MV
70-AL1/11-ST1A 10.0 | 10.4 | 0.4132 | 0.339 | 0.29 | ol | 70 | 0.00403 | MV
94-AL1/15-ST1A 10.0 | 10.75 | 0.306 | 0.33 | 0.35 | ol | 94 | 0.00403 | MV
122-AL1/20-ST1A 10.0 | 11.1 | 0.2376 | 0.323 | 0.41 | ol | 122 | 0.00403 | MV
149-AL1/24-ST1A 10.0 | 11.25 | 0.194 | 0.315 | 0.47 | ol | 149 | 0.00403 | MV
34-AL1/6-ST1A 20.0 | 9.15 | 0.8342 | 0.382 | 0.17 | ol | 34 | 0.00403 | MV
48-AL1/8-ST1A 20.0 | 9.5 | 0.5939 | 0.372 | 0.21 | ol | 48 | 0.00403 | MV
70-AL1/11-ST1A 20.0 | 9.7 | 0.4132 | 0.36 | 0.29 | ol | 70 | 0.00403 | MV
94-AL1/15-ST1A 20.0 | 10 | 0.306 | 0.35 | 0.35 | ol | 94 | 0.00403 | MV
122-AL1/20-ST1A 20.0 | 10.3 | 0.2376 | 0.344 | 0.41 | ol | 122 | 0.00403 | MV
149-AL1/24-ST1A 20.0 | 10.5 | 0.194 | 0.337 | 0.47 | ol | 149 | 0.00403 | MV
184-AL1/30-ST1A 20.0 | 10.75 | 0.1571 | 0.33 | 0.535 | ol | 184 | 0.00403 | MV
243-AL1/39-ST1A 20.0 | 11 | 0.1188 | 0.32 | 0.645 | ol | 243 | 0.00403 | MV
48-AL1/8-ST1A 110.0 | 8 | 0.5939 | 0.46 | 0.21 | ol | 48 | 0.00403 | HV
70-AL1/11-ST1A 110.0 | 8.4 | 0.4132 | 0.45 | 0.29 | ol | 70 | 0.00403 | HV
94-AL1/15-ST1A 110.0 | 8.65 | 0.306 | 0.44 | 0.35 | ol | 94 | 0.00403 | HV
122-AL1/20-ST1A 110.0 | 8.5 | 0.2376 | 0.43 | 0.41 | ol | 122 | 0.00403 | HV
149-AL1/24-ST1A 110.0 | 8.75 | 0.194 | 0.41 | 0.47 | ol | 149 | 0.00403 | HV
184-AL1/30-ST1A 110.0 | 8.8 | 0.1571 | 0.4 | 0.535 | ol | 184 | 0.00403 | HV
243-AL1/39-ST1A 110.0 | 9 | 0.1188 | 0.39 | 0.645 | ol | 243 | 0.00403 | HV
305-AL1/39-ST1A 110.0 | 9.2 | 0.0949 | 0.38 | 0.74 | ol | 305 | 0.00403 | HV
490-AL1/64-ST1A 110.0 | 9.75 | 0.059 | 0.37 | 0.96 | ol | 490 | 0.00403 | HV
679-AL1/86-ST1A 110.0 | 9.95 | 0.042 | 0.36 | 1.15 | ol | 679 | 0.00403 | HV
490-AL1/64-ST1A 220.0 | 10 | 0.059 | 0.285 | 0.96 | ol | 490 | 0.00403 | HV
679-AL1/86-ST1A 220.0 | 11.7 | 0.042 | 0.275 | 1.15 | ol | 679 | 0.00403 | HV
490-AL1/64-ST1A 380.0 | 11 | 0.059 | 0.253 | 0.96 | ol | 490 | 0.00403 | HV
679-AL1/86-ST1A 380.0 | 14.6 | 0.042 | 0.25 | 1.15 | ol | 679 | 0.00403 | HV

## trafo_std_types
| i0_percent | pfe_kw | vkr_percent | sn_mva | vn_lv_kv | vn_hv_kv | vk_percent | shift_degree | vector_group | tap_side | tap_neutral | tap_min | tap_max | tap_step_degree | tap_step_percent | tap_phase_shifter
160 MVA 380/110 kV | 0.06 | 60 | 0.25 | 160 | 110 | 380 | 12.2 | 0 | Yy0 | hv | 0 | -9 | 9 | 0 | 1.5 | FALSE
100 MVA 220/110 kV | 0.06 | 55 | 0.26 | 100 | 110 | 220 | 12 | 0 | Yy0 | hv | 0 | -9 | 9 | 0 | 1.5 | FALSE
63 MVA 110/20 kV | 0.04 | 22 | 0.32 | 63 | 20 | 110 | 18 | 150 | YNd5 | hv | 0 | -9 | 9 | 0 | 1.5 | FALSE
40 MVA 110/20 kV | 0.05 | 18 | 0.34 | 40 | 20 | 110 | 16.2 | 150 | YNd5 | hv | 0 | -9 | 9 | 0 | 1.5 | FALSE
25 MVA 110/20 kV | 0.07 | 14 | 0.41 | 25 | 20 | 110 | 12 | 150 | YNd5 | hv | 0 | -9 | 9 | 0 | 1.5 | FALSE
63 MVA 110/10 kV | 0.04 | 22 | 0.32 | 63 | 10 | 110 | 18 | 150 | YNd5 | hv | 0 | -9 | 9 | 0 | 1.5 | FALSE
40 MVA 110/10 kV | 0.05 | 18 | 0.34 | 40 | 10 | 110 | 16.2 | 150 | YNd5 | hv | 0 | -9 | 9 | 0 | 1.5 | FALSE
25 MVA 110/10 kV | 0.07 | 14 | 0.41 | 25 | 10 | 110 | 12 | 150 | YNd5 | hv | 0 | -9 | 9 | 0 | 1.5 | FALSE
0.25 MVA 20/0.4 kV | 0.32 | 0.8 | 1.44 | 0.25 | 0.4 | 20 | 6 | 150 | Yzn5 | hv | 0 | -2 | 2 | 0 | 2.5 | FALSE
0.4 MVA 20/0.4 kV | 0.3375 | 1.35 | 1.425 | 0.4 | 0.4 | 20 | 6 | 150 | Dyn5 | hv | 0 | -2 | 2 | 0 | 2.5 | FALSE
0.63 MVA 20/0.4 kV | 0.2619 | 1.65 | 1.206 | 0.63 | 0.4 | 20 | 6 | 150 | Dyn5 | hv | 0 | -2 | 2 | 0 | 2.5 | FALSE
0.25 MVA 10/0.4 kV | 0.24 | 0.6 | 1.2 | 0.25 | 0.4 | 10 | 4 | 150 | Dyn5 | hv | 0 | -2 | 2 | 0 | 2.5 | FALSE
0.4 MVA 10/0.4 kV | 0.2375 | 0.95 | 1.325 | 0.4 | 0.4 | 10 | 4 | 150 | Dyn5 | hv | 0 | -2 | 2 | 0 | 2.5 | FALSE
0.63 MVA 10/0.4 kV | 0.1873 | 1.18 | 1.0794 | 0.63 | 0.4 | 10 | 4 | 150 | Dyn5 | hv | 0 | -2 | 2 | 0 | 2.5 | FALSE

## trafo3w_std_types
| sn_hv_mva | sn_mv_mva | sn_lv_mva | vn_hv_kv | vn_mv_kv | vn_lv_kv | vk_hv_percent | vk_mv_percent | vk_lv_percent | vkr_hv_percent | vkr_mv_percent | vkr_lv_percent | pfe_kw | i0_percent | shift_mv_degree | shift_lv_degree | vector_group | tap_side | tap_neutral | tap_min | tap_max | tap_step_percent
63/25/38 MVA 110/20/10 kV | 63 | 25 | 38 | 110 | 20 | 10 | 10.4 | 10.4 | 10.4 | 0.28 | 0.32 | 0.35 | 35 | 0.89 | 0 | 0 | YN0yn0yn0 | hv | 0 | -10 | 10 | 1.2
63/25/38 MVA 110/10/10 kV | 63 | 25 | 38 | 110 | 10 | 10 | 10.4 | 10.4 | 10.4 | 0.28 | 0.32 | 0.35 | 35 | 0.89 | 0 | 0 | YN0yn0yn0 | hv | 0 | -10 | 10 | 1.2

## fuse_std_types
| fuse_type | i_rated_a | t_avg | t_min | t_total | x_avg | x_min | x_total
HV 100A | HV 100A | 100 | 0 | [10.0, 3.64, 0.854, 0.281, 0.1, 0.0531, 0.022, 0.01] | [10.0, 4.267, 1.21, 0.403, 0.1, 0.058, 0.022, 0.01] | 0 | [300.0, 350.0, 450.0, 550.0, 700.0, 850.0, 1200.0, 1752.0] | [600.0, 700.0, 900.0, 1150.0, 1665.0, 2000.0, 3000.0, 4313.0]
HV 10A | HV 10A | 10 | 0 | [10.0, 1675.0, 0.344, 0.156, 0.1, 0.0417, 0.0171, 0.01] | [10.0, 1.3, 0.3, 0.155, 0.1, 0.0555, 0.023, 0.01] | 0 | [30.0, 32.0, 35.0, 37.0, 39.0, 50.0, 70.0, 88.0] | [60.0, 70.0, 80.0, 87.0, 94.0, 110.0, 150.0, 216.0]
HV 125A | HV 125A | 125 | 0 | [10.0, 1.82, 0.344, 0.1, 0.0467, 0.0269, 0.01] | [10.0, 2.478, 0.426, 0.1, 0.0427, 0.0211, 0.01] | 0 | [375.0, 500.0, 700.0, 925.0, 1200.0, 1500.0, 2341.0] | [750.0, 1000.0, 1500.0, 2200.0, 3000.0, 4000.0, 5765.0]
HV 160A | HV 160A | 160 | 0 | [10.0, 4.15, 1.03, 0.198, 0.1, 0.051, 0.0172, 0.01] | [10.0, 2.3, 0.734, 0.274, 0.1, 0.046, 0.0177, 0.01] | 0 | [480.0, 550.0, 700.0, 1000.0, 1260.0, 1600.0, 2500.0, 3227.0] | [960.0, 1300.0, 1700.0, 2200.0, 2996.0, 4000.0, 6000.0, 7946.0]
HV 16A | HV 16A | 16 | 0 | [10.0, 0.352, 0.164, 0.1, 0.0649, 0.0342, 0.01] | [10.0, 2.34, 0.722, 0.181, 0.1, 0.055, 0.0296, 0.01] | 0 | [48.0, 60.0, 65.0, 71.0, 80.0, 100.0, 162.0] | [96.0, 110.0, 125.0, 150.0, 168.0, 200.0, 250.0, 398.0]
HV 200A | HV 200A | 200 | 0 | [10.0, 4.267, 1.21, 0.403, 0.1, 0.058, 0.022, 0.01] | [10.0, 3.73, 1.654, 0.328, 0.1, 0.0531, 0.019, 0.01] | 0 | [600.0, 700.0, 900.0, 1150.0, 1665.0, 2000.0, 3000.0, 4313.0] | [1200.0, 1500.0, 1800.0, 2700.0, 3960.0, 5000.0, 7500.0, 10620.0]
HV 20A | HV 20A | 20 | 0 | [10.0, 1.3, 0.3, 0.155, 0.1, 0.0555, 0.023, 0.01] | [10.0, 1.3, 0.161, 0.1, 0.0611, 0.0399, 0.0141, 0.01] | 0 | [60.0, 70.0, 80.0, 87.0, 94.0, 110.0, 150.0, 216.0] | [120.0, 150.0, 200.0, 223.0, 260.0, 300.0, 450.0, 532.0]
HV 25A | HV 25A | 25 | 0 | [10.0, 2.512, 0.833, 0.299, 0.1, 0.0372, 0.0223, 0.01] | [10.0, 3.125, 0.597, 0.198, 0.1, 0.0378, 0.022, 0.01] | 0 | [75.0, 82.0, 90.0, 100.0, 124.0, 170.0, 200.0, 289.0] | [150.0, 170.0, 210.0, 250.0, 294.0, 400.0, 500.0, 711.0]
HV 31.5A | HV 31.5A | 31.5 | 0 | [10.0, 2.34, 0.722, 0.181, 0.1, 0.055, 0.0296, 0.01] | [10.0, 2.84, 0.368, 0.164, 0.1, 0.0621, 0.0378, 0.0195, 0.01] | 0 | [95.0, 110.0, 125.0, 150.0, 165.0, 200.0, 250.0, 390.0] | [189.0, 220.0, 300.0, 350.0, 393.0, 450.0, 530.0, 700.0, 960.0]
HV 40A | HV 40A | 40 | 0 | [10.0, 1.3, 0.161, 0.1, 0.0611, 0.0399, 0.0141, 0.01] | [10.0, 2.05, 0.369, 0.198, 0.1, 0.051, 0.0298, 0.01] | 0 | [120.0, 150.0, 200.0, 223.0, 260.0, 300.0, 450.0, 532.0] | [240.0, 300.0, 400.0, 450.0, 530.0, 650.0, 800.0, 1311.0]
HV 50A | HV 50A | 50 | 0 | [10.0, 3.215, 0.597, 0.198, 0.1, 0.0378, 0.022, 0.01] | [10.0, 3.64, 0.854, 0.281, 0.1, 0.0531, 0.022, 0.01] | 0 | [150.0, 170.0, 210.0, 250.0, 294.0, 400.0, 500.0, 711.0] | [300.0, 350.0, 450.0, 550.0, 700.0, 850.0, 1200.0, 1752.0]
HV 6.3A | HV 6.3A | 6.3 | 0 | [10.0, 1.39, 0.344, 0.168, 0.1, 0.056, 0.0263, 0.01] | [10.0, 1.711, 0.516, 0.198, 0.1, 0.0634, 0.0303, 0.01] | 0 | [19.0, 19.5, 20.4, 20.8, 22.0, 25.0, 32.0, 48.0] | [38.0, 40.0, 43.0, 48.0, 53.0, 60.0, 75.0, 118.0]
HV 63A | HV 63A | 63 | 0 | [10.0, 2.84, 0.368, 0.164, 0.1, 0.0621, 0.0378, 0.0195, 0.01] | [10.0, 1.82, 0.344, 0.1, 0.0467, 0.0269, 0.01] | 0 | [189.0, 220.0, 300.0, 350.0, 393.0, 450.0, 530.0, 700.0, 961.0] | [378.0, 500.0, 700.0, 934.0, 1200.0, 1500.0, 2366.0]
HV 80A | HV 80A | 80 | 0 | [10.0, 2.05, 0.369, 0.198, 0.1, 0.051, 0.0298, 0.01] | [10.0, 4.15, 1.03, 0.198, 0.1, 0.051, 0.0172, 0.01] | 0 | [240.0, 300.0, 400.0, 450.0, 530.0, 650.0, 800.0, 1311.0] | [480.0, 550.0, 700.0, 1000.0, 1260.0, 1600.0, 2500.0, 3227.0]
Siemens NH-1-100 | Siemens NH-1-100 | 100 | [5400.0, 2000.0, 400.0, 20.0, 1.0, 0.2, 0.012, 0.004] | 0 | 0 | [150.0, 190.0, 250.0, 430.0, 900.0, 1250.0, 2700.0, 3600.0] | 0 | 0
Siemens NH-1-125 | Siemens NH-1-125 | 125 | [4800.0, 120.0, 7.0, 0.1, 0.004] | 0 | 0 | [180.0, 400.0, 740.0, 2000.0, 4250.0] | 0 | 0
Siemens NH-1-16 | Siemens NH-1-16 | 16 | [4000.0, 400.0, 2.0, 0.1, 0.04, 0.01] | 0 | 0 | [26.0, 35.0, 75.0, 150.0, 200.0, 300.0] | 0 | 0
Siemens NH-1-160 | Siemens NH-1-160 | 160 | [4800.0, 120.0, 7.0, 0.1, 0.004] | 0 | 0 | [210.0, 500.0, 900.0, 2300.0, 5000.0] | 0 | 0
Siemens NH-1-25 | Siemens NH-1-25 | 25 | [4000.0, 1000.0, 10.0, 0.2, 0.02, 0.01] | 0 | 0 | [40.0, 50.0, 100.0, 210.0, 400.0, 500.0] | 0 | 0
Siemens NH-1-50 | Siemens NH-1-50 | 50 | [4000.0, 40.0, 4.0, 1.0, 0.02, 0.01] | 0 | 0 | [86.0, 200.0, 300.0, 400.0, 1000.0, 1280.0] | 0 | 0
Siemens NH-1-63 | Siemens NH-1-63 | 63 | [4000.0, 100.0, 10.0, 2.0, 0.04, 0.01] | 0 | 0 | [100.0, 200.0, 300.0, 400.0, 1000.0, 1500.0] | 0 | 0
Siemens NH-1-80 | Siemens NH-1-80 | 80 | [4800.0, 120.0, 7.0, 0.1, 0.01] | 0 | 0 | [150.58, 250.0, 450.0, 1150.0, 2470.0] | 0 | 0
Siemens NH-2-1000 | Siemens NH-2-1000 | 1000 | [4800.0, 120.0, 7.0, 0.1, 0.004] | 0 | 0 | [1900.0, 3500.0, 8400.0, 24000.0, 52000.0] | 0 | 0
Siemens NH-2-200 | Siemens NH-2-200 | 200 | [4800.0, 120.0, 7.0, 0.1, 0.004] | 0 | 0 | [280.0, 650.0, 1200.0, 3000.0, 7000.0] | 0 | 0
Siemens NH-2-224 | Siemens NH-2-224 | 224 | [4800.0, 120.0, 7.0, 0.2, 0.04, 0.004] | 0 | 0 | [400.0, 750.0, 1453.0, 3025.0, 4315.0, 7600.0] | 0 | 0
Siemens NH-2-250 | Siemens NH-2-250 | 250 | [4800.0, 120.0, 7.0, 0.1, 0.004] | 0 | 0 | [450.0, 800.0, 1650.0, 4000.0, 8500.0] | 0 | 0
Siemens NH-2-315 | Siemens NH-2-315 | 315 | [4800.0, 120.0, 7.0, 0.1, 0.004] | 0 | 0 | [550.0, 920.0, 1900.0, 5000.0, 11000.0] | 0 | 0
Siemens NH-2-355 | Siemens NH-2-355 | 355 | [4800.0, 120.0, 6.0, 0.1, 0.004] | 0 | 0 | [650.0, 1116.27, 2350.0, 5840.0, 12790.0] | 0 | 0
Siemens NH-2-400 | Siemens NH-2-400 | 400 | [4800.0, 120.0, 7.0, 0.1, 0.004] | 0 | 0 | [720.0, 1350.0, 2800.0, 6500.0, 15000.0] | 0 | 0
Siemens NH-2-425 | Siemens NH-2-425 | 425 | [4800.0, 120.0, 7.0, 0.1, 0.004] | 0 | 0 | [850.0, 1500.0, 3050.0, 7500.0, 16500.0] | 0 | 0
Siemens NH-2-630 | Siemens NH-2-630 | 630 | [4800.0, 120.0, 7.0, 0.1, 0.004] | 0 | 0 | [1200.0, 2000.0, 4800.0, 12000.0, 26000.0] | 0 | 0

## dtypes
| element | column | dtype
0 | bus | name | object
1 | bus | vn_kv | float64
2 | bus | type | object
3 | bus | zone | object
4 | bus | in_service | bool
5 | load | name | object
6 | load | bus | uint32
7 | load | p_mw | float64
8 | load | q_mvar | float64
9 | load | const_z_percent | float64
10 | load | const_i_percent | float64
11 | load | sn_mva | float64
12 | load | scaling | float64
13 | load | in_service | bool
14 | load | type | object
15 | ext_grid | name | object
16 | ext_grid | bus | uint32
17 | ext_grid | vm_pu | float64
18 | ext_grid | va_degree | float64
19 | ext_grid | slack_weight | float64
20 | ext_grid | in_service | bool
21 | line | name | object
22 | line | std_type | object
23 | line | from_bus | uint32
24 | line | to_bus | uint32
25 | line | length_km | float64
26 | line | r_ohm_per_km | float64
27 | line | x_ohm_per_km | float64
28 | line | c_nf_per_km | float64
29 | line | g_us_per_km | float64
30 | line | max_i_ka | float64
31 | line | df | float64
32 | line | parallel | uint32
33 | line | type | object
34 | line | in_service | bool
35 | trafo | name | object
36 | trafo | std_type | object
37 | trafo | hv_bus | uint32
38 | trafo | lv_bus | uint32
39 | trafo | sn_mva | float64
40 | trafo | vn_hv_kv | float64
41 | trafo | vn_lv_kv | float64
42 | trafo | vk_percent | float64
43 | trafo | vkr_percent | float64
44 | trafo | pfe_kw | float64
45 | trafo | i0_percent | float64
46 | trafo | shift_degree | float64
47 | trafo | tap_side | object
48 | trafo | tap_neutral | int32
49 | trafo | tap_min | int32
50 | trafo | tap_max | int32
51 | trafo | tap_step_percent | float64
52 | trafo | tap_step_degree | float64
53 | trafo | tap_pos | int32
54 | trafo | tap_phase_shifter | bool
55 | trafo | parallel | uint32
56 | trafo | df | float64
57 | trafo | in_service | bool
58 | line_geodata | coords | object
59 | bus_geodata | x | float64
60 | bus_geodata | y | float64
61 | bus_geodata | coords | object

## parameters
| version | format_version | converged | OPF_converged | name | f_hz | sn_mva
0 | 2.14.6 | 2.14.0 | FALSE | FALSE |  | 50 | 1