## bus
| name | vn_kv | type | zone | in_service
0 | bus_LV_5649-5_0_8_node_0 | 0.4 | n |  | TRUE
1 | bus_LV_5649-5_0_8_node_1 | 0.4 | n |  | TRUE
2 | bus_LV_5649-5_0_8_node_2 | 0.4 | n |  | TRUE
3 | bus_LV_5649-5_0_8_node_109 | 0.4 | n |  | TRUE
4 | bus_LV_5649-5_0_8_node_3 | 0.4 | n |  | TRUE
5 | bus_LV_5649-5_0_8_node_14 | 0.4 | n |  | TRUE
6 | bus_LV_5649-5_0_8_node_16 | 0.4 | n |  | TRUE
7 | bus_LV_5649-5_0_8_node_13 | 0.4 | n |  | TRUE
8 | bus_LV_5649-5_0_8_node_15 | 0.4 | n |  | TRUE
9 | bus_LV_5649-5_0_8_node_17 | 0.4 | n |  | TRUE
10 | bus_LV_5649-5_0_8_node_76 | 0.4 | n |  | TRUE
11 | bus_LV_5649-5_0_8_node_73 | 0.4 | n |  | TRUE
12 | bus_LV_5649-5_0_8_node_21 | 0.4 | n |  | TRUE
13 | bus_LV_5649-5_0_8_node_19 | 0.4 | n |  | TRUE
14 | bus_LV_5649-5_0_8_node_23 | 0.4 | n |  | TRUE
15 | bus_LV_5649-5_0_8_node_48 | 0.4 | n |  | TRUE
16 | bus_LV_5649-5_0_8_node_49 | 0.4 | n |  | TRUE
17 | bus_LV_5649-5_0_8_node_46 | 0.4 | n |  | TRUE
18 | bus_LV_5649-5_0_8_node_20 | 0.4 | n |  | TRUE
19 | bus_LV_5649-5_0_8_node_27 | 0.4 | n |  | TRUE
20 | bus_LV_5649-5_0_8_node_159 | 0.4 | n |  | TRUE
21 | bus_LV_5649-5_0_8_node_158 | 0.4 | n |  | TRUE
22 | bus_LV_5649-5_0_8_node_24 | 0.4 | n |  | TRUE
23 | bus_LV_5649-5_0_8_node_28 | 0.4 | n |  | TRUE
24 | bus_LV_5649-5_0_8_node_29 | 0.4 | n |  | TRUE
25 | bus_LV_5649-5_0_8_node_30 | 0.4 | n |  | TRUE
26 | bus_LV_5649-5_0_8_node_31 | 0.4 | n |  | TRUE
27 | bus_LV_5649-5_0_8_node_78 | 0.4 | n |  | TRUE
28 | bus_LV_5649-5_0_8_node_32 | 0.4 | n |  | TRUE
29 | bus_LV_5649-5_0_8_node_33 | 0.4 | n |  | TRUE
30 | bus_LV_5649-5_0_8_node_34 | 0.4 | n |  | TRUE
31 | bus_LV_5649-5_0_8_node_35 | 0.4 | n |  | TRUE
32 | bus_LV_5649-5_0_8_node_36 | 0.4 | n |  | TRUE
33 | bus_LV_5649-5_0_8_node_37 | 0.4 | n |  | TRUE
34 | bus_LV_5649-5_0_8_node_108 | 0.4 | n |  | TRUE
35 | bus_LV_5649-5_0_8_node_61 | 0.4 | n |  | TRUE
36 | bus_LV_5649-5_0_8_node_110 | 0.4 | n |  | TRUE
37 | bus_LV_5649-5_0_8_node_38 | 0.4 | n |  | TRUE
38 | bus_LV_5649-5_0_8_node_39 | 0.4 | n |  | TRUE
39 | bus_LV_5649-5_0_8_node_40 | 0.4 | n |  | TRUE
40 | bus_LV_5649-5_0_8_node_41 | 0.4 | n |  | TRUE
41 | bus_LV_5649-5_0_8_node_77 | 0.4 | n |  | TRUE
42 | bus_LV_5649-5_0_8_node_82 | 0.4 | n |  | TRUE
43 | bus_LV_5649-5_0_8_node_80 | 0.4 | n |  | TRUE
44 | bus_LV_5649-5_0_8_node_213 | 0.4 | n |  | TRUE
45 | bus_LV_5649-5_0_8_node_53 | 0.4 | n |  | TRUE
46 | bus_LV_5649-5_0_8_node_54 | 0.4 | n |  | TRUE
47 | bus_LV_5649-5_0_8_node_55 | 0.4 | n |  | TRUE
48 | bus_LV_5649-5_0_8_node_56 | 0.4 | n |  | TRUE
49 | bus_LV_5649-5_0_8_node_57 | 0.4 | n |  | TRUE
50 | bus_LV_5649-5_0_8_node_58 | 0.4 | n |  | TRUE
51 | bus_LV_5649-5_0_8_node_59 | 0.4 | n |  | TRUE
52 | bus_LV_5649-5_0_8_node_62 | 0.4 | n |  | TRUE
53 | bus_LV_5649-5_0_8_node_85 | 0.4 | n |  | TRUE
54 | bus_LV_5649-5_0_8_node_60 | 0.4 | n |  | TRUE
55 | bus_LV_5649-5_0_8_node_112 | 0.4 | n |  | TRUE
56 | bus_LV_5649-5_0_8_node_84 | 0.4 | n |  | TRUE
57 | bus_LV_5649-5_0_8_node_70 | 0.4 | n |  | TRUE
58 | bus_LV_5649-5_0_8_node_71 | 0.4 | n |  | TRUE
59 | bus_LV_5649-5_0_8_node_72 | 0.4 | n |  | TRUE
60 | bus_LV_5649-5_0_8_node_212 | 0.4 | n |  | TRUE
61 | bus_LV_5649-5_0_8_node_74 | 0.4 | n |  | TRUE
62 | bus_LV_5649-5_0_8_node_75 | 0.4 | n |  | TRUE
63 | bus_LV_5649-5_0_8_node_79 | 0.4 | n |  | TRUE
64 | bus_LV_5649-5_0_8_node_83 | 0.4 | n |  | TRUE
65 | bus_LV_5649-5_0_8_node_81 | 0.4 | n |  | TRUE
66 | bus_LV_5649-5_0_8_node_93 | 0.4 | n |  | TRUE
67 | bus_LV_5649-5_0_8_node_94 | 0.4 | n |  | TRUE
68 | bus_LV_5649-5_0_8_node_95 | 0.4 | n |  | TRUE
69 | bus_LV_5649-5_0_8_node_150 | 0.4 | n |  | TRUE
70 | bus_LV_5649-5_0_8_node_111 | 0.4 | n |  | TRUE
71 | bus_LV_5649-5_0_8_node_113 | 0.4 | n |  | TRUE
72 | bus_LV_5649-5_0_8_node_114 | 0.4 | n |  | TRUE
73 | bus_LV_5649-5_0_8_node_153 | 0.4 | n |  | TRUE
74 | bus_LV_5649-5_0_8_node_151 | 0.4 | n |  | TRUE
75 | bus_LV_5649-5_0_8_node_154 | 0.4 | n |  | TRUE
76 | bus_LV_5649-5_0_8_node_152 | 0.4 | n |  | TRUE
77 | bus_LV_5649-5_0_8_node_157 | 0.4 | n |  | TRUE
78 | bus_LV_5649-5_0_8_node_7 | 0.4 | n |  | TRUE
79 | bus_LV_5649-5_0_8_node_4 | 0.4 | n |  | TRUE
80 | bus_LV_5649-5_0_8_node_160 | 0.4 | n |  | TRUE
81 | bus_LV_5649-5_0_8_node_43 | 0.4 | n |  | TRUE
82 | bus_LV_5649-5_0_8_node_5 | 0.4 | n |  | TRUE
83 | bus_LV_5649-5_0_8_node_6 | 0.4 | n |  | TRUE
84 | bus_LV_5649-5_0_8_node_106 | 0.4 | n |  | TRUE
85 | bus_LV_5649-5_0_8_node_104 | 0.4 | n |  | TRUE
86 | bus_LV_5649-5_0_8_node_69 | 0.4 | n |  | TRUE
87 | bus_LV_5649-5_0_8_node_42 | 0.4 | n |  | TRUE
88 | bus_LV_5649-5_0_8_node_8 | 0.4 | n |  | TRUE
89 | bus_LV_5649-5_0_8_node_9 | 0.4 | n |  | TRUE
90 | bus_LV_5649-5_0_8_node_10 | 0.4 | n |  | TRUE
91 | bus_LV_5649-5_0_8_node_11 | 0.4 | n |  | TRUE
92 | bus_LV_5649-5_0_8_node_12 | 0.4 | n |  | TRUE
93 | bus_LV_5649-5_0_8_node_88 | 0.4 | n |  | TRUE
94 | bus_LV_5649-5_0_8_node_90 | 0.4 | n |  | TRUE
95 | bus_LV_5649-5_0_8_node_86 | 0.4 | n |  | TRUE
96 | bus_LV_5649-5_0_8_node_26 | 0.4 | n |  | TRUE
97 | bus_LV_5649-5_0_8_node_211 | 0.4 | n |  | TRUE
98 | bus_LV_5649-5_0_8_node_18 | 0.4 | n |  | TRUE
99 | bus_LV_5649-5_0_8_node_22 | 0.4 | n |  | TRUE
100 | bus_LV_5649-5_0_8_node_25 | 0.4 | n |  | TRUE
101 | bus_LV_5649-5_0_8_node_47 | 0.4 | n |  | TRUE
102 | bus_LV_5649-5_0_8_node_44 | 0.4 | n |  | TRUE
103 | bus_LV_5649-5_0_8_node_45 | 0.4 | n |  | TRUE
104 | bus_LV_5649-5_0_8_node_50 | 0.4 | n |  | TRUE
105 | bus_LV_5649-5_0_8_node_51 | 0.4 | n |  | TRUE
106 | bus_LV_5649-5_0_8_node_52 | 0.4 | n |  | TRUE
107 | bus_LV_5649-5_0_8_node_63 | 0.4 | n |  | TRUE
108 | bus_LV_5649-5_0_8_node_65 | 0.4 | n |  | TRUE
109 | bus_LV_5649-5_0_8_node_68 | 0.4 | n |  | TRUE
110 | bus_LV_5649-5_0_8_node_92 | 0.4 | n |  | TRUE
111 | bus_LV_5649-5_0_8_node_91 | 0.4 | n |  | TRUE
112 | bus_LV_5649-5_0_8_node_87 | 0.4 | n |  | TRUE
113 | bus_LV_5649-5_0_8_node_89 | 0.4 | n |  | TRUE
114 | bus_LV_5649-5_0_8_node_96 | 0.4 | n |  | TRUE
115 | bus_LV_5649-5_0_8_node_97 | 0.4 | n |  | TRUE
116 | bus_LV_5649-5_0_8_node_98 | 0.4 | n |  | TRUE
117 | bus_LV_5649-5_0_8_node_99 | 0.4 | n |  | TRUE
118 | bus_LV_5649-5_0_8_node_100 | 0.4 | n |  | TRUE
119 | bus_LV_5649-5_0_8_node_101 | 0.4 | n |  | TRUE
120 | bus_LV_5649-5_0_8_node_194 | 0.4 | n |  | TRUE
121 | bus_LV_5649-5_0_8_node_149 | 0.4 | n |  | TRUE
122 | bus_LV_5649-5_0_8_node_167 | 0.4 | n |  | TRUE
123 | bus_LV_5649-5_0_8_node_102 | 0.4 | n |  | TRUE
124 | bus_LV_5649-5_0_8_node_195 | 0.4 | n |  | TRUE
125 | bus_LV_5649-5_0_8_node_191 | 0.4 | n |  | TRUE
126 | bus_LV_5649-5_0_8_node_193 | 0.4 | n |  | TRUE
127 | bus_LV_5649-5_0_8_node_169 | 0.4 | n |  | TRUE
128 | bus_LV_5649-5_0_8_node_166 | 0.4 | n |  | TRUE
129 | bus_LV_5649-5_0_8_node_103 | 0.4 | n |  | TRUE
130 | bus_LV_5649-5_0_8_node_118 | 0.4 | n |  | TRUE
131 | bus_LV_5649-5_0_8_node_165 | 0.4 | n |  | TRUE
132 | bus_LV_5649-5_0_8_node_161 | 0.4 | n |  | TRUE
133 | bus_LV_5649-5_0_8_node_116 | 0.4 | n |  | TRUE
134 | bus_LV_5649-5_0_8_node_164 | 0.4 | n |  | TRUE
135 | bus_LV_5649-5_0_8_node_105 | 0.4 | n |  | TRUE
136 | bus_LV_5649-5_0_8_node_107 | 0.4 | n |  | TRUE
137 | bus_LV_5649-5_0_8_node_121 | 0.4 | n |  | TRUE
138 | bus_LV_5649-5_0_8_node_119 | 0.4 | n |  | TRUE
139 | bus_LV_5649-5_0_8_node_115 | 0.4 | n |  | TRUE
140 | bus_LV_5649-5_0_8_node_117 | 0.4 | n |  | TRUE
141 | bus_LV_5649-5_0_8_node_120 | 0.4 | n |  | TRUE
142 | bus_LV_5649-5_0_8_node_162 | 0.4 | n |  | TRUE
143 | bus_LV_5649-5_0_8_node_122 | 0.4 | n |  | TRUE
144 | bus_LV_5649-5_0_8_node_123 | 0.4 | n |  | TRUE
145 | bus_LV_5649-5_0_8_node_124 | 0.4 | n |  | TRUE
146 | bus_LV_5649-5_0_8_node_125 | 0.4 | n |  | TRUE
147 | bus_LV_5649-5_0_8_node_126 | 0.4 | n |  | TRUE
148 | bus_LV_5649-5_0_8_node_127 | 0.4 | n |  | TRUE
149 | bus_LV_5649-5_0_8_node_172 | 0.4 | n |  | TRUE
150 | bus_LV_5649-5_0_8_node_171 | 0.4 | n |  | TRUE
151 | bus_LV_5649-5_0_8_node_128 | 0.4 | n |  | TRUE
152 | bus_LV_5649-5_0_8_node_129 | 0.4 | n |  | TRUE
153 | bus_LV_5649-5_0_8_node_130 | 0.4 | n |  | TRUE
154 | bus_LV_5649-5_0_8_node_131 | 0.4 | n |  | TRUE
155 | bus_LV_5649-5_0_8_node_132 | 0.4 | n |  | TRUE
156 | bus_LV_5649-5_0_8_node_133 | 0.4 | n |  | TRUE
157 | bus_LV_5649-5_0_8_node_134 | 0.4 | n |  | TRUE
158 | bus_LV_5649-5_0_8_node_192 | 0.4 | n |  | TRUE
159 | bus_LV_5649-5_0_8_node_198 | 0.4 | n |  | TRUE
160 | bus_LV_5649-5_0_8_node_139 | 0.4 | n |  | TRUE
161 | bus_LV_5649-5_0_8_node_136 | 0.4 | n |  | TRUE
162 | bus_LV_5649-5_0_8_node_184 | 0.4 | n |  | TRUE
163 | bus_LV_5649-5_0_8_node_199 | 0.4 | n |  | TRUE
164 | bus_LV_5649-5_0_8_node_214 | 0.4 | n |  | TRUE
165 | bus_LV_5649-5_0_8_node_135 | 0.4 | n |  | TRUE
166 | bus_LV_5649-5_0_8_node_137 | 0.4 | n |  | TRUE
167 | bus_LV_5649-5_0_8_node_138 | 0.4 | n |  | TRUE
168 | bus_LV_5649-5_0_8_node_144 | 0.4 | n |  | TRUE
169 | bus_LV_5649-5_0_8_node_143 | 0.4 | n |  | TRUE
170 | bus_LV_5649-5_0_8_node_182 | 0.4 | n |  | TRUE
171 | bus_LV_5649-5_0_8_node_142 | 0.4 | n |  | TRUE
172 | bus_LV_5649-5_0_8_node_140 | 0.4 | n |  | TRUE
173 | bus_LV_5649-5_0_8_node_141 | 0.4 | n |  | TRUE
174 | bus_LV_5649-5_0_8_node_175 | 0.4 | n |  | TRUE
175 | bus_LV_5649-5_0_8_node_145 | 0.4 | n |  | TRUE
176 | bus_LV_5649-5_0_8_node_146 | 0.4 | n |  | TRUE
177 | bus_LV_5649-5_0_8_node_147 | 0.4 | n |  | TRUE
178 | bus_LV_5649-5_0_8_node_148 | 0.4 | n |  | TRUE
179 | bus_LV_5649-5_0_8_node_176 | 0.4 | n |  | TRUE
180 | bus_LV_5649-5_0_8_node_173 | 0.4 | n |  | TRUE
181 | bus_LV_5649-5_0_8_node_183 | 0.4 | n |  | TRUE
182 | bus_LV_5649-5_0_8_node_174 | 0.4 | n |  | TRUE
183 | bus_LV_5649-5_0_8_node_163 | 0.4 | n |  | TRUE
184 | bus_LV_5649-5_0_8_node_185 | 0.4 | n |  | TRUE
185 | bus_LV_5649-5_0_8_node_188 | 0.4 | n |  | TRUE
186 | bus_LV_5649-5_0_8_node_187 | 0.4 | n |  | TRUE
187 | bus_LV_5649-5_0_8_node_168 | 0.4 | n |  | TRUE
188 | bus_LV_5649-5_0_8_node_170 | 0.4 | n |  | TRUE
189 | bus_LV_5649-5_0_8_node_179 | 0.4 | n |  | TRUE
190 | bus_LV_5649-5_0_8_node_180 | 0.4 | n |  | TRUE
191 | bus_LV_5649-5_0_8_node_178 | 0.4 | n |  | TRUE
192 | bus_LV_5649-5_0_8_node_177 | 0.4 | n |  | TRUE
193 | bus_LV_5649-5_0_8_node_181 | 0.4 | n |  | TRUE
194 | bus_LV_5649-5_0_8_node_186 | 0.4 | n |  | TRUE
195 | bus_LV_5649-5_0_8_node_189 | 0.4 | n |  | TRUE
196 | bus_LV_5649-5_0_8_node_190 | 0.4 | n |  | TRUE
197 | bus_LV_5649-5_0_8_node_196 | 0.4 | n |  | TRUE
198 | bus_LV_5649-5_0_8_node_200 | 0.4 | n |  | TRUE
199 | bus_LV_5649-5_0_8_node_210 | 0.4 | n |  | TRUE
200 | bus_LV_5649-5_0_8_node_209 | 0.4 | n |  | TRUE
201 | bus_LV_5649-5_0_8_node_201 | 0.4 | n |  | TRUE
202 | bus_LV_5649-5_0_8_node_202 | 0.4 | n |  | TRUE
203 | bus_LV_5649-5_0_8_node_203 | 0.4 | n |  | TRUE
204 | bus_LV_5649-5_0_8_node_204 | 0.4 | n |  | TRUE
205 | bus_LV_5649-5_0_8_node_205 | 0.4 | n |  | TRUE
206 | bus_LV_5649-5_0_8_node_206 | 0.4 | n |  | TRUE
207 | bus_LV_5649-5_0_8_node_207 | 0.4 | n |  | TRUE
208 | bus_LV_5649-5_0_8_node_208 | 0.4 | n |  | TRUE
209 | bus_MV_636_0_node_82 | 20 | n |  | TRUE

## load
| name | bus | p_mw | q_mvar | const_z_percent | const_i_percent | sn_mva | scaling | in_service | type
0 | LV_5649-5_0_8_load_0 | 0 | 0.0031327 | 0.00078512 | 0 | 0 |  | 1 | TRUE | wye
1 | LV_5649-5_0_8_load_1 | 1 | 0.0020772 | 0.00052059 | 0 | 0 |  | 1 | TRUE | wye
2 | LV_5649-5_0_8_load_2 | 2 | 0.0020185 | 0.00050588 | 0 | 0 |  | 1 | TRUE | wye
3 | LV_5649-5_0_8_load_109 | 3 | 0.0014075 | 0.00035274 | 0 | 0 |  | 1 | TRUE | wye
4 | LV_5649-5_0_8_load_14 | 5 | 0.0043779 | 0.0010972 | 0 | 0 |  | 1 | TRUE | wye
5 | LV_5649-5_0_8_load_16 | 6 | 0.0015421 | 0.00038647 | 0 | 0 |  | 1 | TRUE | wye
6 | LV_5649-5_0_8_load_13 | 7 | 0.0035899 | 0.00089973 | 0 | 0 |  | 1 | TRUE | wye
7 | LV_5649-5_0_8_load_15 | 8 | 0.0035861 | 0.00089876 | 0 | 0 |  | 1 | TRUE | wye
8 | LV_5649-5_0_8_load_73 | 11 | 0.002483 | 0.0006223 | 0 | 0 |  | 1 | TRUE | wye
9 | LV_5649-5_0_8_load_21 | 12 | 0.0026822 | 0.00067222 | 0 | 0 |  | 1 | TRUE | wye
10 | LV_5649-5_0_8_load_46 | 17 | 0.0023965 | 0.00060062 | 0 | 0 |  | 1 | TRUE | wye
11 | LV_5649-5_0_8_load_159 | 20 | 0.0026127 | 0.00065481 | 0 | 0 |  | 1 | TRUE | wye
12 | LV_5649-5_0_8_load_158 | 21 | 0.0038685 | 0.00096954 | 0 | 0 |  | 1 | TRUE | wye
13 | LV_5649-5_0_8_load_28 | 23 | 0.004019 | 0.0010073 | 0 | 0 |  | 1 | TRUE | wye
14 | LV_5649-5_0_8_load_30 | 25 | 0.0020406 | 0.00051143 | 0 | 0 |  | 1 | TRUE | wye
15 | LV_5649-5_0_8_load_31 | 26 | 0.0016369 | 0.00041025 | 0 | 0 |  | 1 | TRUE | wye
16 | LV_5649-5_0_8_load_32 | 28 | 0.0025153 | 0.00063038 | 0 | 0 |  | 1 | TRUE | wye
17 | LV_5649-5_0_8_load_33 | 29 | 0.0015056 | 0.00037733 | 0 | 0 |  | 1 | TRUE | wye
18 | LV_5649-5_0_8_load_35 | 31 | 0.0014058 | 0.00035232 | 0 | 0 |  | 1 | TRUE | wye
19 | LV_5649-5_0_8_load_36 | 32 | 0.0025119 | 0.00062955 | 0 | 0 |  | 1 | TRUE | wye
20 | LV_5649-5_0_8_load_37 | 33 | 0.0020479 | 0.00051326 | 0 | 0 |  | 1 | TRUE | wye
21 | LV_5649-5_0_8_load_108 | 34 | 0.0014069 | 0.0003526 | 0 | 0 |  | 1 | TRUE | wye
22 | LV_5649-5_0_8_load_61 | 35 | 0.00116 | 0.00029073 | 0 | 0 |  | 1 | TRUE | wye
23 | LV_5649-5_0_8_load_110 | 36 | 0.0018577 | 0.0004656 | 0 | 0 |  | 1 | TRUE | wye
24 | LV_5649-5_0_8_load_38 | 37 | 0.0017872 | 0.00044791 | 0 | 0 |  | 1 | TRUE | wye
25 | LV_5649-5_0_8_load_40 | 39 | 0.0025752 | 0.00064541 | 0 | 0 |  | 1 | TRUE | wye
26 | LV_5649-5_0_8_load_41 | 40 | 0.0018947 | 0.00047485 | 0 | 0 |  | 1 | TRUE | wye
27 | LV_5649-5_0_8_load_77 | 41 | 0.0018028 | 0.00045182 | 0 | 0 |  | 1 | TRUE | wye
28 | LV_5649-5_0_8_load_82 | 42 | 0.0030197 | 0.00075681 | 0 | 0 |  | 1 | TRUE | wye
29 | LV_5649-5_0_8_load_80 | 43 | 0.0027318 | 0.00068464 | 0 | 0 |  | 1 | TRUE | wye
30 | LV_5649-5_0_8_load_213 | 44 | 0.0027407 | 0.00068689 | 0 | 0 |  | 1 | TRUE | wye
31 | LV_5649-5_0_8_load_53 | 45 | 0.00086704 | 0.0002173 | 0 | 0 |  | 1 | TRUE | wye
32 | LV_5649-5_0_8_load_56 | 48 | 0.0011666 | 0.00029237 | 0 | 0 |  | 1 | TRUE | wye
33 | LV_5649-5_0_8_load_62 | 52 | 0.0010465 | 0.00026228 | 0 | 0 |  | 1 | TRUE | wye
34 | LV_5649-5_0_8_load_85 | 53 | 0.0085459 | 0.0021418 | 0 | 0 |  | 1 | TRUE | wye
35 | LV_5649-5_0_8_load_112 | 55 | 0.0011723 | 0.00029381 | 0 | 0 |  | 1 | TRUE | wye
36 | LV_5649-5_0_8_load_84 | 56 | 0.0013525 | 0.00033897 | 0 | 0 |  | 1 | TRUE | wye
37 | LV_5649-5_0_8_load_70 | 57 | 0.0025252 | 0.00063287 | 0 | 0 |  | 1 | TRUE | wye
38 | LV_5649-5_0_8_load_212 | 60 | 0.0028789 | 0.00072152 | 0 | 0 |  | 1 | TRUE | wye
39 | LV_5649-5_0_8_load_74 | 61 | 0.0024835 | 0.00062242 | 0 | 0 |  | 1 | TRUE | wye
40 | LV_5649-5_0_8_load_79 | 63 | 0.0021457 | 0.00053777 | 0 | 0 |  | 1 | TRUE | wye
41 | LV_5649-5_0_8_load_83 | 64 | 0.0042637 | 0.0010686 | 0 | 0 |  | 1 | TRUE | wye
42 | LV_5649-5_0_8_load_81 | 65 | 0.0035166 | 0.00088134 | 0 | 0 |  | 1 | TRUE | wye
43 | LV_5649-5_0_8_load_93 | 66 | 0.0031053 | 0.00077827 | 0 | 0 |  | 1 | TRUE | wye
44 | LV_5649-5_0_8_load_95 | 68 | 0.01134 | 0.0028421 | 0 | 0 |  | 1 | TRUE | wye
45 | LV_5649-5_0_8_load_111 | 70 | 0.0016036 | 0.00040189 | 0 | 0 |  | 1 | TRUE | wye
46 | LV_5649-5_0_8_load_113 | 71 | 0.00046232 | 0.00011587 | 0 | 0 |  | 1 | TRUE | wye
47 | LV_5649-5_0_8_load_151 | 74 | 0.0021789 | 0.00054609 | 0 | 0 |  | 1 | TRUE | wye
48 | LV_5649-5_0_8_load_154 | 75 | 0.0034728 | 0.00087038 | 0 | 0 |  | 1 | TRUE | wye
49 | LV_5649-5_0_8_load_157 | 77 | 0.0015111 | 0.00037871 | 0 | 0 |  | 1 | TRUE | wye
50 | LV_5649-5_0_8_load_4 | 79 | 0.0027332 | 0.000685 | 0 | 0 |  | 1 | TRUE | wye
51 | LV_5649-5_0_8_load_160 | 80 | 0.00092831 | 0.00023266 | 0 | 0 |  | 1 | TRUE | wye
52 | LV_5649-5_0_8_load_43 | 81 | 0.002632 | 0.00065964 | 0 | 0 |  | 1 | TRUE | wye
53 | LV_5649-5_0_8_load_5 | 82 | 0.0022384 | 0.00056101 | 0 | 0 |  | 1 | TRUE | wye
54 | LV_5649-5_0_8_load_6 | 83 | 0.0014795 | 0.00037079 | 0 | 0 |  | 1 | TRUE | wye
55 | LV_5649-5_0_8_load_106 | 84 | 0.00079084 | 0.0001982 | 0 | 0 |  | 1 | TRUE | wye
56 | LV_5649-5_0_8_load_104 | 85 | 0.00058703 | 0.00014712 | 0 | 0 |  | 1 | TRUE | wye
57 | LV_5649-5_0_8_load_69 | 86 | 0.0023032 | 0.00057724 | 0 | 0 |  | 1 | TRUE | wye
58 | LV_5649-5_0_8_load_42 | 87 | 0.0024041 | 0.00060253 | 0 | 0 |  | 1 | TRUE | wye
59 | LV_5649-5_0_8_load_8 | 88 | 0.0025901 | 0.00064914 | 0 | 0 |  | 1 | TRUE | wye
60 | LV_5649-5_0_8_load_9 | 89 | 0.0023283 | 0.00058353 | 0 | 0 |  | 1 | TRUE | wye
61 | LV_5649-5_0_8_load_12 | 92 | 0.0037783 | 0.00094692 | 0 | 0 |  | 1 | TRUE | wye
62 | LV_5649-5_0_8_load_88 | 93 | 0.0032079 | 0.00080398 | 0 | 0 |  | 1 | TRUE | wye
63 | LV_5649-5_0_8_load_90 | 94 | 0.0037466 | 0.00093898 | 0 | 0 |  | 1 | TRUE | wye
64 | LV_5649-5_0_8_load_86 | 95 | 0.0033521 | 0.00084011 | 0 | 0 |  | 1 | TRUE | wye
65 | LV_5649-5_0_8_load_211 | 97 | 0.0029985 | 0.00075149 | 0 | 0 |  | 1 | TRUE | wye
66 | LV_5649-5_0_8_load_18 | 98 | 0.002795 | 0.00070049 | 0 | 0 |  | 1 | TRUE | wye
67 | LV_5649-5_0_8_load_22 | 99 | 0.0024612 | 0.00061683 | 0 | 0 |  | 1 | TRUE | wye
68 | LV_5649-5_0_8_load_25 | 100 | 0.0021696 | 0.00054375 | 0 | 0 |  | 1 | TRUE | wye
69 | LV_5649-5_0_8_load_47 | 101 | 0.0022329 | 0.00055962 | 0 | 0 |  | 1 | TRUE | wye
70 | LV_5649-5_0_8_load_44 | 102 | 0.0038035 | 0.00095325 | 0 | 0 |  | 1 | TRUE | wye
71 | LV_5649-5_0_8_load_45 | 103 | 0.002129 | 0.00053358 | 0 | 0 |  | 1 | TRUE | wye
72 | LV_5649-5_0_8_load_50 | 104 | 0.003724 | 0.00093332 | 0 | 0 |  | 1 | TRUE | wye
73 | LV_5649-5_0_8_load_51 | 105 | 0.0030568 | 0.00076611 | 0 | 0 |  | 1 | TRUE | wye
74 | LV_5649-5_0_8_load_52 | 106 | 0.0031433 | 0.00078779 | 0 | 0 |  | 1 | TRUE | wye
75 | LV_5649-5_0_8_load_63 | 107 | 0.002681 | 0.00067191 | 0 | 0 |  | 1 | TRUE | wye
76 | LV_5649-5_0_8_load_68 | 109 | 0.0015713 | 0.0003938 | 0 | 0 |  | 1 | TRUE | wye
77 | LV_5649-5_0_8_load_92 | 110 | 0.0054568 | 0.0013676 | 0 | 0 |  | 1 | TRUE | wye
78 | LV_5649-5_0_8_load_91 | 111 | 0.0034242 | 0.00085818 | 0 | 0 |  | 1 | TRUE | wye
79 | LV_5649-5_0_8_load_87 | 112 | 0.0039595 | 0.00099236 | 0 | 0 |  | 1 | TRUE | wye
80 | LV_5649-5_0_8_load_89 | 113 | 0.0041624 | 0.0010432 | 0 | 0 |  | 1 | TRUE | wye
81 | LV_5649-5_0_8_load_96 | 114 | 0.003873 | 0.00097067 | 0 | 0 |  | 1 | TRUE | wye
82 | LV_5649-5_0_8_load_97 | 115 | 0.00070309 | 0.00017621 | 0 | 0 |  | 1 | TRUE | wye
83 | LV_5649-5_0_8_load_99 | 117 | 0.00070819 | 0.00017749 | 0 | 0 |  | 1 | TRUE | wye
84 | LV_5649-5_0_8_load_101 | 119 | 0.0010652 | 0.00026696 | 0 | 0 |  | 1 | TRUE | wye
85 | LV_5649-5_0_8_load_149 | 121 | 0.00070308 | 0.00017621 | 0 | 0 |  | 1 | TRUE | wye
86 | LV_5649-5_0_8_load_195 | 124 | 0.00070366 | 0.00017635 | 0 | 0 |  | 1 | TRUE | wye
87 | LV_5649-5_0_8_load_191 | 125 | 0.00070373 | 0.00017637 | 0 | 0 |  | 1 | TRUE | wye
88 | LV_5649-5_0_8_load_193 | 126 | 0.00070819 | 0.00017749 | 0 | 0 |  | 1 | TRUE | wye
89 | LV_5649-5_0_8_load_166 | 128 | 0.0026675 | 0.00066855 | 0 | 0 |  | 1 | TRUE | wye
90 | LV_5649-5_0_8_load_165 | 131 | 0.0028599 | 0.00071677 | 0 | 0 |  | 1 | TRUE | wye
91 | LV_5649-5_0_8_load_161 | 132 | 0.0033722 | 0.00084515 | 0 | 0 |  | 1 | TRUE | wye
92 | LV_5649-5_0_8_load_116 | 133 | 0.0033698 | 0.00084455 | 0 | 0 |  | 1 | TRUE | wye
93 | LV_5649-5_0_8_load_164 | 134 | 0.0030188 | 0.00075659 | 0 | 0 |  | 1 | TRUE | wye
94 | LV_5649-5_0_8_load_105 | 135 | 0.00037062 | 9.2886e-05 | 0 | 0 |  | 1 | TRUE | wye
95 | LV_5649-5_0_8_load_107 | 136 | 0.0029851 | 0.00074813 | 0 | 0 |  | 1 | TRUE | wye
96 | LV_5649-5_0_8_load_121 | 137 | 0.00039398 | 9.8742e-05 | 0 | 0 |  | 1 | TRUE | wye
97 | LV_5649-5_0_8_load_119 | 138 | 0.0028669 | 0.00071851 | 0 | 0 |  | 1 | TRUE | wye
98 | LV_5649-5_0_8_load_115 | 139 | 0.003987 | 0.00099924 | 0 | 0 |  | 1 | TRUE | wye
99 | LV_5649-5_0_8_load_120 | 141 | 0.0028018 | 0.0007022 | 0 | 0 |  | 1 | TRUE | wye
100 | LV_5649-5_0_8_load_162 | 142 | 0.0019738 | 0.00049468 | 0 | 0 |  | 1 | TRUE | wye
101 | LV_5649-5_0_8_load_122 | 143 | 0.0033161 | 0.00083111 | 0 | 0 |  | 1 | TRUE | wye
102 | LV_5649-5_0_8_load_123 | 144 | 0.0024281 | 0.00060854 | 0 | 0 |  | 1 | TRUE | wye
103 | LV_5649-5_0_8_load_124 | 145 | 0.0024057 | 0.00060292 | 0 | 0 |  | 1 | TRUE | wye
104 | LV_5649-5_0_8_load_126 | 147 | 0.0024668 | 0.00061824 | 0 | 0 |  | 1 | TRUE | wye
105 | LV_5649-5_0_8_load_127 | 148 | 0.0028452 | 0.00071308 | 0 | 0 |  | 1 | TRUE | wye
106 | LV_5649-5_0_8_load_172 | 149 | 0.0025085 | 0.00062869 | 0 | 0 |  | 1 | TRUE | wye
107 | LV_5649-5_0_8_load_171 | 150 | 0.0028491 | 0.00071404 | 0 | 0 |  | 1 | TRUE | wye
108 | LV_5649-5_0_8_load_128 | 151 | 0.0017632 | 0.0004419 | 0 | 0 |  | 1 | TRUE | wye
109 | LV_5649-5_0_8_load_131 | 154 | 0.00070359 | 0.00017634 | 0 | 0 |  | 1 | TRUE | wye
110 | LV_5649-5_0_8_load_132 | 155 | 0.0011576 | 0.00029013 | 0 | 0 |  | 1 | TRUE | wye
111 | LV_5649-5_0_8_load_134 | 157 | 0.0018501 | 0.00046367 | 0 | 0 |  | 1 | TRUE | wye
112 | LV_5649-5_0_8_load_192 | 158 | 0.00070423 | 0.0001765 | 0 | 0 |  | 1 | TRUE | wye
113 | LV_5649-5_0_8_load_198 | 159 | 0.0011199 | 0.00028068 | 0 | 0 |  | 1 | TRUE | wye
114 | LV_5649-5_0_8_load_136 | 161 | 0.0017498 | 0.00043853 | 0 | 0 |  | 1 | TRUE | wye
115 | LV_5649-5_0_8_load_184 | 162 | 0.0026949 | 0.00067541 | 0 | 0 |  | 1 | TRUE | wye
116 | LV_5649-5_0_8_load_199 | 163 | 0.0032865 | 0.00082367 | 0 | 0 |  | 1 | TRUE | wye
117 | LV_5649-5_0_8_load_214 | 164 | 0.0021954 | 0.00055021 | 0 | 0 |  | 1 | TRUE | wye
118 | LV_5649-5_0_8_load_135 | 165 | 0.001814 | 0.00045463 | 0 | 0 |  | 1 | TRUE | wye
119 | LV_5649-5_0_8_load_137 | 166 | 0.0018333 | 0.00045946 | 0 | 0 |  | 1 | TRUE | wye
120 | LV_5649-5_0_8_load_144 | 168 | 0.0018834 | 0.00047202 | 0 | 0 |  | 1 | TRUE | wye
121 | LV_5649-5_0_8_load_143 | 169 | 0.0016091 | 0.00040327 | 0 | 0 |  | 1 | TRUE | wye
122 | LV_5649-5_0_8_load_182 | 170 | 0.0039545 | 0.00099109 | 0 | 0 |  | 1 | TRUE | wye
123 | LV_5649-5_0_8_load_142 | 171 | 0.0037437 | 0.00093827 | 0 | 0 |  | 1 | TRUE | wye
124 | LV_5649-5_0_8_load_140 | 172 | 0.0017591 | 0.00044088 | 0 | 0 |  | 1 | TRUE | wye
125 | LV_5649-5_0_8_load_141 | 173 | 0.0030799 | 0.0007719 | 0 | 0 |  | 1 | TRUE | wye
126 | LV_5649-5_0_8_load_145 | 175 | 0.0030076 | 0.00075378 | 0 | 0 |  | 1 | TRUE | wye
127 | LV_5649-5_0_8_load_147 | 177 | 0.0030652 | 0.00076821 | 0 | 0 |  | 1 | TRUE | wye
128 | LV_5649-5_0_8_load_176 | 179 | 0.0012073 | 0.00030259 | 0 | 0 |  | 1 | TRUE | wye
129 | LV_5649-5_0_8_load_173 | 180 | 0.0025124 | 0.00062966 | 0 | 0 |  | 1 | TRUE | wye
130 | LV_5649-5_0_8_load_183 | 181 | 0.00092996 | 0.00023307 | 0 | 0 |  | 1 | TRUE | wye
131 | LV_5649-5_0_8_load_174 | 182 | 0.0038662 | 0.00096896 | 0 | 0 |  | 1 | TRUE | wye
132 | LV_5649-5_0_8_load_163 | 183 | 0.0071387 | 0.0017891 | 0 | 0 |  | 1 | TRUE | wye
133 | LV_5649-5_0_8_load_188 | 185 | 0.0042824 | 0.0010733 | 0 | 0 |  | 1 | TRUE | wye
134 | LV_5649-5_0_8_load_168 | 187 | 0.0023505 | 0.00058909 | 0 | 0 |  | 1 | TRUE | wye
135 | LV_5649-5_0_8_load_170 | 188 | 0.0028272 | 0.00070857 | 0 | 0 |  | 1 | TRUE | wye
136 | LV_5649-5_0_8_load_180 | 190 | 0.0036841 | 0.00092333 | 0 | 0 |  | 1 | TRUE | wye
137 | LV_5649-5_0_8_load_178 | 191 | 0.0036816 | 0.0009227 | 0 | 0 |  | 1 | TRUE | wye
138 | LV_5649-5_0_8_load_177 | 192 | 0.0031667 | 0.00079365 | 0 | 0 |  | 1 | TRUE | wye
139 | LV_5649-5_0_8_load_181 | 193 | 0.0042073 | 0.0010545 | 0 | 0 |  | 1 | TRUE | wye
140 | LV_5649-5_0_8_load_186 | 194 | 0.0020891 | 0.00052358 | 0 | 0 |  | 1 | TRUE | wye
141 | LV_5649-5_0_8_load_189 | 195 | 0.00070818 | 0.00017749 | 0 | 0 |  | 1 | TRUE | wye
142 | LV_5649-5_0_8_load_190 | 196 | 0.00070755 | 0.00017733 | 0 | 0 |  | 1 | TRUE | wye
143 | LV_5649-5_0_8_load_196 | 197 | 0.00070761 | 0.00017734 | 0 | 0 |  | 1 | TRUE | wye
144 | LV_5649-5_0_8_load_209 | 200 | 0.0033673 | 0.00084394 | 0 | 0 |  | 1 | TRUE | wye
145 | LV_5649-5_0_8_load_201 | 201 | 0.0022893 | 0.00057376 | 0 | 0 |  | 1 | TRUE | wye
146 | LV_5649-5_0_8_load_202 | 202 | 0.0025086 | 0.0006287 | 0 | 0 |  | 1 | TRUE | wye
147 | LV_5649-5_0_8_load_203 | 203 | 0.0025745 | 0.00064522 | 0 | 0 |  | 1 | TRUE | wye
148 | LV_5649-5_0_8_load_204 | 204 | 0.0028779 | 0.00072127 | 0 | 0 |  | 1 | TRUE | wye
149 | LV_5649-5_0_8_load_205 | 205 | 0.0022784 | 0.00057103 | 0 | 0 |  | 1 | TRUE | wye
150 | LV_5649-5_0_8_load_206 | 206 | 0.0023424 | 0.00058705 | 0 | 0 |  | 1 | TRUE | wye
151 | LV_5649-5_0_8_load_207 | 207 | 0.0022675 | 0.00056828 | 0 | 0 |  | 1 | TRUE | wye
152 | LV_5649-5_0_8_load_208 | 208 | 0.0026694 | 0.000669 | 0 | 0 |  | 1 | TRUE | wye

## ext_grid
| name | bus | vm_pu | va_degree | slack_weight | in_service
0 |  | 2 | 1 | 0 | 1 | TRUE

## line
| name | std_type | from_bus | to_bus | length_km | r_ohm_per_km | x_ohm_per_km | c_nf_per_km | g_us_per_km | max_i_ka | df | parallel | type | in_service
0 | LV_5649-5_0_8_line_0 |  | 0 | 1 | 0.0025238 | 0.125 | 0.08 | 261 | 0 | 0.364 | 1 | 4 | cs | TRUE
1 | LV_5649-5_0_8_line_1 |  | 0 | 2 | 0.021484 | 0.125 | 0.08 | 261 | 0 | 0.364 | 1 | 4 | cs | TRUE
2 | LV_5649-5_0_8_line_2 |  | 1 | 3 | 0.045889 | 0.125 | 0.08 | 261 | 0 | 0.364 | 1 | 4 | cs | TRUE
3 | LV_5649-5_0_8_line_3 |  | 2 | 4 | 0.060467 | 0.125 | 0.08 | 261 | 0 | 0.364 | 1 | 4 | cs | TRUE
4 | LV_5649-5_0_8_line_4 |  | 3 | 34 | 0.0015858 | 0.125 | 0.08 | 261 | 0 | 0.364 | 1 | 4 | cs | TRUE
5 | LV_5649-5_0_8_line_5 |  | 4 | 78 | 0.019139 | 0.125 | 0.08 | 261 | 0 | 0.364 | 1 | 1 | cs | TRUE
6 | LV_5649-5_0_8_line_6 |  | 4 | 79 | 0.02024 | 0.125 | 0.08 | 261 | 0 | 0.364 | 1 | 4 | cs | TRUE
7 | LV_5649-5_0_8_line_7 |  | 5 | 6 | 0.0037138 | 0.125 | 0.08 | 261 | 0 | 0.364 | 1 | 1 | cs | TRUE
8 | LV_5649-5_0_8_line_8 |  | 5 | 7 | 0.021406 | 0.125 | 0.08 | 261 | 0 | 0.364 | 1 | 1 | cs | TRUE
9 | LV_5649-5_0_8_line_9 |  | 7 | 8 | 0.022687 | 0.125 | 0.08 | 261 | 0 | 0.364 | 1 | 1 | cs | TRUE
10 | LV_5649-5_0_8_line_10 |  | 8 | 9 | 0.014592 | 0.125 | 0.08 | 261 | 0 | 0.364 | 1 | 1 | cs | TRUE
11 | LV_5649-5_0_8_line_11 |  | 9 | 10 | 0.006449 | 0.125 | 0.08 | 261 | 0 | 0.364 | 1 | 1 | cs | TRUE
12 | LV_5649-5_0_8_line_12 |  | 9 | 11 | 0.015062 | 0.125 | 0.08 | 261 | 0 | 0.364 | 1 | 1 | cs | TRUE
13 | LV_5649-5_0_8_line_13 |  | 10 | 41 | 0.015944 | 0.125 | 0.08 | 261 | 0 | 0.364 | 1 | 1 | cs | TRUE
14 | LV_5649-5_0_8_line_14 |  | 10 | 16 | 0.036694 | 0.125 | 0.08 | 261 | 0 | 0.364 | 1 | 1 | cs | TRUE
15 | LV_5649-5_0_8_line_15 |  | 11 | 61 | 0.022335 | 0.125 | 0.08 | 261 | 0 | 0.364 | 1 | 1 | cs | TRUE
16 | LV_5649-5_0_8_line_16 |  | 12 | 13 | 0.02514 | 0.125 | 0.08 | 261 | 0 | 0.364 | 1 | 1 | cs | TRUE
17 | LV_5649-5_0_8_line_17 |  | 13 | 99 | 0.026587 | 0.125 | 0.08 | 261 | 0 | 0.364 | 1 | 1 | cs | TRUE
18 | LV_5649-5_0_8_line_18 |  | 13 | 98 | 0.008067 | 0.125 | 0.08 | 261 | 0 | 0.364 | 1 | 1 | cs | TRUE
19 | LV_5649-5_0_8_line_19 |  | 14 | 15 | 0.00963 | 0.125 | 0.08 | 261 | 0 | 0.364 | 1 | 1 | cs | TRUE
20 | LV_5649-5_0_8_line_20 |  | 14 | 16 | 0.033174 | 0.125 | 0.08 | 261 | 0 | 0.364 | 1 | 1 | cs | TRUE
21 | LV_5649-5_0_8_line_21 |  | 14 | 17 | 0.014978 | 0.125 | 0.08 | 261 | 0 | 0.364 | 1 | 1 | cs | TRUE
22 | LV_5649-5_0_8_line_22 |  | 14 | 18 | 0.026788 | 0.125 | 0.08 | 261 | 0 | 0.364 | 1 | 1 | cs | TRUE
23 | LV_5649-5_0_8_line_23 |  | 15 | 42 | 0.006573 | 0.125 | 0.08 | 261 | 0 | 0.364 | 1 | 1 | cs | TRUE
24 | LV_5649-5_0_8_line_24 |  | 15 | 43 | 0.027054 | 0.125 | 0.08 | 261 | 0 | 0.364 | 1 | 1 | cs | TRUE
25 | LV_5649-5_0_8_line_25 |  | 16 | 44 | 0.014766 | 0.125 | 0.08 | 261 | 0 | 0.364 | 1 | 1 | cs | TRUE
26 | LV_5649-5_0_8_line_26 |  | 17 | 101 | 0.012255 | 0.125 | 0.08 | 261 | 0 | 0.364 | 1 | 1 | cs | TRUE
27 | LV_5649-5_0_8_line_27 |  | 18 | 98 | 0.0088475 | 0.125 | 0.08 | 261 | 0 | 0.364 | 1 | 1 | cs | TRUE
28 | LV_5649-5_0_8_line_28 |  | 19 | 20 | 0.029256 | 0.125 | 0.08 | 261 | 0 | 0.364 | 1 | 1 | cs | TRUE
29 | LV_5649-5_0_8_line_29 |  | 19 | 21 | 0.058008 | 0.125 | 0.08 | 261 | 0 | 0.364 | 1 | 1 | cs | TRUE
30 | LV_5649-5_0_8_line_30 |  | 19 | 22 | 0.062619 | 0.125 | 0.08 | 261 | 0 | 0.364 | 1 | 1 | cs | TRUE
31 | LV_5649-5_0_8_line_31 |  | 21 | 50 | 0.027316 | 0.125 | 0.08 | 261 | 0 | 0.364 | 1 | 2 | cs | TRUE
32 | LV_5649-5_0_8_line_32 |  | 22 | 100 | 0.01362 | 0.125 | 0.08 | 261 | 0 | 0.364 | 1 | 1 | cs | TRUE
33 | LV_5649-5_0_8_line_33 |  | 22 | 96 | 0.060539 | 0.125 | 0.08 | 261 | 0 | 0.364 | 1 | 1 | cs | TRUE
34 | LV_5649-5_0_8_line_34 |  | 22 | 99 | 0.002584 | 0.125 | 0.08 | 261 | 0 | 0.364 | 1 | 1 | cs | TRUE
35 | LV_5649-5_0_8_line_35 |  | 23 | 24 | 0.019196 | 0.125 | 0.08 | 261 | 0 | 0.364 | 1 | 1 | cs | TRUE
36 | LV_5649-5_0_8_line_36 |  | 24 | 25 | 0.006206 | 0.125 | 0.08 | 261 | 0 | 0.364 | 1 | 1 | cs | TRUE
37 | LV_5649-5_0_8_line_37 |  | 24 | 26 | 0.0071269 | 0.125 | 0.08 | 261 | 0 | 0.364 | 1 | 1 | cs | TRUE
38 | LV_5649-5_0_8_line_38 |  | 26 | 27 | 0.022007 | 0.125 | 0.08 | 261 | 0 | 0.364 | 1 | 1 | cs | TRUE
39 | LV_5649-5_0_8_line_39 |  | 27 | 59 | 0.030651 | 0.125 | 0.08 | 261 | 0 | 0.364 | 1 | 1 | cs | TRUE
40 | LV_5649-5_0_8_line_40 |  | 27 | 62 | 0.019793 | 0.125 | 0.08 | 261 | 0 | 0.364 | 1 | 1 | cs | TRUE
41 | LV_5649-5_0_8_line_41 |  | 28 | 29 | 0.00097063 | 0.125 | 0.08 | 261 | 0 | 0.364 | 1 | 4 | cs | TRUE
42 | LV_5649-5_0_8_line_42 |  | 28 | 30 | 0.025172 | 0.125 | 0.08 | 261 | 0 | 0.364 | 1 | 4 | cs | TRUE
43 | LV_5649-5_0_8_line_43 |  | 29 | 31 | 0.022698 | 0.125 | 0.08 | 261 | 0 | 0.364 | 1 | 4 | cs | TRUE
44 | LV_5649-5_0_8_line_44 |  | 30 | 32 | 0.016203 | 0.125 | 0.08 | 261 | 0 | 0.364 | 1 | 4 | cs | TRUE
45 | LV_5649-5_0_8_line_45 |  | 30 | 33 | 0.018205 | 0.125 | 0.08 | 261 | 0 | 0.364 | 1 | 1 | cs | TRUE
46 | LV_5649-5_0_8_line_46 |  | 31 | 34 | 0.0064261 | 0.125 | 0.08 | 261 | 0 | 0.364 | 1 | 4 | cs | TRUE
47 | LV_5649-5_0_8_line_47 |  | 32 | 35 | 0.010761 | 0.125 | 0.08 | 261 | 0 | 0.364 | 1 | 4 | cs | TRUE
48 | LV_5649-5_0_8_line_48 |  | 33 | 36 | 0.0078213 | 0.125 | 0.08 | 261 | 0 | 0.364 | 1 | 1 | cs | TRUE
49 | LV_5649-5_0_8_line_49 |  | 35 | 52 | 0.019595 | 0.125 | 0.08 | 261 | 0 | 0.364 | 1 | 4 | cs | TRUE
50 | LV_5649-5_0_8_line_50 |  | 36 | 70 | 0.00013694 | 0.125 | 0.08 | 261 | 0 | 0.364 | 1 | 1 | cs | TRUE
51 | LV_5649-5_0_8_line_51 |  | 37 | 38 | 0.016306 | 0.125 | 0.08 | 261 | 0 | 0.364 | 1 | 1 | cs | TRUE
52 | LV_5649-5_0_8_line_52 |  | 38 | 39 | 0.014847 | 0.125 | 0.08 | 261 | 0 | 0.364 | 1 | 1 | cs | TRUE
53 | LV_5649-5_0_8_line_53 |  | 38 | 40 | 0.015001 | 0.125 | 0.08 | 261 | 0 | 0.364 | 1 | 1 | cs | TRUE
54 | LV_5649-5_0_8_line_54 |  | 39 | 41 | 0.00091805 | 0.125 | 0.08 | 261 | 0 | 0.364 | 1 | 1 | cs | TRUE
55 | LV_5649-5_0_8_line_55 |  | 43 | 65 | 0.015327 | 0.125 | 0.08 | 261 | 0 | 0.364 | 1 | 1 | cs | TRUE
56 | LV_5649-5_0_8_line_56 |  | 45 | 46 | 0.024489 | 0.125 | 0.08 | 261 | 0 | 0.364 | 1 | 1 | cs | TRUE
57 | LV_5649-5_0_8_line_57 |  | 45 | 47 | 0.0092721 | 0.125 | 0.08 | 261 | 0 | 0.364 | 1 | 1 | cs | TRUE
58 | LV_5649-5_0_8_line_58 |  | 46 | 48 | 0.016058 | 0.125 | 0.08 | 261 | 0 | 0.364 | 1 | 4 | cs | TRUE
59 | LV_5649-5_0_8_line_59 |  | 46 | 49 | 0.04665 | 0.125 | 0.08 | 261 | 0 | 0.364 | 1 | 1 | cs | TRUE
60 | LV_5649-5_0_8_line_60 |  | 46 | 50 | 0.054632 | 0.125 | 0.08 | 261 | 0 | 0.364 | 1 | 2 | cs | TRUE
61 | LV_5649-5_0_8_line_61 |  | 47 | 51 | 0.016979 | 0.125 | 0.08 | 261 | 0 | 0.364 | 1 | 1 | cs | TRUE
62 | LV_5649-5_0_8_line_62 |  | 48 | 52 | 0.04408 | 0.125 | 0.08 | 261 | 0 | 0.364 | 1 | 4 | cs | TRUE
63 | LV_5649-5_0_8_line_63 |  | 49 | 53 | 0.034939 | 0.125 | 0.08 | 261 | 0 | 0.364 | 1 | 1 | cs | TRUE
64 | LV_5649-5_0_8_line_64 |  | 51 | 54 | 0.047223 | 0.125 | 0.08 | 261 | 0 | 0.364 | 1 | 1 | cs | TRUE
65 | LV_5649-5_0_8_line_65 |  | 51 | 55 | 0.011757 | 0.125 | 0.08 | 261 | 0 | 0.364 | 1 | 1 | cs | TRUE
66 | LV_5649-5_0_8_line_66 |  | 54 | 56 | 0.022796 | 0.125 | 0.08 | 261 | 0 | 0.364 | 1 | 1 | cs | TRUE
67 | LV_5649-5_0_8_line_67 |  | 55 | 71 | 0.0037506 | 0.125 | 0.08 | 261 | 0 | 0.364 | 1 | 1 | cs | TRUE
68 | LV_5649-5_0_8_line_68 |  | 57 | 58 | 0.049493 | 0.125 | 0.08 | 261 | 0 | 0.364 | 1 | 1 | cs | TRUE
69 | LV_5649-5_0_8_line_69 |  | 58 | 59 | 0.015281 | 0.125 | 0.08 | 261 | 0 | 0.364 | 1 | 1 | cs | TRUE
70 | LV_5649-5_0_8_line_70 |  | 59 | 60 | 0.00449 | 0.125 | 0.08 | 261 | 0 | 0.364 | 1 | 1 | cs | TRUE
71 | LV_5649-5_0_8_line_71 |  | 61 | 62 | 0.014585 | 0.125 | 0.08 | 261 | 0 | 0.364 | 1 | 1 | cs | TRUE
72 | LV_5649-5_0_8_line_72 |  | 62 | 63 | 0.014935 | 0.125 | 0.08 | 261 | 0 | 0.364 | 1 | 1 | cs | TRUE
73 | LV_5649-5_0_8_line_73 |  | 63 | 64 | 0.02384 | 0.125 | 0.08 | 261 | 0 | 0.364 | 1 | 1 | cs | TRUE
74 | LV_5649-5_0_8_line_74 |  | 66 | 67 | 0.032833 | 0.125 | 0.08 | 261 | 0 | 0.364 | 1 | 1 | cs | TRUE
75 | LV_5649-5_0_8_line_75 |  | 67 | 68 | 0.010958 | 0.125 | 0.08 | 261 | 0 | 0.364 | 1 | 1 | cs | TRUE
76 | LV_5649-5_0_8_line_76 |  | 68 | 69 | 0.018279 | 0.125 | 0.08 | 261 | 0 | 0.364 | 1 | 1 | cs | TRUE
77 | LV_5649-5_0_8_line_77 |  | 69 | 74 | 0.0075589 | 0.125 | 0.08 | 261 | 0 | 0.364 | 1 | 1 | cs | TRUE
78 | LV_5649-5_0_8_line_78 |  | 71 | 72 | 0.01639 | 0.125 | 0.08 | 261 | 0 | 0.364 | 1 | 1 | cs | TRUE
79 | LV_5649-5_0_8_line_79 |  | 72 | 73 | 0.055341 | 0.125 | 0.08 | 261 | 0 | 0.364 | 1 | 1 | cs | TRUE
80 | LV_5649-5_0_8_line_80 |  | 73 | 77 | 0.011619 | 0.125 | 0.08 | 261 | 0 | 0.364 | 1 | 1 | cs | TRUE
81 | LV_5649-5_0_8_line_81 |  | 73 | 76 | 0.019542 | 0.125 | 0.08 | 261 | 0 | 0.364 | 1 | 1 | cs | TRUE
82 | LV_5649-5_0_8_line_82 |  | 74 | 75 | 7.0377e-05 | 0.125 | 0.08 | 261 | 0 | 0.364 | 1 | 1 | cs | TRUE
83 | LV_5649-5_0_8_line_83 |  | 75 | 76 | 0.012219 | 0.125 | 0.08 | 261 | 0 | 0.364 | 1 | 1 | cs | TRUE
84 | LV_5649-5_0_8_line_84 |  | 78 | 80 | 0.019909 | 0.125 | 0.08 | 261 | 0 | 0.364 | 1 | 1 | cs | TRUE
85 | LV_5649-5_0_8_line_85 |  | 78 | 81 | 0.021126 | 0.125 | 0.08 | 261 | 0 | 0.364 | 1 | 1 | cs | TRUE
86 | LV_5649-5_0_8_line_86 |  | 79 | 82 | 0.00079419 | 0.125 | 0.08 | 261 | 0 | 0.364 | 1 | 4 | cs | TRUE
87 | LV_5649-5_0_8_line_87 |  | 80 | 86 | 0.042341 | 0.125 | 0.08 | 261 | 0 | 0.364 | 1 | 1 | cs | TRUE
88 | LV_5649-5_0_8_line_88 |  | 81 | 87 | 0.01878 | 0.125 | 0.08 | 261 | 0 | 0.364 | 1 | 1 | cs | TRUE
89 | LV_5649-5_0_8_line_89 |  | 82 | 83 | 0.053012 | 0.125 | 0.08 | 261 | 0 | 0.364 | 1 | 4 | cs | TRUE
90 | LV_5649-5_0_8_line_90 |  | 83 | 84 | 0.0030718 | 0.125 | 0.08 | 261 | 0 | 0.364 | 1 | 4 | cs | TRUE
91 | LV_5649-5_0_8_line_91 |  | 84 | 85 | 0.06246 | 0.125 | 0.08 | 261 | 0 | 0.364 | 1 | 4 | cs | TRUE
92 | LV_5649-5_0_8_line_92 |  | 85 | 135 | 0.059455 | 0.125 | 0.08 | 261 | 0 | 0.364 | 1 | 4 | cs | TRUE
93 | LV_5649-5_0_8_line_93 |  | 86 | 108 | 0.032986 | 0.125 | 0.08 | 261 | 0 | 0.364 | 1 | 1 | cs | TRUE
94 | LV_5649-5_0_8_line_94 |  | 87 | 102 | 0.0058227 | 0.125 | 0.08 | 261 | 0 | 0.364 | 1 | 1 | cs | TRUE
95 | LV_5649-5_0_8_line_95 |  | 88 | 89 | 0.042651 | 0.125 | 0.08 | 261 | 0 | 0.364 | 1 | 1 | cs | TRUE
96 | LV_5649-5_0_8_line_96 |  | 88 | 90 | 0.033084 | 0.125 | 0.08 | 261 | 0 | 0.364 | 1 | 1 | cs | TRUE
97 | LV_5649-5_0_8_line_97 |  | 89 | 91 | 0.060082 | 0.125 | 0.08 | 261 | 0 | 0.364 | 1 | 1 | cs | TRUE
98 | LV_5649-5_0_8_line_98 |  | 90 | 92 | 0.003362 | 0.125 | 0.08 | 261 | 0 | 0.364 | 1 | 1 | cs | TRUE
99 | LV_5649-5_0_8_line_99 |  | 91 | 96 | 0.030494 | 0.125 | 0.08 | 261 | 0 | 0.364 | 1 | 1 | cs | TRUE
100 | LV_5649-5_0_8_line_100 |  | 93 | 94 | 0.011526 | 0.125 | 0.08 | 261 | 0 | 0.364 | 1 | 1 | cs | TRUE
101 | LV_5649-5_0_8_line_101 |  | 93 | 95 | 0.0049243 | 0.125 | 0.08 | 261 | 0 | 0.364 | 1 | 1 | cs | TRUE
102 | LV_5649-5_0_8_line_102 |  | 94 | 106 | 0.033472 | 0.125 | 0.08 | 261 | 0 | 0.364 | 1 | 1 | cs | TRUE
103 | LV_5649-5_0_8_line_103 |  | 95 | 112 | 0.015992 | 0.125 | 0.08 | 261 | 0 | 0.364 | 1 | 1 | cs | TRUE
104 | LV_5649-5_0_8_line_104 |  | 96 | 97 | 0.018322 | 0.125 | 0.08 | 261 | 0 | 0.364 | 1 | 1 | cs | TRUE
105 | LV_5649-5_0_8_line_105 |  | 102 | 103 | 0.027991 | 0.125 | 0.08 | 261 | 0 | 0.364 | 1 | 1 | cs | TRUE
106 | LV_5649-5_0_8_line_106 |  | 103 | 104 | 0.0075086 | 0.125 | 0.08 | 261 | 0 | 0.364 | 1 | 1 | cs | TRUE
107 | LV_5649-5_0_8_line_107 |  | 104 | 105 | 0.02116 | 0.125 | 0.08 | 261 | 0 | 0.364 | 1 | 1 | cs | TRUE
108 | LV_5649-5_0_8_line_108 |  | 105 | 106 | 0.0024377 | 0.125 | 0.08 | 261 | 0 | 0.364 | 1 | 1 | cs | TRUE
109 | LV_5649-5_0_8_line_109 |  | 107 | 108 | 0.010923 | 0.125 | 0.08 | 261 | 0 | 0.364 | 1 | 1 | cs | TRUE
110 | LV_5649-5_0_8_line_110 |  | 108 | 109 | 0.0087548 | 0.125 | 0.08 | 261 | 0 | 0.364 | 1 | 1 | cs | TRUE
111 | LV_5649-5_0_8_line_111 |  | 110 | 111 | 0.015814 | 0.125 | 0.08 | 261 | 0 | 0.364 | 1 | 1 | cs | TRUE
112 | LV_5649-5_0_8_line_112 |  | 111 | 113 | 0.018907 | 0.125 | 0.08 | 261 | 0 | 0.364 | 1 | 1 | cs | TRUE
113 | LV_5649-5_0_8_line_113 |  | 112 | 113 | 0.018789 | 0.125 | 0.08 | 261 | 0 | 0.364 | 1 | 1 | cs | TRUE
114 | LV_5649-5_0_8_line_114 |  | 114 | 115 | 0.0099997 | 0.125 | 0.08 | 261 | 0 | 0.364 | 1 | 2 | cs | TRUE
115 | LV_5649-5_0_8_line_115 |  | 114 | 116 | 0.021655 | 0.125 | 0.08 | 261 | 0 | 0.364 | 1 | 4 | cs | TRUE
116 | LV_5649-5_0_8_line_116 |  | 115 | 117 | 0.0080014 | 0.125 | 0.08 | 261 | 0 | 0.364 | 1 | 1 | cs | TRUE
117 | LV_5649-5_0_8_line_117 |  | 116 | 118 | 0.007775 | 0.125 | 0.08 | 261 | 0 | 0.364 | 1 | 4 | cs | TRUE
118 | LV_5649-5_0_8_line_118 |  | 116 | 119 | 0.022643 | 0.125 | 0.08 | 261 | 0 | 0.364 | 1 | 4 | cs | TRUE
119 | LV_5649-5_0_8_line_119 |  | 117 | 120 | 0.026982 | 0.125 | 0.08 | 261 | 0 | 0.364 | 1 | 1 | cs | TRUE
120 | LV_5649-5_0_8_line_120 |  | 118 | 121 | 0.038705 | 0.125 | 0.08 | 261 | 0 | 0.364 | 1 | 4 | cs | TRUE
121 | LV_5649-5_0_8_line_121 |  | 118 | 122 | 0.04225 | 0.125 | 0.08 | 261 | 0 | 0.364 | 1 | 1 | cs | TRUE
122 | LV_5649-5_0_8_line_122 |  | 119 | 123 | 0.076816 | 0.125 | 0.08 | 261 | 0 | 0.364 | 1 | 4 | cs | TRUE
123 | LV_5649-5_0_8_line_123 |  | 120 | 124 | 0.01689 | 0.125 | 0.08 | 261 | 0 | 0.364 | 1 | 1 | cs | TRUE
124 | LV_5649-5_0_8_line_124 |  | 120 | 125 | 0.040252 | 0.125 | 0.08 | 261 | 0 | 0.364 | 1 | 1 | cs | TRUE
125 | LV_5649-5_0_8_line_125 |  | 121 | 126 | 0.0043947 | 0.125 | 0.08 | 261 | 0 | 0.364 | 1 | 4 | cs | TRUE
126 | LV_5649-5_0_8_line_126 |  | 122 | 127 | 0.023561 | 0.125 | 0.08 | 261 | 0 | 0.364 | 1 | 1 | cs | TRUE
127 | LV_5649-5_0_8_line_127 |  | 122 | 128 | 0.012534 | 0.125 | 0.08 | 261 | 0 | 0.364 | 1 | 1 | cs | TRUE
128 | LV_5649-5_0_8_line_128 |  | 123 | 129 | 0.054005 | 0.125 | 0.08 | 261 | 0 | 0.364 | 1 | 4 | cs | TRUE
129 | LV_5649-5_0_8_line_129 |  | 124 | 197 | 0.0080101 | 0.125 | 0.08 | 261 | 0 | 0.364 | 1 | 1 | cs | TRUE
130 | LV_5649-5_0_8_line_130 |  | 125 | 196 | 0.018856 | 0.125 | 0.08 | 261 | 0 | 0.364 | 1 | 1 | cs | TRUE
131 | LV_5649-5_0_8_line_131 |  | 126 | 158 | 0.021446 | 0.125 | 0.08 | 261 | 0 | 0.364 | 1 | 4 | cs | TRUE
132 | LV_5649-5_0_8_line_132 |  | 127 | 150 | 0.017523 | 0.125 | 0.08 | 261 | 0 | 0.364 | 1 | 1 | cs | TRUE
133 | LV_5649-5_0_8_line_133 |  | 127 | 148 | 0.013017 | 0.125 | 0.08 | 261 | 0 | 0.364 | 1 | 1 | cs | TRUE
134 | LV_5649-5_0_8_line_134 |  | 128 | 187 | 0.0088989 | 0.125 | 0.08 | 261 | 0 | 0.364 | 1 | 1 | cs | TRUE
135 | LV_5649-5_0_8_line_135 |  | 129 | 130 | 0.048627 | 0.125 | 0.08 | 261 | 0 | 0.364 | 1 | 4 | cs | TRUE
136 | LV_5649-5_0_8_line_136 |  | 129 | 131 | 0.040921 | 0.125 | 0.08 | 261 | 0 | 0.364 | 1 | 1 | cs | TRUE
137 | LV_5649-5_0_8_line_137 |  | 130 | 132 | 0.04858 | 0.125 | 0.08 | 261 | 0 | 0.364 | 1 | 1 | cs | TRUE
138 | LV_5649-5_0_8_line_138 |  | 130 | 133 | 0.03412 | 0.125 | 0.08 | 261 | 0 | 0.364 | 1 | 4 | cs | TRUE
139 | LV_5649-5_0_8_line_139 |  | 131 | 134 | 0.0083409 | 0.125 | 0.08 | 261 | 0 | 0.364 | 1 | 1 | cs | TRUE
140 | LV_5649-5_0_8_line_140 |  | 132 | 142 | 0.057269 | 0.125 | 0.08 | 261 | 0 | 0.364 | 1 | 1 | cs | TRUE
141 | LV_5649-5_0_8_line_141 |  | 133 | 139 | 0.004848 | 0.125 | 0.08 | 261 | 0 | 0.364 | 1 | 4 | cs | TRUE
142 | LV_5649-5_0_8_line_142 |  | 135 | 136 | 0.0048307 | 0.125 | 0.08 | 261 | 0 | 0.364 | 1 | 4 | cs | TRUE
143 | LV_5649-5_0_8_line_143 |  | 136 | 137 | 0.0033019 | 0.125 | 0.08 | 261 | 0 | 0.364 | 1 | 4 | cs | TRUE
144 | LV_5649-5_0_8_line_144 |  | 137 | 138 | 0.021627 | 0.125 | 0.08 | 261 | 0 | 0.364 | 1 | 4 | cs | TRUE
145 | LV_5649-5_0_8_line_145 |  | 138 | 140 | 0.020583 | 0.125 | 0.08 | 261 | 0 | 0.364 | 1 | 4 | cs | TRUE
146 | LV_5649-5_0_8_line_146 |  | 139 | 140 | 0.012761 | 0.125 | 0.08 | 261 | 0 | 0.364 | 1 | 4 | cs | TRUE
147 | LV_5649-5_0_8_line_147 |  | 140 | 141 | 0.020202 | 0.125 | 0.08 | 261 | 0 | 0.364 | 1 | 1 | cs | TRUE
148 | LV_5649-5_0_8_line_148 |  | 142 | 183 | 0.057346 | 0.125 | 0.08 | 261 | 0 | 0.364 | 1 | 1 | cs | TRUE
149 | LV_5649-5_0_8_line_149 |  | 143 | 144 | 0.0065436 | 0.125 | 0.08 | 261 | 0 | 0.364 | 1 | 1 | cs | TRUE
150 | LV_5649-5_0_8_line_150 |  | 143 | 145 | 0.0062088 | 0.125 | 0.08 | 261 | 0 | 0.364 | 1 | 1 | cs | TRUE
151 | LV_5649-5_0_8_line_151 |  | 144 | 146 | 0.041336 | 0.125 | 0.08 | 261 | 0 | 0.364 | 1 | 1 | cs | TRUE
152 | LV_5649-5_0_8_line_152 |  | 146 | 147 | 0.01835 | 0.125 | 0.08 | 261 | 0 | 0.364 | 1 | 1 | cs | TRUE
153 | LV_5649-5_0_8_line_153 |  | 146 | 148 | 0.01028 | 0.125 | 0.08 | 261 | 0 | 0.364 | 1 | 1 | cs | TRUE
154 | LV_5649-5_0_8_line_154 |  | 147 | 149 | 0.013251 | 0.125 | 0.08 | 261 | 0 | 0.364 | 1 | 1 | cs | TRUE
155 | LV_5649-5_0_8_line_155 |  | 150 | 188 | 0.014555 | 0.125 | 0.08 | 261 | 0 | 0.364 | 1 | 1 | cs | TRUE
156 | LV_5649-5_0_8_line_156 |  | 151 | 152 | 0.05265 | 0.125 | 0.08 | 261 | 0 | 0.364 | 1 | 4 | cs | TRUE
157 | LV_5649-5_0_8_line_157 |  | 151 | 153 | 0.014049 | 0.125 | 0.08 | 261 | 0 | 0.364 | 1 | 4 | cs | TRUE
158 | LV_5649-5_0_8_line_158 |  | 152 | 154 | 0.019312 | 0.125 | 0.08 | 261 | 0 | 0.364 | 1 | 4 | cs | TRUE
159 | LV_5649-5_0_8_line_159 |  | 152 | 155 | 0.0034419 | 0.125 | 0.08 | 261 | 0 | 0.364 | 1 | 4 | cs | TRUE
160 | LV_5649-5_0_8_line_160 |  | 153 | 156 | 0.003476 | 0.125 | 0.08 | 261 | 0 | 0.364 | 1 | 4 | cs | TRUE
161 | LV_5649-5_0_8_line_161 |  | 153 | 157 | 0.022828 | 0.125 | 0.08 | 261 | 0 | 0.364 | 1 | 1 | cs | TRUE
162 | LV_5649-5_0_8_line_162 |  | 154 | 158 | 0.02928 | 0.125 | 0.08 | 261 | 0 | 0.364 | 1 | 4 | cs | TRUE
163 | LV_5649-5_0_8_line_163 |  | 155 | 159 | 0.0088686 | 0.125 | 0.08 | 261 | 0 | 0.364 | 1 | 4 | cs | TRUE
164 | LV_5649-5_0_8_line_164 |  | 156 | 160 | 0.010681 | 0.125 | 0.08 | 261 | 0 | 0.364 | 1 | 1 | cs | TRUE
165 | LV_5649-5_0_8_line_165 |  | 156 | 161 | 0.028613 | 0.125 | 0.08 | 261 | 0 | 0.364 | 1 | 4 | cs | TRUE
166 | LV_5649-5_0_8_line_166 |  | 157 | 162 | 0.0014236 | 0.125 | 0.08 | 261 | 0 | 0.364 | 1 | 1 | cs | TRUE
167 | LV_5649-5_0_8_line_167 |  | 159 | 163 | 0.034693 | 0.125 | 0.08 | 261 | 0 | 0.364 | 1 | 4 | cs | TRUE
168 | LV_5649-5_0_8_line_168 |  | 160 | 164 | 0.013919 | 0.125 | 0.08 | 261 | 0 | 0.364 | 1 | 1 | cs | TRUE
169 | LV_5649-5_0_8_line_169 |  | 161 | 165 | 0.0016116 | 0.125 | 0.08 | 261 | 0 | 0.364 | 1 | 4 | cs | TRUE
170 | LV_5649-5_0_8_line_170 |  | 163 | 198 | 0.0065403 | 0.125 | 0.08 | 261 | 0 | 0.364 | 1 | 4 | cs | TRUE
171 | LV_5649-5_0_8_line_171 |  | 165 | 166 | 0.0030194 | 0.125 | 0.08 | 261 | 0 | 0.364 | 1 | 4 | cs | TRUE
172 | LV_5649-5_0_8_line_172 |  | 166 | 167 | 0.016498 | 0.125 | 0.08 | 261 | 0 | 0.364 | 1 | 4 | cs | TRUE
173 | LV_5649-5_0_8_line_173 |  | 167 | 168 | 0.023106 | 0.125 | 0.08 | 261 | 0 | 0.364 | 1 | 4 | cs | TRUE
174 | LV_5649-5_0_8_line_174 |  | 167 | 169 | 0.025016 | 0.125 | 0.08 | 261 | 0 | 0.364 | 1 | 1 | cs | TRUE
175 | LV_5649-5_0_8_line_175 |  | 168 | 170 | 0.025341 | 0.125 | 0.08 | 261 | 0 | 0.364 | 1 | 4 | cs | TRUE
176 | LV_5649-5_0_8_line_176 |  | 169 | 171 | 0.0023718 | 0.125 | 0.08 | 261 | 0 | 0.364 | 1 | 1 | cs | TRUE
177 | LV_5649-5_0_8_line_177 |  | 170 | 174 | 0.023193 | 0.125 | 0.08 | 261 | 0 | 0.364 | 1 | 4 | cs | TRUE
178 | LV_5649-5_0_8_line_178 |  | 171 | 173 | 0.00087947 | 0.125 | 0.08 | 261 | 0 | 0.364 | 1 | 1 | cs | TRUE
179 | LV_5649-5_0_8_line_179 |  | 172 | 173 | 0.0012473 | 0.125 | 0.08 | 261 | 0 | 0.364 | 1 | 1 | cs | TRUE
180 | LV_5649-5_0_8_line_180 |  | 174 | 189 | 0.036105 | 0.125 | 0.08 | 261 | 0 | 0.364 | 1 | 4 | cs | TRUE
181 | LV_5649-5_0_8_line_181 |  | 174 | 182 | 0.01594 | 0.125 | 0.08 | 261 | 0 | 0.364 | 1 | 4 | cs | TRUE
182 | LV_5649-5_0_8_line_182 |  | 175 | 176 | 0.013872 | 0.125 | 0.08 | 261 | 0 | 0.364 | 1 | 4 | cs | TRUE
183 | LV_5649-5_0_8_line_183 |  | 175 | 177 | 0.0045722 | 0.125 | 0.08 | 261 | 0 | 0.364 | 1 | 1 | cs | TRUE
184 | LV_5649-5_0_8_line_184 |  | 176 | 178 | 0.003496 | 0.125 | 0.08 | 261 | 0 | 0.364 | 1 | 4 | cs | TRUE
185 | LV_5649-5_0_8_line_185 |  | 178 | 179 | 0.024134 | 0.125 | 0.08 | 261 | 0 | 0.364 | 1 | 2 | cs | TRUE
186 | LV_5649-5_0_8_line_186 |  | 178 | 180 | 0.029225 | 0.125 | 0.08 | 261 | 0 | 0.364 | 1 | 4 | cs | TRUE
187 | LV_5649-5_0_8_line_187 |  | 179 | 181 | 0.0019757 | 0.125 | 0.08 | 261 | 0 | 0.364 | 1 | 1 | cs | TRUE
188 | LV_5649-5_0_8_line_188 |  | 180 | 182 | 0.0037679 | 0.125 | 0.08 | 261 | 0 | 0.364 | 1 | 4 | cs | TRUE
189 | LV_5649-5_0_8_line_189 |  | 183 | 184 | 0.013279 | 0.125 | 0.08 | 261 | 0 | 0.364 | 1 | 1 | cs | TRUE
190 | LV_5649-5_0_8_line_190 |  | 184 | 185 | 0.030265 | 0.125 | 0.08 | 261 | 0 | 0.364 | 1 | 1 | cs | TRUE
191 | LV_5649-5_0_8_line_191 |  | 184 | 186 | 0.02827 | 0.125 | 0.08 | 261 | 0 | 0.364 | 1 | 1 | cs | TRUE
192 | LV_5649-5_0_8_line_192 |  | 186 | 194 | 0.027072 | 0.125 | 0.08 | 261 | 0 | 0.364 | 1 | 1 | cs | TRUE
193 | LV_5649-5_0_8_line_193 |  | 189 | 190 | 0.012758 | 0.125 | 0.08 | 261 | 0 | 0.364 | 1 | 4 | cs | TRUE
194 | LV_5649-5_0_8_line_194 |  | 189 | 191 | 0.011835 | 0.125 | 0.08 | 261 | 0 | 0.364 | 1 | 4 | cs | TRUE
195 | LV_5649-5_0_8_line_195 |  | 190 | 193 | 0.011848 | 0.125 | 0.08 | 261 | 0 | 0.364 | 1 | 4 | cs | TRUE
196 | LV_5649-5_0_8_line_196 |  | 191 | 192 | 0.0095527 | 0.125 | 0.08 | 261 | 0 | 0.364 | 1 | 2 | cs | TRUE
197 | LV_5649-5_0_8_line_197 |  | 195 | 196 | 0.029722 | 0.125 | 0.08 | 261 | 0 | 0.364 | 1 | 1 | cs | TRUE
198 | LV_5649-5_0_8_line_198 |  | 198 | 199 | 0.020491 | 0.125 | 0.08 | 261 | 0 | 0.364 | 1 | 4 | cs | TRUE
199 | LV_5649-5_0_8_line_199 |  | 199 | 200 | 0.018297 | 0.125 | 0.08 | 261 | 0 | 0.364 | 1 | 4 | cs | TRUE
200 | LV_5649-5_0_8_line_200 |  | 200 | 208 | 0.031664 | 0.125 | 0.08 | 261 | 0 | 0.364 | 1 | 4 | cs | TRUE
201 | LV_5649-5_0_8_line_201 |  | 201 | 202 | 0.00082134 | 0.125 | 0.08 | 261 | 0 | 0.364 | 1 | 4 | cs | TRUE
202 | LV_5649-5_0_8_line_202 |  | 201 | 203 | 0.031439 | 0.125 | 0.08 | 261 | 0 | 0.364 | 1 | 4 | cs | TRUE
203 | LV_5649-5_0_8_line_203 |  | 202 | 204 | 0.015703 | 0.125 | 0.08 | 261 | 0 | 0.364 | 1 | 3 | cs | TRUE
204 | LV_5649-5_0_8_line_204 |  | 203 | 205 | 0.00053543 | 0.125 | 0.08 | 261 | 0 | 0.364 | 1 | 4 | cs | TRUE
205 | LV_5649-5_0_8_line_205 |  | 205 | 206 | 0.03012 | 0.125 | 0.08 | 261 | 0 | 0.364 | 1 | 4 | cs | TRUE
206 | LV_5649-5_0_8_line_206 |  | 206 | 207 | 0.00065428 | 0.125 | 0.08 | 261 | 0 | 0.364 | 1 | 4 | cs | TRUE
207 | LV_5649-5_0_8_line_207 |  | 207 | 208 | 0.031512 | 0.125 | 0.08 | 261 | 0 | 0.364 | 1 | 4 | cs | TRUE

## trafo
| name | std_type | hv_bus | lv_bus | sn_mva | vn_hv_kv | vn_lv_kv | vk_percent | vkr_percent | pfe_kw | i0_percent | shift_degree | tap_side | tap_neutral | tap_min | tap_max | tap_step_percent | tap_step_degree | tap_pos | tap_phase_shifter | parallel | df | in_service
0 | LV_5649-5_0_8_trafo_2 | 0.63 MVA 20/0.4 kV | 209 | 2 | 0.63 | 20 | 0.4 | 6 | 1.206 | 1.65 | 0.2619 | 150 | hv | 0 | -2 | 2 | 2.5 | 0 | 0 | FALSE | 1 | 1 | TRUE

## line_geodata
| x0 | y0 | x1 | y1 | x2 | y2 | x3 | y3 | x4 | y4 | x5 | y5 | x6 | y6 | x7 | y7 | x8 | y8 | x9 | y9 | x10 | y10
0 | 2526240.0047 | 1150997.4129 | 2526237.8271 | 1150998.6886
1 | 2526240.0047 | 1150997.4129 | 2526254.7944 | 1150988.7486 | 2526258.6496 | 1150986.748
2 | 2526237.8271 | 1150998.6886 | 2526230.7995 | 1151044.0368
3 | 2526313.3566 | 1150961.1931 | 2526291.9415 | 1150969.4713 | 2526258.6496 | 1150986.748
4 | 2526229.2157 | 1151044.1164 | 2526230.7995 | 1151044.0368
5 | 2526313.3566 | 1150961.1931 | 2526331.7831 | 1150955.8311
6 | 2526313.3566 | 1150961.1931 | 2526312.603 | 1150958.5787 | 2526307.0584 | 1150941.9599
7 | 2526211.5728 | 1151450.5278 | 2526214.0444 | 1151447.7559
8 | 2526214.0444 | 1151447.7559 | 2526228.2906 | 1151431.7788
9 | 2526210.7696 | 1151417.3665 | 2526228.2906 | 1151431.7788 | 2526228.2906 | 1151431.7788
10 | 2526199.5 | 1151408.0964 | 2526210.7696 | 1151417.3665
11 | 2526203.6533 | 1151403.1538 | 2526199.5 | 1151408.0964
12 | 2526199.5 | 1151408.0964 | 2526189.8114 | 1151419.6283
13 | 2526203.6533 | 1151403.1538 | 2526191.2073 | 1151393.1885
14 | 2526203.6533 | 1151403.1538 | 2526227.2794 | 1151375.0259
15 | 2526189.8114 | 1151419.6283 | 2526175.444 | 1151436.7291
16 | 2526276.764 | 1151316.1082 | 2526257.2865 | 1151300.149
17 | 2526276.764 | 1151316.1082 | 2526293.0022 | 1151295.0562
18 | 2526276.764 | 1151316.1082 | 2526271.5755 | 1151322.2852
19 | 2526248.6361 | 1151349.5941 | 2526241.1467 | 1151343.5158
20 | 2526248.6361 | 1151349.5941 | 2526227.2794 | 1151375.0259
21 | 2526248.6361 | 1151349.5941 | 2526253.853 | 1151363.6345
22 | 2526248.6361 | 1151349.5941 | 2526265.885 | 1151329.0599
23 | 2526241.1467 | 1151343.5158 | 2526242.0877 | 1151337.0117
24 | 2526241.1467 | 1151343.5158 | 2526220.1436 | 1151326.4638
25 | 2526227.2794 | 1151375.0259 | 2526216.0695 | 1151365.3802
26 | 2526253.853 | 1151363.6345 | 2526258.1215 | 1151375.1226
27 | 2526265.885 | 1151329.0599 | 2526271.5755 | 1151322.2852
28 | 2526275.1408 | 1151251.3471 | 2526262.5212 | 1151265.7099 | 2526259.5458 | 1151266.5691 | 2526256.4668 | 1151267.1183 | 2526252.5452 | 1151266.5549
29 | 2526275.1408 | 1151251.3471 | 2526251.384 | 1151234.4733 | 2526234.7911 | 1151223.415 | 2526226.6597 | 1151219.7279
30 | 2526275.1408 | 1151251.3471 | 2526307.8785 | 1151275.7597 | 2526294.5805 | 1151293.0101
31 | 2526202.4599 | 1151207.158 | 2526213.1395 | 1151213.5972 | 2526226.6597 | 1151219.7279
32 | 2526294.5805 | 1151293.0101 | 2526300.2131 | 1151305.4148
33 | 2526294.5805 | 1151293.0101 | 2526307.8785 | 1151275.7597 | 2526339.3053 | 1151298.4431
34 | 2526294.5805 | 1151293.0101 | 2526293.0022 | 1151295.0562
35 | 2526176.0289 | 1151481.3258 | 2526185.0758 | 1151488.6077 | 2526190.5288 | 1151493.8771
36 | 2526176.0289 | 1151481.3258 | 2526172.1199 | 1151486.1542
37 | 2526176.0289 | 1151481.3258 | 2526170.4743 | 1151476.8604
38 | 2526153.3227 | 1151463.072 | 2526170.4743 | 1151476.8604
39 | 2526153.3227 | 1151463.072 | 2526133.3452 | 1151486.3638
40 | 2526166.0621 | 1151447.8959 | 2526153.3227 | 1151463.072
41 | 2526208.0962 | 1151056.1768 | 2526207.78 | 1151057.0945
42 | 2526192.1605 | 1151076.633 | 2526206.9791 | 1151059.4193 | 2526207.78 | 1151057.0945
43 | 2526208.0962 | 1151056.1768 | 2526211.9526 | 1151044.9835 | 2526222.7977 | 1151044.4387
44 | 2526192.1605 | 1151076.633 | 2526189.1185 | 1151092.5477
45 | 2526192.1605 | 1151076.633 | 2526173.9798 | 1151077.568
46 | 2526229.2157 | 1151044.1164 | 2526222.7977 | 1151044.4387
47 | 2526189.1185 | 1151092.5477 | 2526187.0982 | 1151103.1173
48 | 2526173.9798 | 1151077.568 | 2526166.1688 | 1151077.9696
49 | 2526183.4194 | 1151122.3636 | 2526187.0982 | 1151103.1173
50 | 2526166.032 | 1151077.9767 | 2526166.1688 | 1151077.9696
51 | 2526178.9013 | 1151383.3353 | 2526163.8092 | 1151389.5101
52 | 2526178.9013 | 1151383.3353 | 2526190.4907 | 1151392.6147
53 | 2526176.0055 | 1151368.7959 | 2526176.1532 | 1151373.9526 | 2526177.156 | 1151379.3544 | 2526178.9013 | 1151383.3353
54 | 2526191.2073 | 1151393.1885 | 2526190.4907 | 1151392.6147
55 | 2526219.1561 | 1151313.5464 | 2526223.5426 | 1151318.2175 | 2526220.1436 | 1151326.4638
56 | 2526157.3845 | 1151176.3716 | 2526137.6847 | 1151161.824
57 | 2526130.2259 | 1151156.316 | 2526137.6847 | 1151161.824
58 | 2526157.3845 | 1151176.3716 | 2526164.6902 | 1151162.0721
59 | 2526157.3845 | 1151176.3716 | 2526159.841 | 1151178.2647 | 2526156.152 | 1151185.3918 | 2526185.4599 | 1151205.4656
60 | 2526157.3845 | 1151176.3716 | 2526159.841 | 1151178.2647 | 2526179.6823 | 1151192.5404 | 2526188.8955 | 1151198.9531 | 2526194.4675 | 1151202.6424 | 2526202.4599 | 1151207.158
61 | 2526130.2259 | 1151156.316 | 2526118.742 | 1151143.7833
62 | 2526183.4194 | 1151122.3636 | 2526182.4881 | 1151127.2358 | 2526164.6902 | 1151162.0721
63 | 2526185.4599 | 1151205.4656 | 2526184.5771 | 1151208.5893 | 2526164.1197 | 1151232.7958
64 | 2526118.742 | 1151143.7833 | 2526112.2714 | 1151150.6778 | 2526087.6852 | 1151179.4183
65 | 2526118.742 | 1151143.7833 | 2526115.8455 | 1151136.0701 | 2526115.4379 | 1151132.5759
66 | 2526087.6852 | 1151179.4183 | 2526078.1715 | 1151191.0195 | 2526073.1091 | 1151196.9435
67 | 2526115.4379 | 1151132.5759 | 2526115.0034 | 1151128.8505
68 | 2526123.7512 | 1151498.2772 | 2526093.4933 | 1151459.1114
69 | 2526123.7512 | 1151498.2772 | 2526133.3452 | 1151486.3638
70 | 2526133.3452 | 1151486.3638 | 2526130 | 1151483.3587
71 | 2526166.0621 | 1151447.8959 | 2526175.444 | 1151436.7291
72 | 2526166.0621 | 1151447.8959 | 2526154.4404 | 1151438.5154
73 | 2526135.8891 | 1151423.5416 | 2526154.4404 | 1151438.5154
74 | 2526072.3332 | 1151017.1266 | 2526054.504 | 1151044.6974
75 | 2526072.3332 | 1151017.1266 | 2526081.0543 | 1151023.761
76 | 2526095.6025 | 1151034.8284 | 2526081.0543 | 1151023.761
77 | 2526095.6025 | 1151034.8284 | 2526101.569 | 1151039.4694
78 | 2526114.1894 | 1151112.4994 | 2526114.3525 | 1151123.2701 | 2526115.0034 | 1151128.8505
79 | 2526114.1894 | 1151112.4994 | 2526114.1406 | 1151109.1537 | 2526114.1578 | 1151098.0583 | 2526114.1711 | 1151092.2771 | 2526113.4334 | 1151077.2221 | 2526111.8595 | 1151069.0813 | 2526114.1078 | 1151068.3866 | 2526116.1194 | 1151067.1724 | 2526117.7878 | 1151065.5176 | 2526119.0144 | 1151063.5125 | 2526119.716 | 1151061.2693
80 | 2526130.3585 | 1151056.5359 | 2526119.716 | 1151061.2693
81 | 2526107.6948 | 1151049.9995 | 2526109.6641 | 1151049.7196 | 2526111.6537 | 1151049.8397 | 2526113.5791 | 1151050.3496 | 2526115.3633 | 1151051.2504 | 2526117.1546 | 1151052.7182 | 2526118.5512 | 1151054.5576 | 2526119.4754 | 1151056.6808 | 2526119.872 | 1151058.9661 | 2526119.716 | 1151061.2693
82 | 2526101.569 | 1151039.4694 | 2526101.6245 | 1151039.5126 | 2526101.6245 | 1151039.5126
83 | 2526107.6948 | 1151049.9995 | 2526106.3933 | 1151046.5358 | 2526104.47 | 1151043.0685 | 2526101.6245 | 1151039.5126
84 | 2526331.7831 | 1150955.8311 | 2526351.1972 | 1150951.4217
85 | 2526331.7831 | 1150955.8311 | 2526347.462 | 1150969.9907
86 | 2526306.8071 | 1150941.2065 | 2526307.0584 | 1150941.9599
87 | 2526351.1972 | 1150951.4217 | 2526360.7573 | 1150949.2504 | 2526393.1738 | 1150946.4464
88 | 2526361.3994 | 1150982.5777 | 2526347.462 | 1150969.9907
89 | 2526306.8071 | 1150941.2065 | 2526299.9879 | 1150920.7675 | 2526299.9627 | 1150918.7111 | 2526300.5541 | 1150916.2358 | 2526301.9617 | 1150913.9617 | 2526309.1009 | 1150908.3377 | 2526321.5218 | 1150899.7488
90 | 2526324.0484 | 1150898.0018 | 2526321.5218 | 1150899.7488
91 | 2526324.0484 | 1150898.0018 | 2526332.4084 | 1150892.2209 | 2526347.2703 | 1150880.977 | 2526361.9631 | 1150870.3356 | 2526370.9394 | 1150863.6553 | 2526374.3982 | 1150861.0522
92 | 2526374.3982 | 1150861.0522 | 2526377.9068 | 1150858.4115 | 2526381.5309 | 1150854.0869 | 2526384.5435 | 1150848.1022 | 2526388.9663 | 1150839.421 | 2526399.4392 | 1150822.6723 | 2526406.6081 | 1150811.5589
93 | 2526426.0366 | 1150943.6039 | 2526393.1738 | 1150946.4464
94 | 2526361.3994 | 1150982.5777 | 2526365.7207 | 1150986.4803
95 | 2526325.5993 | 1151362.4763 | 2526298.2885 | 1151395.2363
96 | 2526277.1873 | 1151420.7175 | 2526288.9177 | 1151406.4768 | 2526298.2885 | 1151395.2363
97 | 2526364.0717 | 1151316.3277 | 2526325.5993 | 1151362.4763
98 | 2526277.1873 | 1151420.7175 | 2526274.4536 | 1151418.7499
99 | 2526364.0717 | 1151316.3277 | 2526339.3053 | 1151298.4431
100 | 2526434.4208 | 1151048.5238 | 2526442.9748 | 1151056.2491
101 | 2526445.3827 | 1151051.9536 | 2526442.9748 | 1151056.2491 | 2526442.9748 | 1151056.2491
102 | 2526409.5794 | 1151026.0894 | 2526434.4208 | 1151048.5238
103 | 2526445.3827 | 1151051.9536 | 2526453.2023 | 1151038.0035
104 | 2526339.3053 | 1151298.4431 | 2526331.7928 | 1151305.5168 | 2526326.5247 | 1151311.5737
105 | 2526386.4938 | 1151005.2406 | 2526365.7207 | 1150986.4803
106 | 2526392.0663 | 1151010.2732 | 2526386.4938 | 1151005.2406
107 | 2526392.0663 | 1151010.2732 | 2526407.7702 | 1151024.4555
108 | 2526409.5794 | 1151026.0894 | 2526407.7702 | 1151024.4555
109 | 2526426.0366 | 1150943.6039 | 2526426.6933 | 1150946.453 | 2526428.2053 | 1150948.9471 | 2526430.4089 | 1150950.8656 | 2526432.4004 | 1150951.7046
110 | 2526426.0366 | 1150943.6039 | 2526426.2928 | 1150940.6991 | 2526427.4344 | 1150938.017 | 2526429.3573 | 1150935.8145
111 | 2526479.3669 | 1150991.3267 | 2526471.6345 | 1151005.1211
112 | 2526462.3895 | 1151021.614 | 2526471.6345 | 1151005.1211
113 | 2526462.3895 | 1151021.614 | 2526453.2023 | 1151038.0035
114 | 2526288.6882 | 1150687.786 | 2526291.2808 | 1150689.5662 | 2526296.6634 | 1150693.8106
115 | 2526311.6065 | 1150709.4394 | 2526305.2129 | 1150702.0025 | 2526297.7224 | 1150694.6457 | 2526296.6634 | 1150693.8106
116 | 2526282.0921 | 1150683.2568 | 2526288.6882 | 1150687.786
117 | 2526311.6065 | 1150709.4394 | 2526304.5461 | 1150712.7389
118 | 2526311.6065 | 1150709.4394 | 2526322.6719 | 1150704.7012 | 2526332.0095 | 1150699.6729
119 | 2526259.849 | 1150667.9837 | 2526282.0921 | 1150683.2568
120 | 2526304.5461 | 1150712.7389 | 2526269.6646 | 1150729.7204
121 | 2526332.2131 | 1150744.7291 | 2526304.5461 | 1150712.7389
122 | 2526392.483 | 1150653.2843 | 2526373.3868 | 1150671.7395 | 2526359.5785 | 1150684.4379 | 2526343.9874 | 1150693.2226 | 2526332.0095 | 1150699.6729
123 | 2526259.849 | 1150667.9837 | 2526246.0074 | 1150658.3045
124 | 2526259.849 | 1150667.9837 | 2526232.4168 | 1150697.4401
125 | 2526269.6646 | 1150729.7204 | 2526265.6333 | 1150731.4702
126 | 2526347.3579 | 1150762.8094 | 2526332.2131 | 1150744.7291
127 | 2526332.2131 | 1150744.7291 | 2526340.6063 | 1150735.4202
128 | 2526427.425 | 1150690.7334 | 2526412.8769 | 1150673.1015 | 2526410.7182 | 1150671.0934 | 2526407.5953 | 1150669.9643 | 2526404.5087 | 1150669.2906 | 2526401.3108 | 1150669.5521 | 2526392.483 | 1150653.2843
129 | 2526239.4431 | 1150653.7141 | 2526246.0074 | 1150658.3045
130 | 2526219.5663 | 1150711.2389 | 2526232.4168 | 1150697.4401
131 | 2526246.6189 | 1150741.3226 | 2526249.7994 | 1150739.2582 | 2526260.9138 | 1150733.5187 | 2526265.6333 | 1150731.4702
132 | 2526347.3579 | 1150762.8094 | 2526359.0937 | 1150749.7964
133 | 2526347.3579 | 1150762.8094 | 2526355.8935 | 1150772.6373
134 | 2526346.5652 | 1150728.8111 | 2526340.6063 | 1150735.4202
135 | 2526427.425 | 1150690.7334 | 2526432.0938 | 1150695.8681 | 2526458.7089 | 1150719.7339 | 2526460.98 | 1150725.287
136 | 2526427.425 | 1150690.7334 | 2526396.6267 | 1150717.6778
137 | 2526460.98 | 1150725.287 | 2526482.0325 | 1150748.1537 | 2526476.5937 | 1150764.7851
138 | 2526460.98 | 1150725.287 | 2526458.7965 | 1150730.6612 | 2526443.4441 | 1150754.4573
139 | 2526396.6267 | 1150717.6778 | 2526390.3491 | 1150723.1698
140 | 2526497.7838 | 1150815.2545 | 2526493.4551 | 1150810.2935 | 2526492.4037 | 1150786.4596 | 2526476.5937 | 1150764.7851 | 2526476.5937 | 1150764.7851
141 | 2526440.8158 | 1150758.531 | 2526443.4441 | 1150754.4573
142 | 2526409.2267 | 1150807.4995 | 2526406.6081 | 1150811.5589
143 | 2526409.2267 | 1150807.4995 | 2526411.0166 | 1150804.7248
144 | 2526411.0166 | 1150804.7248 | 2526422.7402 | 1150786.5506
145 | 2526433.8977 | 1150769.254 | 2526422.7402 | 1150786.5506
146 | 2526433.8977 | 1150769.254 | 2526440.8158 | 1150758.531
147 | 2526433.8977 | 1150769.254 | 2526450.9218 | 1150780.13
148 | 2526497.7838 | 1150815.2545 | 2526497.7838 | 1150815.2545 | 2526482.5991 | 1150832.1496 | 2526486.3873 | 1150835.5941 | 2526497.6827 | 1150845.9063 | 2526507.861 | 1150855.8291
149 | 2526395.4241 | 1150779.3782 | 2526390.9928 | 1150784.1932
150 | 2526399.6285 | 1150774.8097 | 2526395.4241 | 1150779.3782
151 | 2526362.6347 | 1150780.399 | 2526378.9014 | 1150797.3316 | 2526390.9928 | 1150784.1932
152 | 2526362.6347 | 1150780.399 | 2526375.147 | 1150766.9766
153 | 2526362.6347 | 1150780.399 | 2526355.8935 | 1150772.6373
154 | 2526384.1825 | 1150757.2839 | 2526375.147 | 1150766.9766
155 | 2526368.8413 | 1150738.988 | 2526359.0937 | 1150749.7964
156 | 2526207.5111 | 1150770.0608 | 2526242.6887 | 1150809.2336
157 | 2526252.0757 | 1150819.6867 | 2526242.6887 | 1150809.2336
158 | 2526207.5111 | 1150770.0608 | 2526221.3938 | 1150758.4618 | 2526222.3935 | 1150757.7606
159 | 2526207.5111 | 1150770.0608 | 2526205.1804 | 1150772.5936
160 | 2526252.0757 | 1150819.6867 | 2526254.4559 | 1150822.2256
161 | 2526252.0757 | 1150819.6867 | 2526234.6179 | 1150834.3946
162 | 2526222.3935 | 1150757.7606 | 2526236.0603 | 1150748.1761 | 2526246.6189 | 1150741.3226
163 | 2526205.1804 | 1150772.5936 | 2526199.1752 | 1150779.1196
164 | 2526254.4559 | 1150822.2256 | 2526262.4365 | 1150815.1015
165 | 2526254.4559 | 1150822.2256 | 2526273.2925 | 1150843.7633
166 | 2526233.5292 | 1150835.3118 | 2526234.6179 | 1150834.3946
167 | 2526199.1752 | 1150779.1196 | 2526175.6837 | 1150804.6485
168 | 2526262.4365 | 1150815.1015 | 2526256.9205 | 1150811.6227 | 2526254.5098 | 1150808.4727 | 2526255.0899 | 1150805.0748
169 | 2526274.3535 | 1150844.9764 | 2526273.2925 | 1150843.7633
170 | 2526171.255 | 1150809.4612 | 2526175.6837 | 1150804.6485
171 | 2526276.3412 | 1150847.2492 | 2526274.3535 | 1150844.9764
172 | 2526287.2022 | 1150859.6675 | 2526276.3412 | 1150847.2492
173 | 2526287.2022 | 1150859.6675 | 2526304.6097 | 1150844.4731
174 | 2526287.2022 | 1150859.6675 | 2526303.8616 | 1150878.329
175 | 2526304.6097 | 1150844.4731 | 2526323.7009 | 1150827.809
176 | 2526305.4411 | 1150880.0984 | 2526303.8616 | 1150878.329
177 | 2526341.1737 | 1150812.5576 | 2526323.7009 | 1150827.809
178 | 2526306.0268 | 1150880.7544 | 2526305.4411 | 1150880.0984
179 | 2526306.0268 | 1150880.7544 | 2526306.8574 | 1150881.6849
180 | 2526341.1737 | 1150812.5576 | 2526358.6819 | 1150831.8319 | 2526366.778 | 1150837.8917
181 | 2526341.1737 | 1150812.5576 | 2526330.4587 | 1150800.7559
182 | 2526306.3416 | 1150773.4178 | 2526316.7896 | 1150764.2928
183 | 2526320.2333 | 1150761.2852 | 2526316.7896 | 1150764.2928
184 | 2526306.3416 | 1150773.4178 | 2526308.2811 | 1150776.329
185 | 2526308.2811 | 1150776.329 | 2526292.3558 | 1150788.5087 | 2526288.3395 | 1150789.2548
186 | 2526308.2811 | 1150776.329 | 2526327.9259 | 1150797.9662
187 | 2526286.397 | 1150789.6157 | 2526288.3395 | 1150789.2548
188 | 2526327.9259 | 1150797.9662 | 2526330.4587 | 1150800.7559
189 | 2526517.3693 | 1150865.0988 | 2526507.861 | 1150855.8291
190 | 2526517.3693 | 1150865.0988 | 2526509.5823 | 1150863.582 | 2526492.2223 | 1150877.7243
191 | 2526517.3693 | 1150865.0988 | 2526527.1522 | 1150871.0048 | 2526532.9085 | 1150878.461 | 2526535.5805 | 1150885.4211
192 | 2526535.5805 | 1150885.4211 | 2526544.3552 | 1150881.7008 | 2526556.3266 | 1150868.8795
193 | 2526366.778 | 1150837.8917 | 2526359.5404 | 1150848.3975
194 | 2526366.778 | 1150837.8917 | 2526374.8568 | 1150829.2427
195 | 2526352.8187 | 1150858.1545 | 2526359.5404 | 1150848.3975
196 | 2526381.3775 | 1150822.2617 | 2526374.8568 | 1150829.2427
197 | 2526199.31 | 1150732.9899 | 2526219.5663 | 1150711.2389
198 | 2526171.255 | 1150809.4612 | 2526157.4394 | 1150824.6282
199 | 2526157.4394 | 1150824.6282 | 2526170.0817 | 1150837.855
200 | 2526191.9604 | 1150860.7452 | 2526170.0817 | 1150837.855
201 | 2526257.0903 | 1150928.8861 | 2526257.6578 | 1150929.4799
202 | 2526257.0903 | 1150928.8861 | 2526235.3671 | 1150906.1586
203 | 2526268.5076 | 1150940.8313 | 2526257.6578 | 1150929.4799
204 | 2526234.9971 | 1150905.7716 | 2526235.3671 | 1150906.1586
205 | 2526234.9971 | 1150905.7716 | 2526214.1859 | 1150883.9982
206 | 2526213.7338 | 1150883.5252 | 2526214.1859 | 1150883.9982
207 | 2526213.7338 | 1150883.5252 | 2526191.9604 | 1150860.7452

## bus_geodata
| x | y | coords
0 | 2526240.0047 | 1150997.4129
1 | 2526237.8271 | 1150998.6886
2 | 2526258.6496 | 1150986.748
3 | 2526230.7995 | 1151044.0368
4 | 2526313.3566 | 1150961.1931
5 | 2526214.0444 | 1151447.7559
6 | 2526211.5728 | 1151450.5278
7 | 2526228.2906 | 1151431.7788
8 | 2526210.7696 | 1151417.3665
9 | 2526199.5 | 1151408.0964
10 | 2526203.6533 | 1151403.1538
11 | 2526189.8114 | 1151419.6283
12 | 2526257.2865 | 1151300.149
13 | 2526276.764 | 1151316.1082
14 | 2526248.6361 | 1151349.5941
15 | 2526241.1467 | 1151343.5158
16 | 2526227.2794 | 1151375.0259
17 | 2526253.853 | 1151363.6345
18 | 2526265.885 | 1151329.0599
19 | 2526275.1408 | 1151251.3471
20 | 2526252.5452 | 1151266.5549
21 | 2526226.6597 | 1151219.7279
22 | 2526294.5805 | 1151293.0101
23 | 2526190.5288 | 1151493.8771
24 | 2526176.0289 | 1151481.3258
25 | 2526172.1199 | 1151486.1542
26 | 2526170.4743 | 1151476.8604
27 | 2526153.3227 | 1151463.072
28 | 2526207.78 | 1151057.0945
29 | 2526208.0962 | 1151056.1768
30 | 2526192.1605 | 1151076.633
31 | 2526222.7977 | 1151044.4387
32 | 2526189.1185 | 1151092.5477
33 | 2526173.9798 | 1151077.568
34 | 2526229.2157 | 1151044.1164
35 | 2526187.0982 | 1151103.1173
36 | 2526166.1688 | 1151077.9696
37 | 2526163.8092 | 1151389.5101
38 | 2526178.9013 | 1151383.3353
39 | 2526190.4907 | 1151392.6147
40 | 2526176.0055 | 1151368.7959
41 | 2526191.2073 | 1151393.1885
42 | 2526242.0877 | 1151337.0117
43 | 2526220.1436 | 1151326.4638
44 | 2526216.0695 | 1151365.3802
45 | 2526137.6847 | 1151161.824
46 | 2526157.3845 | 1151176.3716
47 | 2526130.2259 | 1151156.316
48 | 2526164.6902 | 1151162.0721
49 | 2526185.4599 | 1151205.4656
50 | 2526202.4599 | 1151207.158
51 | 2526118.742 | 1151143.7833
52 | 2526183.4194 | 1151122.3636
53 | 2526164.1197 | 1151232.7958
54 | 2526087.6852 | 1151179.4183
55 | 2526115.4379 | 1151132.5759
56 | 2526073.1091 | 1151196.9435
57 | 2526093.4933 | 1151459.1114
58 | 2526123.7512 | 1151498.2772
59 | 2526133.3452 | 1151486.3638
60 | 2526130 | 1151483.3587
61 | 2526175.444 | 1151436.7291
62 | 2526166.0621 | 1151447.8959
63 | 2526154.4404 | 1151438.5154
64 | 2526135.8891 | 1151423.5416
65 | 2526219.1561 | 1151313.5464
66 | 2526054.504 | 1151044.6974
67 | 2526072.3332 | 1151017.1266
68 | 2526081.0543 | 1151023.761
69 | 2526095.6025 | 1151034.8284
70 | 2526166.032 | 1151077.9767
71 | 2526115.0034 | 1151128.8505
72 | 2526114.1894 | 1151112.4994
73 | 2526119.716 | 1151061.2693
74 | 2526101.569 | 1151039.4694
75 | 2526101.6245 | 1151039.5126
76 | 2526107.6948 | 1151049.9995
77 | 2526130.3585 | 1151056.5359
78 | 2526331.7831 | 1150955.8311
79 | 2526307.0584 | 1150941.9599
80 | 2526351.1972 | 1150951.4217
81 | 2526347.462 | 1150969.9907
82 | 2526306.8071 | 1150941.2065
83 | 2526321.5218 | 1150899.7488
84 | 2526324.0484 | 1150898.0018
85 | 2526374.3982 | 1150861.0522
86 | 2526393.1738 | 1150946.4464
87 | 2526361.3994 | 1150982.5777
88 | 2526298.2885 | 1151395.2363
89 | 2526325.5993 | 1151362.4763
90 | 2526277.1873 | 1151420.7175
91 | 2526364.0717 | 1151316.3277
92 | 2526274.4536 | 1151418.7499
93 | 2526442.9748 | 1151056.2491
94 | 2526434.4208 | 1151048.5238
95 | 2526445.3827 | 1151051.9536
96 | 2526339.3053 | 1151298.4431
97 | 2526326.5247 | 1151311.5737
98 | 2526271.5755 | 1151322.2852
99 | 2526293.0022 | 1151295.0562
100 | 2526300.2131 | 1151305.4148
101 | 2526258.1215 | 1151375.1226
102 | 2526365.7207 | 1150986.4803
103 | 2526386.4938 | 1151005.2406
104 | 2526392.0663 | 1151010.2732
105 | 2526407.7702 | 1151024.4555
106 | 2526409.5794 | 1151026.0894
107 | 2526432.4004 | 1150951.7046
108 | 2526426.0366 | 1150943.6039
109 | 2526429.3573 | 1150935.8145
110 | 2526479.3669 | 1150991.3267
111 | 2526471.6345 | 1151005.1211
112 | 2526453.2023 | 1151038.0035
113 | 2526462.3895 | 1151021.614
114 | 2526296.6634 | 1150693.8106
115 | 2526288.6882 | 1150687.786
116 | 2526311.6065 | 1150709.4394
117 | 2526282.0921 | 1150683.2568
118 | 2526304.5461 | 1150712.7389
119 | 2526332.0095 | 1150699.6729
120 | 2526259.849 | 1150667.9837
121 | 2526269.6646 | 1150729.7204
122 | 2526332.2131 | 1150744.7291
123 | 2526392.483 | 1150653.2843
124 | 2526246.0074 | 1150658.3045
125 | 2526232.4168 | 1150697.4401
126 | 2526265.6333 | 1150731.4702
127 | 2526347.3579 | 1150762.8094
128 | 2526340.6063 | 1150735.4202
129 | 2526427.425 | 1150690.7334
130 | 2526460.98 | 1150725.287
131 | 2526396.6267 | 1150717.6778
132 | 2526476.5937 | 1150764.7851
133 | 2526443.4441 | 1150754.4573
134 | 2526390.3491 | 1150723.1698
135 | 2526406.6081 | 1150811.5589
136 | 2526409.2267 | 1150807.4995
137 | 2526411.0166 | 1150804.7248
138 | 2526422.7402 | 1150786.5506
139 | 2526440.8158 | 1150758.531
140 | 2526433.8977 | 1150769.254
141 | 2526450.9218 | 1150780.13
142 | 2526497.7838 | 1150815.2545
143 | 2526395.4241 | 1150779.3782
144 | 2526390.9928 | 1150784.1932
145 | 2526399.6285 | 1150774.8097
146 | 2526362.6347 | 1150780.399
147 | 2526375.147 | 1150766.9766
148 | 2526355.8935 | 1150772.6373
149 | 2526384.1825 | 1150757.2839
150 | 2526359.0937 | 1150749.7964
151 | 2526242.6887 | 1150809.2336
152 | 2526207.5111 | 1150770.0608
153 | 2526252.0757 | 1150819.6867
154 | 2526222.3935 | 1150757.7606
155 | 2526205.1804 | 1150772.5936
156 | 2526254.4559 | 1150822.2256
157 | 2526234.6179 | 1150834.3946
158 | 2526246.6189 | 1150741.3226
159 | 2526199.1752 | 1150779.1196
160 | 2526262.4365 | 1150815.1015
161 | 2526273.2925 | 1150843.7633
162 | 2526233.5292 | 1150835.3118
163 | 2526175.6837 | 1150804.6485
164 | 2526255.0899 | 1150805.0748
165 | 2526274.3535 | 1150844.9764
166 | 2526276.3412 | 1150847.2492
167 | 2526287.2022 | 1150859.6675
168 | 2526304.6097 | 1150844.4731
169 | 2526303.8616 | 1150878.329
170 | 2526323.7009 | 1150827.809
171 | 2526305.4411 | 1150880.0984
172 | 2526306.8574 | 1150881.6849
173 | 2526306.0268 | 1150880.7544
174 | 2526341.1737 | 1150812.5576
175 | 2526316.7896 | 1150764.2928
176 | 2526306.3416 | 1150773.4178
177 | 2526320.2333 | 1150761.2852
178 | 2526308.2811 | 1150776.329
179 | 2526288.3395 | 1150789.2548
180 | 2526327.9259 | 1150797.9662
181 | 2526286.397 | 1150789.6157
182 | 2526330.4587 | 1150800.7559
183 | 2526507.861 | 1150855.8291
184 | 2526517.3693 | 1150865.0988
185 | 2526492.2223 | 1150877.7243
186 | 2526535.5805 | 1150885.4211
187 | 2526346.5652 | 1150728.8111
188 | 2526368.8413 | 1150738.988
189 | 2526366.778 | 1150837.8917
190 | 2526359.5404 | 1150848.3975
191 | 2526374.8568 | 1150829.2427
192 | 2526381.3775 | 1150822.2617
193 | 2526352.8187 | 1150858.1545
194 | 2526556.3266 | 1150868.8795
195 | 2526199.31 | 1150732.9899
196 | 2526219.5663 | 1150711.2389
197 | 2526239.4431 | 1150653.7141
198 | 2526171.255 | 1150809.4612
199 | 2526157.4394 | 1150824.6282
200 | 2526170.0817 | 1150837.855
201 | 2526257.0903 | 1150928.8861
202 | 2526257.6578 | 1150929.4799
203 | 2526235.3671 | 1150906.1586
204 | 2526268.5076 | 1150940.8313
205 | 2526234.9971 | 1150905.7716
206 | 2526214.1859 | 1150883.9982
207 | 2526213.7338 | 1150883.5252
208 | 2526191.9604 | 1150860.7452
209 | 2526313.3566 | 1150961.1931

## line_std_types
| c_nf_per_km | r_ohm_per_km | x_ohm_per_km | max_i_ka | type | q_mm2 | alpha | voltage_rating
NAYY 4x50 SE | 210 | 0.642 | 0.083 | 0.142 | cs | 50 | 0.00403 | LV
NAYY 4x120 SE | 264 | 0.225 | 0.08 | 0.242 | cs | 120 | 0.00403 | LV
NAYY 4x150 SE | 261 | 0.208 | 0.08 | 0.27 | cs | 150 | 0.00403 | LV
NA2XS2Y 1x95 RM/25 12/20 kV | 216 | 0.313 | 0.132 | 0.252 | cs | 95 | 0.00403 | MV
NA2XS2Y 1x185 RM/25 12/20 kV | 273 | 0.161 | 0.117 | 0.362 | cs | 185 | 0.00403 | MV
NA2XS2Y 1x240 RM/25 12/20 kV | 304 | 0.122 | 0.112 | 0.421 | cs | 240 | 0.00403 | MV
NA2XS2Y 1x95 RM/25 6/10 kV | 315 | 0.313 | 0.123 | 0.249 | cs | 95 | 0.00403 | MV
NA2XS2Y 1x185 RM/25 6/10 kV | 406 | 0.161 | 0.11 | 0.358 | cs | 185 | 0.00403 | MV
NA2XS2Y 1x240 RM/25 6/10 kV | 456 | 0.122 | 0.105 | 0.416 | cs | 240 | 0.00403 | MV
NA2XS2Y 1x150 RM/25 12/20 kV | 250 | 0.206 | 0.116 | 0.319 | cs | 150 | 0.00403 | MV
NA2XS2Y 1x120 RM/25 12/20 kV | 230 | 0.253 | 0.119 | 0.283 | cs | 120 | 0.00403 | MV
NA2XS2Y 1x70 RM/25 12/20 kV | 190 | 0.443 | 0.132 | 0.22 | cs | 70 | 0.00403 | MV
NA2XS2Y 1x150 RM/25 6/10 kV | 360 | 0.206 | 0.11 | 0.315 | cs | 150 | 0.00403 | MV
NA2XS2Y 1x120 RM/25 6/10 kV | 340 | 0.253 | 0.113 | 0.28 | cs | 120 | 0.00403 | MV
NA2XS2Y 1x70 RM/25 6/10 kV | 280 | 0.443 | 0.123 | 0.217 | cs | 70 | 0.00403 | MV
N2XS(FL)2Y 1x120 RM/35 64/110 kV | 112 | 0.153 | 0.166 | 0.366 | cs | 120 | 0.00393 | HV
N2XS(FL)2Y 1x185 RM/35 64/110 kV | 125 | 0.099 | 0.156 | 0.457 | cs | 185 | 0.00393 | HV
N2XS(FL)2Y 1x240 RM/35 64/110 kV | 135 | 0.075 | 0.149 | 0.526 | cs | 240 | 0.00393 | HV
N2XS(FL)2Y 1x300 RM/35 64/110 kV | 144 | 0.06 | 0.144 | 0.588 | cs | 300 | 0.00393 | HV
15-AL1/3-ST1A 0.4 | 11 | 1.8769 | 0.35 | 0.105 | ol | 16 | 0.00403 | LV
24-AL1/4-ST1A 0.4 | 11.25 | 1.2012 | 0.335 | 0.14 | ol | 24 | 0.00403 | LV
48-AL1/8-ST1A 0.4 | 12.2 | 0.5939 | 0.3 | 0.21 | ol | 48 | 0.00403 | LV
94-AL1/15-ST1A 0.4 | 13.2 | 0.306 | 0.29 | 0.35 | ol | 94 | 0.00403 | LV
34-AL1/6-ST1A 10.0 | 9.7 | 0.8342 | 0.36 | 0.17 | ol | 34 | 0.00403 | MV
48-AL1/8-ST1A 10.0 | 10.1 | 0.5939 | 0.35 | 0.21 | ol | 48 | 0.00403 | MV
70-AL1/11-ST1A 10.0 | 10.4 | 0.4132 | 0.339 | 0.29 | ol | 70 | 0.00403 | MV
94-AL1/15-ST1A 10.0 | 10.75 | 0.306 | 0.33 | 0.35 | ol | 94 | 0.00403 | MV
122-AL1/20-ST1A 10.0 | 11.1 | 0.2376 | 0.323 | 0.41 | ol | 122 | 0.00403 | MV
149-AL1/24-ST1A 10.0 | 11.25 | 0.194 | 0.315 | 0.47 | ol | 149 | 0.00403 | MV
34-AL1/6-ST1A 20.0 | 9.15 | 0.8342 | 0.382 | 0.17 | ol | 34 | 0.00403 | MV
48-AL1/8-ST1A 20.0 | 9.5 | 0.5939 | 0.372 | 0.21 | ol | 48 | 0.00403 | MV
70-AL1/11-ST1A 20.0 | 9.7 | 0.4132 | 0.36 | 0.29 | ol | 70 | 0.00403 | MV
94-AL1/15-ST1A 20.0 | 10 | 0.306 | 0.35 | 0.35 | ol | 94 | 0.00403 | MV
122-AL1/20-ST1A 20.0 | 10.3 | 0.2376 | 0.344 | 0.41 | ol | 122 | 0.00403 | MV
149-AL1/24-ST1A 20.0 | 10.5 | 0.194 | 0.337 | 0.47 | ol | 149 | 0.00403 | MV
184-AL1/30-ST1A 20.0 | 10.75 | 0.1571 | 0.33 | 0.535 | ol | 184 | 0.00403 | MV
243-AL1/39-ST1A 20.0 | 11 | 0.1188 | 0.32 | 0.645 | ol | 243 | 0.00403 | MV
48-AL1/8-ST1A 110.0 | 8 | 0.5939 | 0.46 | 0.21 | ol | 48 | 0.00403 | HV
70-AL1/11-ST1A 110.0 | 8.4 | 0.4132 | 0.45 | 0.29 | ol | 70 | 0.00403 | HV
94-AL1/15-ST1A 110.0 | 8.65 | 0.306 | 0.44 | 0.35 | ol | 94 | 0.00403 | HV
122-AL1/20-ST1A 110.0 | 8.5 | 0.2376 | 0.43 | 0.41 | ol | 122 | 0.00403 | HV
149-AL1/24-ST1A 110.0 | 8.75 | 0.194 | 0.41 | 0.47 | ol | 149 | 0.00403 | HV
184-AL1/30-ST1A 110.0 | 8.8 | 0.1571 | 0.4 | 0.535 | ol | 184 | 0.00403 | HV
243-AL1/39-ST1A 110.0 | 9 | 0.1188 | 0.39 | 0.645 | ol | 243 | 0.00403 | HV
305-AL1/39-ST1A 110.0 | 9.2 | 0.0949 | 0.38 | 0.74 | ol | 305 | 0.00403 | HV
490-AL1/64-ST1A 110.0 | 9.75 | 0.059 | 0.37 | 0.96 | ol | 490 | 0.00403 | HV
679-AL1/86-ST1A 110.0 | 9.95 | 0.042 | 0.36 | 1.15 | ol | 679 | 0.00403 | HV
490-AL1/64-ST1A 220.0 | 10 | 0.059 | 0.285 | 0.96 | ol | 490 | 0.00403 | HV
679-AL1/86-ST1A 220.0 | 11.7 | 0.042 | 0.275 | 1.15 | ol | 679 | 0.00403 | HV
490-AL1/64-ST1A 380.0 | 11 | 0.059 | 0.253 | 0.96 | ol | 490 | 0.00403 | HV
679-AL1/86-ST1A 380.0 | 14.6 | 0.042 | 0.25 | 1.15 | ol | 679 | 0.00403 | HV

## trafo_std_types
| i0_percent | pfe_kw | vkr_percent | sn_mva | vn_lv_kv | vn_hv_kv | vk_percent | shift_degree | vector_group | tap_side | tap_neutral | tap_min | tap_max | tap_step_degree | tap_step_percent | tap_phase_shifter
160 MVA 380/110 kV | 0.06 | 60 | 0.25 | 160 | 110 | 380 | 12.2 | 0 | Yy0 | hv | 0 | -9 | 9 | 0 | 1.5 | FALSE
100 MVA 220/110 kV | 0.06 | 55 | 0.26 | 100 | 110 | 220 | 12 | 0 | Yy0 | hv | 0 | -9 | 9 | 0 | 1.5 | FALSE
63 MVA 110/20 kV | 0.04 | 22 | 0.32 | 63 | 20 | 110 | 18 | 150 | YNd5 | hv | 0 | -9 | 9 | 0 | 1.5 | FALSE
40 MVA 110/20 kV | 0.05 | 18 | 0.34 | 40 | 20 | 110 | 16.2 | 150 | YNd5 | hv | 0 | -9 | 9 | 0 | 1.5 | FALSE
25 MVA 110/20 kV | 0.07 | 14 | 0.41 | 25 | 20 | 110 | 12 | 150 | YNd5 | hv | 0 | -9 | 9 | 0 | 1.5 | FALSE
63 MVA 110/10 kV | 0.04 | 22 | 0.32 | 63 | 10 | 110 | 18 | 150 | YNd5 | hv | 0 | -9 | 9 | 0 | 1.5 | FALSE
40 MVA 110/10 kV | 0.05 | 18 | 0.34 | 40 | 10 | 110 | 16.2 | 150 | YNd5 | hv | 0 | -9 | 9 | 0 | 1.5 | FALSE
25 MVA 110/10 kV | 0.07 | 14 | 0.41 | 25 | 10 | 110 | 12 | 150 | YNd5 | hv | 0 | -9 | 9 | 0 | 1.5 | FALSE
0.25 MVA 20/0.4 kV | 0.32 | 0.8 | 1.44 | 0.25 | 0.4 | 20 | 6 | 150 | Yzn5 | hv | 0 | -2 | 2 | 0 | 2.5 | FALSE
0.4 MVA 20/0.4 kV | 0.3375 | 1.35 | 1.425 | 0.4 | 0.4 | 20 | 6 | 150 | Dyn5 | hv | 0 | -2 | 2 | 0 | 2.5 | FALSE
0.63 MVA 20/0.4 kV | 0.2619 | 1.65 | 1.206 | 0.63 | 0.4 | 20 | 6 | 150 | Dyn5 | hv | 0 | -2 | 2 | 0 | 2.5 | FALSE
0.25 MVA 10/0.4 kV | 0.24 | 0.6 | 1.2 | 0.25 | 0.4 | 10 | 4 | 150 | Dyn5 | hv | 0 | -2 | 2 | 0 | 2.5 | FALSE
0.4 MVA 10/0.4 kV | 0.2375 | 0.95 | 1.325 | 0.4 | 0.4 | 10 | 4 | 150 | Dyn5 | hv | 0 | -2 | 2 | 0 | 2.5 | FALSE
0.63 MVA 10/0.4 kV | 0.1873 | 1.18 | 1.0794 | 0.63 | 0.4 | 10 | 4 | 150 | Dyn5 | hv | 0 | -2 | 2 | 0 | 2.5 | FALSE

## trafo3w_std_types
| sn_hv_mva | sn_mv_mva | sn_lv_mva | vn_hv_kv | vn_mv_kv | vn_lv_kv | vk_hv_percent | vk_mv_percent | vk_lv_percent | vkr_hv_percent | vkr_mv_percent | vkr_lv_percent | pfe_kw | i0_percent | shift_mv_degree | shift_lv_degree | vector_group | tap_side | tap_neutral | tap_min | tap_max | tap_step_percent
63/25/38 MVA 110/20/10 kV | 63 | 25 | 38 | 110 | 20 | 10 | 10.4 | 10.4 | 10.4 | 0.28 | 0.32 | 0.35 | 35 | 0.89 | 0 | 0 | YN0yn0yn0 | hv | 0 | -10 | 10 | 1.2
63/25/38 MVA 110/10/10 kV | 63 | 25 | 38 | 110 | 10 | 10 | 10.4 | 10.4 | 10.4 | 0.28 | 0.32 | 0.35 | 35 | 0.89 | 0 | 0 | YN0yn0yn0 | hv | 0 | -10 | 10 | 1.2

## fuse_std_types
| fuse_type | i_rated_a | t_avg | t_min | t_total | x_avg | x_min | x_total
HV 100A | HV 100A | 100 | 0 | [10.0, 3.64, 0.854, 0.281, 0.1, 0.0531, 0.022, 0.01] | [10.0, 4.267, 1.21, 0.403, 0.1, 0.058, 0.022, 0.01] | 0 | [300.0, 350.0, 450.0, 550.0, 700.0, 850.0, 1200.0, 1752.0] | [600.0, 700.0, 900.0, 1150.0, 1665.0, 2000.0, 3000.0, 4313.0]
HV 10A | HV 10A | 10 | 0 | [10.0, 1675.0, 0.344, 0.156, 0.1, 0.0417, 0.0171, 0.01] | [10.0, 1.3, 0.3, 0.155, 0.1, 0.0555, 0.023, 0.01] | 0 | [30.0, 32.0, 35.0, 37.0, 39.0, 50.0, 70.0, 88.0] | [60.0, 70.0, 80.0, 87.0, 94.0, 110.0, 150.0, 216.0]
HV 125A | HV 125A | 125 | 0 | [10.0, 1.82, 0.344, 0.1, 0.0467, 0.0269, 0.01] | [10.0, 2.478, 0.426, 0.1, 0.0427, 0.0211, 0.01] | 0 | [375.0, 500.0, 700.0, 925.0, 1200.0, 1500.0, 2341.0] | [750.0, 1000.0, 1500.0, 2200.0, 3000.0, 4000.0, 5765.0]
HV 160A | HV 160A | 160 | 0 | [10.0, 4.15, 1.03, 0.198, 0.1, 0.051, 0.0172, 0.01] | [10.0, 2.3, 0.734, 0.274, 0.1, 0.046, 0.0177, 0.01] | 0 | [480.0, 550.0, 700.0, 1000.0, 1260.0, 1600.0, 2500.0, 3227.0] | [960.0, 1300.0, 1700.0, 2200.0, 2996.0, 4000.0, 6000.0, 7946.0]
HV 16A | HV 16A | 16 | 0 | [10.0, 0.352, 0.164, 0.1, 0.0649, 0.0342, 0.01] | [10.0, 2.34, 0.722, 0.181, 0.1, 0.055, 0.0296, 0.01] | 0 | [48.0, 60.0, 65.0, 71.0, 80.0, 100.0, 162.0] | [96.0, 110.0, 125.0, 150.0, 168.0, 200.0, 250.0, 398.0]
HV 200A | HV 200A | 200 | 0 | [10.0, 4.267, 1.21, 0.403, 0.1, 0.058, 0.022, 0.01] | [10.0, 3.73, 1.654, 0.328, 0.1, 0.0531, 0.019, 0.01] | 0 | [600.0, 700.0, 900.0, 1150.0, 1665.0, 2000.0, 3000.0, 4313.0] | [1200.0, 1500.0, 1800.0, 2700.0, 3960.0, 5000.0, 7500.0, 10620.0]
HV 20A | HV 20A | 20 | 0 | [10.0, 1.3, 0.3, 0.155, 0.1, 0.0555, 0.023, 0.01] | [10.0, 1.3, 0.161, 0.1, 0.0611, 0.0399, 0.0141, 0.01] | 0 | [60.0, 70.0, 80.0, 87.0, 94.0, 110.0, 150.0, 216.0] | [120.0, 150.0, 200.0, 223.0, 260.0, 300.0, 450.0, 532.0]
HV 25A | HV 25A | 25 | 0 | [10.0, 2.512, 0.833, 0.299, 0.1, 0.0372, 0.0223, 0.01] | [10.0, 3.125, 0.597, 0.198, 0.1, 0.0378, 0.022, 0.01] | 0 | [75.0, 82.0, 90.0, 100.0, 124.0, 170.0, 200.0, 289.0] | [150.0, 170.0, 210.0, 250.0, 294.0, 400.0, 500.0, 711.0]
HV 31.5A | HV 31.5A | 31.5 | 0 | [10.0, 2.34, 0.722, 0.181, 0.1, 0.055, 0.0296, 0.01] | [10.0, 2.84, 0.368, 0.164, 0.1, 0.0621, 0.0378, 0.0195, 0.01] | 0 | [95.0, 110.0, 125.0, 150.0, 165.0, 200.0, 250.0, 390.0] | [189.0, 220.0, 300.0, 350.0, 393.0, 450.0, 530.0, 700.0, 960.0]
HV 40A | HV 40A | 40 | 0 | [10.0, 1.3, 0.161, 0.1, 0.0611, 0.0399, 0.0141, 0.01] | [10.0, 2.05, 0.369, 0.198, 0.1, 0.051, 0.0298, 0.01] | 0 | [120.0, 150.0, 200.0, 223.0, 260.0, 300.0, 450.0, 532.0] | [240.0, 300.0, 400.0, 450.0, 530.0, 650.0, 800.0, 1311.0]
HV 50A | HV 50A | 50 | 0 | [10.0, 3.215, 0.597, 0.198, 0.1, 0.0378, 0.022, 0.01] | [10.0, 3.64, 0.854, 0.281, 0.1, 0.0531, 0.022, 0.01] | 0 | [150.0, 170.0, 210.0, 250.0, 294.0, 400.0, 500.0, 711.0] | [300.0, 350.0, 450.0, 550.0, 700.0, 850.0, 1200.0, 1752.0]
HV 6.3A | HV 6.3A | 6.3 | 0 | [10.0, 1.39, 0.344, 0.168, 0.1, 0.056, 0.0263, 0.01] | [10.0, 1.711, 0.516, 0.198, 0.1, 0.0634, 0.0303, 0.01] | 0 | [19.0, 19.5, 20.4, 20.8, 22.0, 25.0, 32.0, 48.0] | [38.0, 40.0, 43.0, 48.0, 53.0, 60.0, 75.0, 118.0]
HV 63A | HV 63A | 63 | 0 | [10.0, 2.84, 0.368, 0.164, 0.1, 0.0621, 0.0378, 0.0195, 0.01] | [10.0, 1.82, 0.344, 0.1, 0.0467, 0.0269, 0.01] | 0 | [189.0, 220.0, 300.0, 350.0, 393.0, 450.0, 530.0, 700.0, 961.0] | [378.0, 500.0, 700.0, 934.0, 1200.0, 1500.0, 2366.0]
HV 80A | HV 80A | 80 | 0 | [10.0, 2.05, 0.369, 0.198, 0.1, 0.051, 0.0298, 0.01] | [10.0, 4.15, 1.03, 0.198, 0.1, 0.051, 0.0172, 0.01] | 0 | [240.0, 300.0, 400.0, 450.0, 530.0, 650.0, 800.0, 1311.0] | [480.0, 550.0, 700.0, 1000.0, 1260.0, 1600.0, 2500.0, 3227.0]
Siemens NH-1-100 | Siemens NH-1-100 | 100 | [5400.0, 2000.0, 400.0, 20.0, 1.0, 0.2, 0.012, 0.004] | 0 | 0 | [150.0, 190.0, 250.0, 430.0, 900.0, 1250.0, 2700.0, 3600.0] | 0 | 0
Siemens NH-1-125 | Siemens NH-1-125 | 125 | [4800.0, 120.0, 7.0, 0.1, 0.004] | 0 | 0 | [180.0, 400.0, 740.0, 2000.0, 4250.0] | 0 | 0
Siemens NH-1-16 | Siemens NH-1-16 | 16 | [4000.0, 400.0, 2.0, 0.1, 0.04, 0.01] | 0 | 0 | [26.0, 35.0, 75.0, 150.0, 200.0, 300.0] | 0 | 0
Siemens NH-1-160 | Siemens NH-1-160 | 160 | [4800.0, 120.0, 7.0, 0.1, 0.004] | 0 | 0 | [210.0, 500.0, 900.0, 2300.0, 5000.0] | 0 | 0
Siemens NH-1-25 | Siemens NH-1-25 | 25 | [4000.0, 1000.0, 10.0, 0.2, 0.02, 0.01] | 0 | 0 | [40.0, 50.0, 100.0, 210.0, 400.0, 500.0] | 0 | 0
Siemens NH-1-50 | Siemens NH-1-50 | 50 | [4000.0, 40.0, 4.0, 1.0, 0.02, 0.01] | 0 | 0 | [86.0, 200.0, 300.0, 400.0, 1000.0, 1280.0] | 0 | 0
Siemens NH-1-63 | Siemens NH-1-63 | 63 | [4000.0, 100.0, 10.0, 2.0, 0.04, 0.01] | 0 | 0 | [100.0, 200.0, 300.0, 400.0, 1000.0, 1500.0] | 0 | 0
Siemens NH-1-80 | Siemens NH-1-80 | 80 | [4800.0, 120.0, 7.0, 0.1, 0.01] | 0 | 0 | [150.58, 250.0, 450.0, 1150.0, 2470.0] | 0 | 0
Siemens NH-2-1000 | Siemens NH-2-1000 | 1000 | [4800.0, 120.0, 7.0, 0.1, 0.004] | 0 | 0 | [1900.0, 3500.0, 8400.0, 24000.0, 52000.0] | 0 | 0
Siemens NH-2-200 | Siemens NH-2-200 | 200 | [4800.0, 120.0, 7.0, 0.1, 0.004] | 0 | 0 | [280.0, 650.0, 1200.0, 3000.0, 7000.0] | 0 | 0
Siemens NH-2-224 | Siemens NH-2-224 | 224 | [4800.0, 120.0, 7.0, 0.2, 0.04, 0.004] | 0 | 0 | [400.0, 750.0, 1453.0, 3025.0, 4315.0, 7600.0] | 0 | 0
Siemens NH-2-250 | Siemens NH-2-250 | 250 | [4800.0, 120.0, 7.0, 0.1, 0.004] | 0 | 0 | [450.0, 800.0, 1650.0, 4000.0, 8500.0] | 0 | 0
Siemens NH-2-315 | Siemens NH-2-315 | 315 | [4800.0, 120.0, 7.0, 0.1, 0.004] | 0 | 0 | [550.0, 920.0, 1900.0, 5000.0, 11000.0] | 0 | 0
Siemens NH-2-355 | Siemens NH-2-355 | 355 | [4800.0, 120.0, 6.0, 0.1, 0.004] | 0 | 0 | [650.0, 1116.27, 2350.0, 5840.0, 12790.0] | 0 | 0
Siemens NH-2-400 | Siemens NH-2-400 | 400 | [4800.0, 120.0, 7.0, 0.1, 0.004] | 0 | 0 | [720.0, 1350.0, 2800.0, 6500.0, 15000.0] | 0 | 0
Siemens NH-2-425 | Siemens NH-2-425 | 425 | [4800.0, 120.0, 7.0, 0.1, 0.004] | 0 | 0 | [850.0, 1500.0, 3050.0, 7500.0, 16500.0] | 0 | 0
Siemens NH-2-630 | Siemens NH-2-630 | 630 | [4800.0, 120.0, 7.0, 0.1, 0.004] | 0 | 0 | [1200.0, 2000.0, 4800.0, 12000.0, 26000.0] | 0 | 0

## dtypes
| element | column | dtype
0 | bus | name | object
1 | bus | vn_kv | float64
2 | bus | type | object
3 | bus | zone | object
4 | bus | in_service | bool
5 | load | name | object
6 | load | bus | uint32
7 | load | p_mw | float64
8 | load | q_mvar | float64
9 | load | const_z_percent | float64
10 | load | const_i_percent | float64
11 | load | sn_mva | float64
12 | load | scaling | float64
13 | load | in_service | bool
14 | load | type | object
15 | ext_grid | name | object
16 | ext_grid | bus | uint32
17 | ext_grid | vm_pu | float64
18 | ext_grid | va_degree | float64
19 | ext_grid | slack_weight | float64
20 | ext_grid | in_service | bool
21 | line | name | object
22 | line | std_type | object
23 | line | from_bus | uint32
24 | line | to_bus | uint32
25 | line | length_km | float64
26 | line | r_ohm_per_km | float64
27 | line | x_ohm_per_km | float64
28 | line | c_nf_per_km | float64
29 | line | g_us_per_km | float64
30 | line | max_i_ka | float64
31 | line | df | float64
32 | line | parallel | uint32
33 | line | type | object
34 | line | in_service | bool
35 | trafo | name | object
36 | trafo | std_type | object
37 | trafo | hv_bus | uint32
38 | trafo | lv_bus | uint32
39 | trafo | sn_mva | float64
40 | trafo | vn_hv_kv | float64
41 | trafo | vn_lv_kv | float64
42 | trafo | vk_percent | float64
43 | trafo | vkr_percent | float64
44 | trafo | pfe_kw | float64
45 | trafo | i0_percent | float64
46 | trafo | shift_degree | float64
47 | trafo | tap_side | object
48 | trafo | tap_neutral | int32
49 | trafo | tap_min | int32
50 | trafo | tap_max | int32
51 | trafo | tap_step_percent | float64
52 | trafo | tap_step_degree | float64
53 | trafo | tap_pos | int32
54 | trafo | tap_phase_shifter | bool
55 | trafo | parallel | uint32
56 | trafo | df | float64
57 | trafo | in_service | bool
58 | line_geodata | coords | object
59 | bus_geodata | x | float64
60 | bus_geodata | y | float64
61 | bus_geodata | coords | object

## parameters
| version | format_version | converged | OPF_converged | name | f_hz | sn_mva
0 | 2.14.6 | 2.14.0 | FALSE | FALSE |  | 50 | 1