## bus
| name | vn_kv | type | zone | in_service
0 | bus_LV_57-1_0_5_node_0 | 0.4 | n |  | TRUE
1 | bus_LV_57-1_0_5_node_1 | 0.4 | n |  | TRUE
2 | bus_LV_57-1_0_5_node_2 | 0.4 | n |  | TRUE
3 | bus_LV_57-1_0_5_node_3 | 0.4 | n |  | TRUE
4 | bus_LV_57-1_0_5_node_4 | 0.4 | n |  | TRUE
5 | bus_LV_57-1_0_5_node_5 | 0.4 | n |  | TRUE
6 | bus_LV_57-1_0_5_node_6 | 0.4 | n |  | TRUE
7 | bus_LV_57-1_0_5_node_7 | 0.4 | n |  | TRUE
8 | bus_LV_57-1_0_5_node_8 | 0.4 | n |  | TRUE
9 | bus_LV_57-1_0_5_node_9 | 0.4 | n |  | TRUE
10 | bus_LV_57-1_0_5_node_154 | 0.4 | n |  | TRUE
11 | bus_LV_57-1_0_5_node_82 | 0.4 | n |  | TRUE
12 | bus_LV_57-1_0_5_node_161 | 0.4 | n |  | TRUE
13 | bus_LV_57-1_0_5_node_16 | 0.4 | n |  | TRUE
14 | bus_LV_57-1_0_5_node_153 | 0.4 | n |  | TRUE
15 | bus_LV_57-1_0_5_node_80 | 0.4 | n |  | TRUE
16 | bus_LV_57-1_0_5_node_41 | 0.4 | n |  | TRUE
17 | bus_LV_57-1_0_5_node_84 | 0.4 | n |  | TRUE
18 | bus_LV_57-1_0_5_node_14 | 0.4 | n |  | TRUE
19 | bus_LV_57-1_0_5_node_10 | 0.4 | n |  | TRUE
20 | bus_LV_57-1_0_5_node_11 | 0.4 | n |  | TRUE
21 | bus_LV_57-1_0_5_node_12 | 0.4 | n |  | TRUE
22 | bus_LV_57-1_0_5_node_13 | 0.4 | n |  | TRUE
23 | bus_LV_57-1_0_5_node_15 | 0.4 | n |  | TRUE
24 | bus_LV_57-1_0_5_node_46 | 0.4 | n |  | TRUE
25 | bus_LV_57-1_0_5_node_47 | 0.4 | n |  | TRUE
26 | bus_LV_57-1_0_5_node_48 | 0.4 | n |  | TRUE
27 | bus_LV_57-1_0_5_node_49 | 0.4 | n |  | TRUE
28 | bus_LV_57-1_0_5_node_50 | 0.4 | n |  | TRUE
29 | bus_LV_57-1_0_5_node_17 | 0.4 | n |  | TRUE
30 | bus_LV_57-1_0_5_node_18 | 0.4 | n |  | TRUE
31 | bus_LV_57-1_0_5_node_19 | 0.4 | n |  | TRUE
32 | bus_LV_57-1_0_5_node_45 | 0.4 | n |  | TRUE
33 | bus_LV_57-1_0_5_node_20 | 0.4 | n |  | TRUE
34 | bus_LV_57-1_0_5_node_44 | 0.4 | n |  | TRUE
35 | bus_LV_57-1_0_5_node_43 | 0.4 | n |  | TRUE
36 | bus_LV_57-1_0_5_node_40 | 0.4 | n |  | TRUE
37 | bus_LV_57-1_0_5_node_42 | 0.4 | n |  | TRUE
38 | bus_LV_57-1_0_5_node_21 | 0.4 | n |  | TRUE
39 | bus_LV_57-1_0_5_node_22 | 0.4 | n |  | TRUE
40 | bus_LV_57-1_0_5_node_23 | 0.4 | n |  | TRUE
41 | bus_LV_57-1_0_5_node_24 | 0.4 | n |  | TRUE
42 | bus_LV_57-1_0_5_node_25 | 0.4 | n |  | TRUE
43 | bus_LV_57-1_0_5_node_26 | 0.4 | n |  | TRUE
44 | bus_LV_57-1_0_5_node_27 | 0.4 | n |  | TRUE
45 | bus_LV_57-1_0_5_node_28 | 0.4 | n |  | TRUE
46 | bus_LV_57-1_0_5_node_29 | 0.4 | n |  | TRUE
47 | bus_LV_57-1_0_5_node_32 | 0.4 | n |  | TRUE
48 | bus_LV_57-1_0_5_node_30 | 0.4 | n |  | TRUE
49 | bus_LV_57-1_0_5_node_31 | 0.4 | n |  | TRUE
50 | bus_LV_57-1_0_5_node_33 | 0.4 | n |  | TRUE
51 | bus_LV_57-1_0_5_node_34 | 0.4 | n |  | TRUE
52 | bus_LV_57-1_0_5_node_35 | 0.4 | n |  | TRUE
53 | bus_LV_57-1_0_5_node_36 | 0.4 | n |  | TRUE
54 | bus_LV_57-1_0_5_node_37 | 0.4 | n |  | TRUE
55 | bus_LV_57-1_0_5_node_38 | 0.4 | n |  | TRUE
56 | bus_LV_57-1_0_5_node_39 | 0.4 | n |  | TRUE
57 | bus_LV_57-1_0_5_node_66 | 0.4 | n |  | TRUE
58 | bus_LV_57-1_0_5_node_67 | 0.4 | n |  | TRUE
59 | bus_LV_57-1_0_5_node_124 | 0.4 | n |  | TRUE
60 | bus_LV_57-1_0_5_node_112 | 0.4 | n |  | TRUE
61 | bus_LV_57-1_0_5_node_158 | 0.4 | n |  | TRUE
62 | bus_LV_57-1_0_5_node_152 | 0.4 | n |  | TRUE
63 | bus_LV_57-1_0_5_node_156 | 0.4 | n |  | TRUE
64 | bus_LV_57-1_0_5_node_151 | 0.4 | n |  | TRUE
65 | bus_LV_57-1_0_5_node_51 | 0.4 | n |  | TRUE
66 | bus_LV_57-1_0_5_node_52 | 0.4 | n |  | TRUE
67 | bus_LV_57-1_0_5_node_53 | 0.4 | n |  | TRUE
68 | bus_LV_57-1_0_5_node_54 | 0.4 | n |  | TRUE
69 | bus_LV_57-1_0_5_node_55 | 0.4 | n |  | TRUE
70 | bus_LV_57-1_0_5_node_56 | 0.4 | n |  | TRUE
71 | bus_LV_57-1_0_5_node_57 | 0.4 | n |  | TRUE
72 | bus_LV_57-1_0_5_node_123 | 0.4 | n |  | TRUE
73 | bus_LV_57-1_0_5_node_58 | 0.4 | n |  | TRUE
74 | bus_LV_57-1_0_5_node_59 | 0.4 | n |  | TRUE
75 | bus_LV_57-1_0_5_node_60 | 0.4 | n |  | TRUE
76 | bus_LV_57-1_0_5_node_61 | 0.4 | n |  | TRUE
77 | bus_LV_57-1_0_5_node_62 | 0.4 | n |  | TRUE
78 | bus_LV_57-1_0_5_node_63 | 0.4 | n |  | TRUE
79 | bus_LV_57-1_0_5_node_64 | 0.4 | n |  | TRUE
80 | bus_LV_57-1_0_5_node_77 | 0.4 | n |  | TRUE
81 | bus_LV_57-1_0_5_node_106 | 0.4 | n |  | TRUE
82 | bus_LV_57-1_0_5_node_171 | 0.4 | n |  | TRUE
83 | bus_LV_57-1_0_5_node_103 | 0.4 | n |  | TRUE
84 | bus_LV_57-1_0_5_node_115 | 0.4 | n |  | TRUE
85 | bus_LV_57-1_0_5_node_110 | 0.4 | n |  | TRUE
86 | bus_LV_57-1_0_5_node_68 | 0.4 | n |  | TRUE
87 | bus_LV_57-1_0_5_node_69 | 0.4 | n |  | TRUE
88 | bus_LV_57-1_0_5_node_70 | 0.4 | n |  | TRUE
89 | bus_LV_57-1_0_5_node_71 | 0.4 | n |  | TRUE
90 | bus_LV_57-1_0_5_node_72 | 0.4 | n |  | TRUE
91 | bus_LV_57-1_0_5_node_73 | 0.4 | n |  | TRUE
92 | bus_LV_57-1_0_5_node_74 | 0.4 | n |  | TRUE
93 | bus_LV_57-1_0_5_node_75 | 0.4 | n |  | TRUE
94 | bus_LV_57-1_0_5_node_76 | 0.4 | n |  | TRUE
95 | bus_LV_57-1_0_5_node_165 | 0.4 | n |  | TRUE
96 | bus_LV_57-1_0_5_node_83 | 0.4 | n |  | TRUE
97 | bus_LV_57-1_0_5_node_78 | 0.4 | n |  | TRUE
98 | bus_LV_57-1_0_5_node_79 | 0.4 | n |  | TRUE
99 | bus_LV_57-1_0_5_node_81 | 0.4 | n |  | TRUE
100 | bus_LV_57-1_0_5_node_85 | 0.4 | n |  | TRUE
101 | bus_LV_57-1_0_5_node_86 | 0.4 | n |  | TRUE
102 | bus_LV_57-1_0_5_node_87 | 0.4 | n |  | TRUE
103 | bus_LV_57-1_0_5_node_88 | 0.4 | n |  | TRUE
104 | bus_LV_57-1_0_5_node_89 | 0.4 | n |  | TRUE
105 | bus_LV_57-1_0_5_node_97 | 0.4 | n |  | TRUE
106 | bus_LV_57-1_0_5_node_98 | 0.4 | n |  | TRUE
107 | bus_LV_57-1_0_5_node_90 | 0.4 | n |  | TRUE
108 | bus_LV_57-1_0_5_node_91 | 0.4 | n |  | TRUE
109 | bus_LV_57-1_0_5_node_92 | 0.4 | n |  | TRUE
110 | bus_LV_57-1_0_5_node_93 | 0.4 | n |  | TRUE
111 | bus_LV_57-1_0_5_node_94 | 0.4 | n |  | TRUE
112 | bus_LV_57-1_0_5_node_95 | 0.4 | n |  | TRUE
113 | bus_LV_57-1_0_5_node_96 | 0.4 | n |  | TRUE
114 | bus_LV_57-1_0_5_node_107 | 0.4 | n |  | TRUE
115 | bus_LV_57-1_0_5_node_104 | 0.4 | n |  | TRUE
116 | bus_LV_57-1_0_5_node_99 | 0.4 | n |  | TRUE
117 | bus_LV_57-1_0_5_node_100 | 0.4 | n |  | TRUE
118 | bus_LV_57-1_0_5_node_101 | 0.4 | n |  | TRUE
119 | bus_LV_57-1_0_5_node_102 | 0.4 | n |  | TRUE
120 | bus_LV_57-1_0_5_node_105 | 0.4 | n |  | TRUE
121 | bus_LV_57-1_0_5_node_108 | 0.4 | n |  | TRUE
122 | bus_LV_57-1_0_5_node_109 | 0.4 | n |  | TRUE
123 | bus_LV_57-1_0_5_node_111 | 0.4 | n |  | TRUE
124 | bus_LV_57-1_0_5_node_114 | 0.4 | n |  | TRUE
125 | bus_LV_57-1_0_5_node_113 | 0.4 | n |  | TRUE
126 | bus_LV_57-1_0_5_node_116 | 0.4 | n |  | TRUE
127 | bus_LV_57-1_0_5_node_117 | 0.4 | n |  | TRUE
128 | bus_LV_57-1_0_5_node_118 | 0.4 | n |  | TRUE
129 | bus_LV_57-1_0_5_node_135 | 0.4 | n |  | TRUE
130 | bus_LV_57-1_0_5_node_132 | 0.4 | n |  | TRUE
131 | bus_LV_57-1_0_5_node_119 | 0.4 | n |  | TRUE
132 | bus_LV_57-1_0_5_node_136 | 0.4 | n |  | TRUE
133 | bus_LV_57-1_0_5_node_120 | 0.4 | n |  | TRUE
134 | bus_LV_57-1_0_5_node_121 | 0.4 | n |  | TRUE
135 | bus_LV_57-1_0_5_node_122 | 0.4 | n |  | TRUE
136 | bus_LV_57-1_0_5_node_125 | 0.4 | n |  | TRUE
137 | bus_LV_57-1_0_5_node_126 | 0.4 | n |  | TRUE
138 | bus_LV_57-1_0_5_node_162 | 0.4 | n |  | TRUE
139 | bus_LV_57-1_0_5_node_166 | 0.4 | n |  | TRUE
140 | bus_LV_57-1_0_5_node_167 | 0.4 | n |  | TRUE
141 | bus_LV_57-1_0_5_node_160 | 0.4 | n |  | TRUE
142 | bus_LV_57-1_0_5_node_168 | 0.4 | n |  | TRUE
143 | bus_LV_57-1_0_5_node_169 | 0.4 | n |  | TRUE
144 | bus_LV_57-1_0_5_node_127 | 0.4 | n |  | TRUE
145 | bus_LV_57-1_0_5_node_128 | 0.4 | n |  | TRUE
146 | bus_LV_57-1_0_5_node_129 | 0.4 | n |  | TRUE
147 | bus_LV_57-1_0_5_node_130 | 0.4 | n |  | TRUE
148 | bus_LV_57-1_0_5_node_131 | 0.4 | n |  | TRUE
149 | bus_LV_57-1_0_5_node_133 | 0.4 | n |  | TRUE
150 | bus_LV_57-1_0_5_node_134 | 0.4 | n |  | TRUE
151 | bus_LV_57-1_0_5_node_137 | 0.4 | n |  | TRUE
152 | bus_LV_57-1_0_5_node_138 | 0.4 | n |  | TRUE
153 | bus_LV_57-1_0_5_node_145 | 0.4 | n |  | TRUE
154 | bus_LV_57-1_0_5_node_146 | 0.4 | n |  | TRUE
155 | bus_LV_57-1_0_5_node_139 | 0.4 | n |  | TRUE
156 | bus_LV_57-1_0_5_node_140 | 0.4 | n |  | TRUE
157 | bus_LV_57-1_0_5_node_141 | 0.4 | n |  | TRUE
158 | bus_LV_57-1_0_5_node_142 | 0.4 | n |  | TRUE
159 | bus_LV_57-1_0_5_node_143 | 0.4 | n |  | TRUE
160 | bus_LV_57-1_0_5_node_144 | 0.4 | n |  | TRUE
161 | bus_LV_57-1_0_5_node_147 | 0.4 | n |  | TRUE
162 | bus_LV_57-1_0_5_node_148 | 0.4 | n |  | TRUE
163 | bus_LV_57-1_0_5_node_149 | 0.4 | n |  | TRUE
164 | bus_LV_57-1_0_5_node_150 | 0.4 | n |  | TRUE
165 | bus_LV_57-1_0_5_node_163 | 0.4 | n |  | TRUE
166 | bus_LV_57-1_0_5_node_155 | 0.4 | n |  | TRUE
167 | bus_LV_57-1_0_5_node_157 | 0.4 | n |  | TRUE
168 | bus_LV_57-1_0_5_node_159 | 0.4 | n |  | TRUE
169 | bus_LV_57-1_0_5_node_170 | 0.4 | n |  | TRUE
170 | bus_MV_372_0_node_173 | 20 | n |  | TRUE

## load
| name | bus | p_mw | q_mvar | const_z_percent | const_i_percent | sn_mva | scaling | in_service | type
0 | LV_57-1_0_5_load_0 | 0 | 0.0039694 | 0.00099482 | 0 | 0 |  | 1 | TRUE | wye
1 | LV_57-1_0_5_load_1 | 1 | 0.0055438 | 0.0013894 | 0 | 0 |  | 1 | TRUE | wye
2 | LV_57-1_0_5_load_3 | 3 | 0.0034616 | 0.00086756 | 0 | 0 |  | 1 | TRUE | wye
3 | LV_57-1_0_5_load_5 | 5 | 0.0080133 | 0.0020083 | 0 | 0 |  | 1 | TRUE | wye
4 | LV_57-1_0_5_load_6 | 6 | 0.0016087 | 0.00040319 | 0 | 0 |  | 1 | TRUE | wye
5 | LV_57-1_0_5_load_7 | 7 | 0.0017319 | 0.00043406 | 0 | 0 |  | 1 | TRUE | wye
6 | LV_57-1_0_5_load_8 | 8 | 0.0068049 | 0.0017055 | 0 | 0 |  | 1 | TRUE | wye
7 | LV_57-1_0_5_load_9 | 9 | 0.0035294 | 0.00088455 | 0 | 0 |  | 1 | TRUE | wye
8 | LV_57-1_0_5_load_154 | 10 | 0.0015939 | 0.00039948 | 0 | 0 |  | 1 | TRUE | wye
9 | LV_57-1_0_5_load_16 | 13 | 0.0052413 | 0.0013136 | 0 | 0 |  | 1 | TRUE | wye
10 | LV_57-1_0_5_load_153 | 14 | 0.0012574 | 0.00031514 | 0 | 0 |  | 1 | TRUE | wye
11 | LV_57-1_0_5_load_80 | 15 | 0.0052028 | 0.001304 | 0 | 0 |  | 1 | TRUE | wye
12 | LV_57-1_0_5_load_41 | 16 | 0.0034635 | 0.00086803 | 0 | 0 |  | 1 | TRUE | wye
13 | LV_57-1_0_5_load_84 | 17 | 0.0036984 | 0.00092691 | 0 | 0 |  | 1 | TRUE | wye
14 | LV_57-1_0_5_load_14 | 18 | 0.0029126 | 0.00072998 | 0 | 0 |  | 1 | TRUE | wye
15 | LV_57-1_0_5_load_10 | 19 | 0.0014254 | 0.00035724 | 0 | 0 |  | 1 | TRUE | wye
16 | LV_57-1_0_5_load_11 | 20 | 0.0011433 | 0.00028653 | 0 | 0 |  | 1 | TRUE | wye
17 | LV_57-1_0_5_load_12 | 21 | 0.0053392 | 0.0013381 | 0 | 0 |  | 1 | TRUE | wye
18 | LV_57-1_0_5_load_13 | 22 | 0.0012375 | 0.00031016 | 0 | 0 |  | 1 | TRUE | wye
19 | LV_57-1_0_5_load_46 | 24 | 0.00072524 | 0.00018176 | 0 | 0 |  | 1 | TRUE | wye
20 | LV_57-1_0_5_load_48 | 26 | 0.0020655 | 0.00051767 | 0 | 0 |  | 1 | TRUE | wye
21 | LV_57-1_0_5_load_49 | 27 | 0.0016195 | 0.00040588 | 0 | 0 |  | 1 | TRUE | wye
22 | LV_57-1_0_5_load_50 | 28 | 0.0016135 | 0.00040437 | 0 | 0 |  | 1 | TRUE | wye
23 | LV_57-1_0_5_load_17 | 29 | 0.0037984 | 0.00095197 | 0 | 0 |  | 1 | TRUE | wye
24 | LV_57-1_0_5_load_19 | 31 | 0.0046387 | 0.0011626 | 0 | 0 |  | 1 | TRUE | wye
25 | LV_57-1_0_5_load_45 | 32 | 0.0014426 | 0.00036155 | 0 | 0 |  | 1 | TRUE | wye
26 | LV_57-1_0_5_load_20 | 33 | 0.00092528 | 0.0002319 | 0 | 0 |  | 1 | TRUE | wye
27 | LV_57-1_0_5_load_44 | 34 | 0.0013754 | 0.00034472 | 0 | 0 |  | 1 | TRUE | wye
28 | LV_57-1_0_5_load_43 | 35 | 0.0014428 | 0.00036159 | 0 | 0 |  | 1 | TRUE | wye
29 | LV_57-1_0_5_load_40 | 36 | 0.0022839 | 0.0005724 | 0 | 0 |  | 1 | TRUE | wye
30 | LV_57-1_0_5_load_42 | 37 | 0.0023103 | 0.00057901 | 0 | 0 |  | 1 | TRUE | wye
31 | LV_57-1_0_5_load_21 | 38 | 0.0052359 | 0.0013122 | 0 | 0 |  | 1 | TRUE | wye
32 | LV_57-1_0_5_load_22 | 39 | 0.002819 | 0.0007065 | 0 | 0 |  | 1 | TRUE | wye
33 | LV_57-1_0_5_load_23 | 40 | 0.001703 | 0.00042681 | 0 | 0 |  | 1 | TRUE | wye
34 | LV_57-1_0_5_load_24 | 41 | 0.0057969 | 0.0014528 | 0 | 0 |  | 1 | TRUE | wye
35 | LV_57-1_0_5_load_25 | 42 | 0.004616 | 0.0011569 | 0 | 0 |  | 1 | TRUE | wye
36 | LV_57-1_0_5_load_26 | 43 | 0.0015118 | 0.0003789 | 0 | 0 |  | 1 | TRUE | wye
37 | LV_57-1_0_5_load_27 | 44 | 0.001703 | 0.00042681 | 0 | 0 |  | 1 | TRUE | wye
38 | LV_57-1_0_5_load_28 | 45 | 0.0015279 | 0.00038293 | 0 | 0 |  | 1 | TRUE | wye
39 | LV_57-1_0_5_load_29 | 46 | 0.0034597 | 0.00086707 | 0 | 0 |  | 1 | TRUE | wye
40 | LV_57-1_0_5_load_32 | 47 | 0.0027448 | 0.0006879 | 0 | 0 |  | 1 | TRUE | wye
41 | LV_57-1_0_5_load_30 | 48 | 0.0058591 | 0.0014684 | 0 | 0 |  | 1 | TRUE | wye
42 | LV_57-1_0_5_load_31 | 49 | 0.0027597 | 0.00069166 | 0 | 0 |  | 1 | TRUE | wye
43 | LV_57-1_0_5_load_33 | 50 | 0.0058754 | 0.0014725 | 0 | 0 |  | 1 | TRUE | wye
44 | LV_57-1_0_5_load_34 | 51 | 0.0030989 | 0.00077665 | 0 | 0 |  | 1 | TRUE | wye
45 | LV_57-1_0_5_load_35 | 52 | 0.0021735 | 0.00054472 | 0 | 0 |  | 1 | TRUE | wye
46 | LV_57-1_0_5_load_36 | 53 | 0.0031493 | 0.0007893 | 0 | 0 |  | 1 | TRUE | wye
47 | LV_57-1_0_5_load_38 | 55 | 0.003927 | 0.00098421 | 0 | 0 |  | 1 | TRUE | wye
48 | LV_57-1_0_5_load_39 | 56 | 0.0014178 | 0.00035534 | 0 | 0 |  | 1 | TRUE | wye
49 | LV_57-1_0_5_load_66 | 57 | 0.0039349 | 0.00098618 | 0 | 0 |  | 1 | TRUE | wye
50 | LV_57-1_0_5_load_67 | 58 | 0.0017092 | 0.00042837 | 0 | 0 |  | 1 | TRUE | wye
51 | LV_57-1_0_5_load_124 | 59 | 0.0026764 | 0.00067078 | 0 | 0 |  | 1 | TRUE | wye
52 | LV_57-1_0_5_load_158 | 61 | 0.0014795 | 0.00037081 | 0 | 0 |  | 1 | TRUE | wye
53 | LV_57-1_0_5_load_152 | 62 | 0.0010203 | 0.00025571 | 0 | 0 |  | 1 | TRUE | wye
54 | LV_57-1_0_5_load_156 | 63 | 0.0015661 | 0.0003925 | 0 | 0 |  | 1 | TRUE | wye
55 | LV_57-1_0_5_load_151 | 64 | 0.0012347 | 0.00030945 | 0 | 0 |  | 1 | TRUE | wye
56 | LV_57-1_0_5_load_51 | 65 | 0.0014425 | 0.00036152 | 0 | 0 |  | 1 | TRUE | wye
57 | LV_57-1_0_5_load_52 | 66 | 0.002197 | 0.00055061 | 0 | 0 |  | 1 | TRUE | wye
58 | LV_57-1_0_5_load_53 | 67 | 0.001708 | 0.00042806 | 0 | 0 |  | 1 | TRUE | wye
59 | LV_57-1_0_5_load_54 | 68 | 0.0012812 | 0.00032109 | 0 | 0 |  | 1 | TRUE | wye
60 | LV_57-1_0_5_load_56 | 70 | 0.0012431 | 0.00031154 | 0 | 0 |  | 1 | TRUE | wye
61 | LV_57-1_0_5_load_57 | 71 | 0.0030899 | 0.00077441 | 0 | 0 |  | 1 | TRUE | wye
62 | LV_57-1_0_5_load_123 | 72 | 0.0045074 | 0.0011297 | 0 | 0 |  | 1 | TRUE | wye
63 | LV_57-1_0_5_load_58 | 73 | 0.011979 | 0.0030022 | 0 | 0 |  | 1 | TRUE | wye
64 | LV_57-1_0_5_load_59 | 74 | 0.0056243 | 0.0014096 | 0 | 0 |  | 1 | TRUE | wye
65 | LV_57-1_0_5_load_61 | 76 | 0.006579 | 0.0016489 | 0 | 0 |  | 1 | TRUE | wye
66 | LV_57-1_0_5_load_62 | 77 | 0.0038839 | 0.00097341 | 0 | 0 |  | 1 | TRUE | wye
67 | LV_57-1_0_5_load_64 | 79 | 0.0038812 | 0.00097273 | 0 | 0 |  | 1 | TRUE | wye
68 | LV_57-1_0_5_load_77 | 80 | 0.0019395 | 0.00048607 | 0 | 0 |  | 1 | TRUE | wye
69 | LV_57-1_0_5_load_106 | 81 | 0.0038791 | 0.0009722 | 0 | 0 |  | 1 | TRUE | wye
70 | LV_57-1_0_5_load_171 | 82 | 0.0042913 | 0.0010755 | 0 | 0 |  | 1 | TRUE | wye
71 | LV_57-1_0_5_load_103 | 83 | 0.0038799 | 0.0009724 | 0 | 0 |  | 1 | TRUE | wye
72 | LV_57-1_0_5_load_115 | 84 | 0.0013337 | 0.00033427 | 0 | 0 |  | 1 | TRUE | wye
73 | LV_57-1_0_5_load_110 | 85 | 0.0031604 | 0.00079206 | 0 | 0 |  | 1 | TRUE | wye
74 | LV_57-1_0_5_load_68 | 86 | 0.00088332 | 0.00022138 | 0 | 0 |  | 1 | TRUE | wye
75 | LV_57-1_0_5_load_69 | 87 | 0.0017681 | 0.00044312 | 0 | 0 |  | 1 | TRUE | wye
76 | LV_57-1_0_5_load_70 | 88 | 0.00088239 | 0.00022115 | 0 | 0 |  | 1 | TRUE | wye
77 | LV_57-1_0_5_load_72 | 90 | 0.00088148 | 0.00022092 | 0 | 0 |  | 1 | TRUE | wye
78 | LV_57-1_0_5_load_73 | 91 | 0.0055886 | 0.0014006 | 0 | 0 |  | 1 | TRUE | wye
79 | LV_57-1_0_5_load_74 | 92 | 0.0042895 | 0.0010751 | 0 | 0 |  | 1 | TRUE | wye
80 | LV_57-1_0_5_load_75 | 93 | 0.0031787 | 0.00079665 | 0 | 0 |  | 1 | TRUE | wye
81 | LV_57-1_0_5_load_76 | 94 | 0.0042907 | 0.0010754 | 0 | 0 |  | 1 | TRUE | wye
82 | LV_57-1_0_5_load_165 | 95 | 0.0022524 | 0.00056452 | 0 | 0 |  | 1 | TRUE | wye
83 | LV_57-1_0_5_load_83 | 96 | 0.0022519 | 0.00056438 | 0 | 0 |  | 1 | TRUE | wye
84 | LV_57-1_0_5_load_78 | 97 | 0.0049092 | 0.0012304 | 0 | 0 |  | 1 | TRUE | wye
85 | LV_57-1_0_5_load_79 | 98 | 0.012675 | 0.0031767 | 0 | 0 |  | 1 | TRUE | wye
86 | LV_57-1_0_5_load_81 | 99 | 0.0031791 | 0.00079677 | 0 | 0 |  | 1 | TRUE | wye
87 | LV_57-1_0_5_load_85 | 100 | 0.0042042 | 0.0010537 | 0 | 0 |  | 1 | TRUE | wye
88 | LV_57-1_0_5_load_86 | 101 | 0.0014614 | 0.00036625 | 0 | 0 |  | 1 | TRUE | wye
89 | LV_57-1_0_5_load_87 | 102 | 0.0083321 | 0.0020882 | 0 | 0 |  | 1 | TRUE | wye
90 | LV_57-1_0_5_load_88 | 103 | 0.0018874 | 0.00047302 | 0 | 0 |  | 1 | TRUE | wye
91 | LV_57-1_0_5_load_89 | 104 | 0.0017832 | 0.00044691 | 0 | 0 |  | 1 | TRUE | wye
92 | LV_57-1_0_5_load_97 | 105 | 0.0044078 | 0.0011047 | 0 | 0 |  | 1 | TRUE | wye
93 | LV_57-1_0_5_load_98 | 106 | 0.0053998 | 0.0013533 | 0 | 0 |  | 1 | TRUE | wye
94 | LV_57-1_0_5_load_90 | 107 | 0.0020443 | 0.00051236 | 0 | 0 |  | 1 | TRUE | wye
95 | LV_57-1_0_5_load_91 | 108 | 0.002816 | 0.00070576 | 0 | 0 |  | 1 | TRUE | wye
96 | LV_57-1_0_5_load_92 | 109 | 0.0013704 | 0.00034346 | 0 | 0 |  | 1 | TRUE | wye
97 | LV_57-1_0_5_load_93 | 110 | 0.001488 | 0.00037293 | 0 | 0 |  | 1 | TRUE | wye
98 | LV_57-1_0_5_load_94 | 111 | 0.0012576 | 0.00031519 | 0 | 0 |  | 1 | TRUE | wye
99 | LV_57-1_0_5_load_95 | 112 | 0.00093232 | 0.00023366 | 0 | 0 |  | 1 | TRUE | wye
100 | LV_57-1_0_5_load_96 | 113 | 0.0018591 | 0.00046594 | 0 | 0 |  | 1 | TRUE | wye
101 | LV_57-1_0_5_load_107 | 114 | 0.00094668 | 0.00023726 | 0 | 0 |  | 1 | TRUE | wye
102 | LV_57-1_0_5_load_104 | 115 | 0.0019311 | 0.00048399 | 0 | 0 |  | 1 | TRUE | wye
103 | LV_57-1_0_5_load_100 | 117 | 0.0017278 | 0.00043302 | 0 | 0 |  | 1 | TRUE | wye
104 | LV_57-1_0_5_load_105 | 120 | 0.0013292 | 0.00033314 | 0 | 0 |  | 1 | TRUE | wye
105 | LV_57-1_0_5_load_108 | 121 | 0.0023399 | 0.00058643 | 0 | 0 |  | 1 | TRUE | wye
106 | LV_57-1_0_5_load_109 | 122 | 0.002688 | 0.00067369 | 0 | 0 |  | 1 | TRUE | wye
107 | LV_57-1_0_5_load_114 | 124 | 0.0015791 | 0.00039577 | 0 | 0 |  | 1 | TRUE | wye
108 | LV_57-1_0_5_load_113 | 125 | 0.0043024 | 0.0010783 | 0 | 0 |  | 1 | TRUE | wye
109 | LV_57-1_0_5_load_116 | 126 | 0.0028025 | 0.00070236 | 0 | 0 |  | 1 | TRUE | wye
110 | LV_57-1_0_5_load_118 | 128 | 0.0023435 | 0.00058734 | 0 | 0 |  | 1 | TRUE | wye
111 | LV_57-1_0_5_load_135 | 129 | 0.0032712 | 0.00081985 | 0 | 0 |  | 1 | TRUE | wye
112 | LV_57-1_0_5_load_132 | 130 | 0.0019413 | 0.00048654 | 0 | 0 |  | 1 | TRUE | wye
113 | LV_57-1_0_5_load_119 | 131 | 0.0025397 | 0.00063651 | 0 | 0 |  | 1 | TRUE | wye
114 | LV_57-1_0_5_load_136 | 132 | 0.0035571 | 0.00089148 | 0 | 0 |  | 1 | TRUE | wye
115 | LV_57-1_0_5_load_121 | 134 | 0.0019434 | 0.00048706 | 0 | 0 |  | 1 | TRUE | wye
116 | LV_57-1_0_5_load_122 | 135 | 0.0012995 | 0.00032568 | 0 | 0 |  | 1 | TRUE | wye
117 | LV_57-1_0_5_load_125 | 136 | 0.0013734 | 0.00034421 | 0 | 0 |  | 1 | TRUE | wye
118 | LV_57-1_0_5_load_162 | 138 | 0.0004668 | 0.00011699 | 0 | 0 |  | 1 | TRUE | wye
119 | LV_57-1_0_5_load_166 | 139 | 0.0013251 | 0.00033211 | 0 | 0 |  | 1 | TRUE | wye
120 | LV_57-1_0_5_load_167 | 140 | 0.00061094 | 0.00015312 | 0 | 0 |  | 1 | TRUE | wye
121 | LV_57-1_0_5_load_160 | 141 | 0.0013835 | 0.00034673 | 0 | 0 |  | 1 | TRUE | wye
122 | LV_57-1_0_5_load_168 | 142 | 0.0012937 | 0.00032422 | 0 | 0 |  | 1 | TRUE | wye
123 | LV_57-1_0_5_load_169 | 143 | 0.002201 | 0.00055163 | 0 | 0 |  | 1 | TRUE | wye
124 | LV_57-1_0_5_load_127 | 144 | 0.003563 | 0.00089296 | 0 | 0 |  | 1 | TRUE | wye
125 | LV_57-1_0_5_load_128 | 145 | 0.0027475 | 0.00068859 | 0 | 0 |  | 1 | TRUE | wye
126 | LV_57-1_0_5_load_130 | 147 | 0.0018571 | 0.00046544 | 0 | 0 |  | 1 | TRUE | wye
127 | LV_57-1_0_5_load_133 | 149 | 0.0017463 | 0.00043767 | 0 | 0 |  | 1 | TRUE | wye
128 | LV_57-1_0_5_load_134 | 150 | 0.0025081 | 0.0006286 | 0 | 0 |  | 1 | TRUE | wye
129 | LV_57-1_0_5_load_137 | 151 | 0.0022622 | 0.00056695 | 0 | 0 |  | 1 | TRUE | wye
130 | LV_57-1_0_5_load_138 | 152 | 0.0030343 | 0.00076047 | 0 | 0 |  | 1 | TRUE | wye
131 | LV_57-1_0_5_load_145 | 153 | 0.0012503 | 0.00031335 | 0 | 0 |  | 1 | TRUE | wye
132 | LV_57-1_0_5_load_146 | 154 | 0.0015042 | 0.000377 | 0 | 0 |  | 1 | TRUE | wye
133 | LV_57-1_0_5_load_139 | 155 | 0.003101 | 0.00077719 | 0 | 0 |  | 1 | TRUE | wye
134 | LV_57-1_0_5_load_140 | 156 | 0.0015778 | 0.00039543 | 0 | 0 |  | 1 | TRUE | wye
135 | LV_57-1_0_5_load_141 | 157 | 0.0011044 | 0.00027678 | 0 | 0 |  | 1 | TRUE | wye
136 | LV_57-1_0_5_load_144 | 160 | 0.00080889 | 0.00020273 | 0 | 0 |  | 1 | TRUE | wye
137 | LV_57-1_0_5_load_147 | 161 | 0.00096353 | 0.00024148 | 0 | 0 |  | 1 | TRUE | wye
138 | LV_57-1_0_5_load_148 | 162 | 0.0012572 | 0.00031508 | 0 | 0 |  | 1 | TRUE | wye
139 | LV_57-1_0_5_load_149 | 163 | 0.00087793 | 0.00022003 | 0 | 0 |  | 1 | TRUE | wye
140 | LV_57-1_0_5_load_150 | 164 | 0.0010315 | 0.00025852 | 0 | 0 |  | 1 | TRUE | wye
141 | LV_57-1_0_5_load_163 | 165 | 0.0046896 | 0.0011753 | 0 | 0 |  | 1 | TRUE | wye
142 | LV_57-1_0_5_load_155 | 166 | 0.0013886 | 0.00034801 | 0 | 0 |  | 1 | TRUE | wye
143 | LV_57-1_0_5_load_157 | 167 | 0.00061822 | 0.00015494 | 0 | 0 |  | 1 | TRUE | wye
144 | LV_57-1_0_5_load_159 | 168 | 0.0006163 | 0.00015446 | 0 | 0 |  | 1 | TRUE | wye
145 | LV_57-1_0_5_load_170 | 169 | 0.0041538 | 0.0010411 | 0 | 0 |  | 1 | TRUE | wye

## ext_grid
| name | bus | vm_pu | va_degree | slack_weight | in_service
0 |  | 121 | 1 | 0 | 1 | TRUE

## line
| name | std_type | from_bus | to_bus | length_km | r_ohm_per_km | x_ohm_per_km | c_nf_per_km | g_us_per_km | max_i_ka | df | parallel | type | in_service
0 | LV_57-1_0_5_line_0 |  | 0 | 1 | 0.036283 | 0.125 | 0.08 | 261 | 0 | 0.364 | 1 | 1 | cs | TRUE
1 | LV_57-1_0_5_line_1 |  | 0 | 2 | 0.015428 | 0.125 | 0.08 | 261 | 0 | 0.364 | 1 | 1 | cs | TRUE
2 | LV_57-1_0_5_line_2 |  | 1 | 3 | 0.00057421 | 0.125 | 0.08 | 261 | 0 | 0.364 | 1 | 1 | cs | TRUE
3 | LV_57-1_0_5_line_3 |  | 2 | 4 | 0.036706 | 0.125 | 0.08 | 261 | 0 | 0.364 | 1 | 5 | cs | TRUE
4 | LV_57-1_0_5_line_4 |  | 2 | 5 | 0.0023463 | 0.125 | 0.08 | 261 | 0 | 0.364 | 1 | 5 | cs | TRUE
5 | LV_57-1_0_5_line_5 |  | 4 | 6 | 0.028936 | 0.125 | 0.08 | 261 | 0 | 0.364 | 1 | 5 | cs | TRUE
6 | LV_57-1_0_5_line_6 |  | 4 | 7 | 0.028491 | 0.125 | 0.08 | 261 | 0 | 0.364 | 1 | 5 | cs | TRUE
7 | LV_57-1_0_5_line_7 |  | 4 | 8 | 0.018512 | 0.125 | 0.08 | 261 | 0 | 0.364 | 1 | 1 | cs | TRUE
8 | LV_57-1_0_5_line_8 |  | 5 | 9 | 0.020614 | 0.125 | 0.08 | 261 | 0 | 0.364 | 1 | 5 | cs | TRUE
9 | LV_57-1_0_5_line_9 |  | 6 | 10 | 0.00074478 | 0.125 | 0.08 | 261 | 0 | 0.364 | 1 | 5 | cs | TRUE
10 | LV_57-1_0_5_line_10 |  | 7 | 11 | 0.011809 | 0.125 | 0.08 | 261 | 0 | 0.364 | 1 | 5 | cs | TRUE
11 | LV_57-1_0_5_line_11 |  | 8 | 12 | 0.0092698 | 0.125 | 0.08 | 261 | 0 | 0.364 | 1 | 1 | cs | TRUE
12 | LV_57-1_0_5_line_12 |  | 9 | 13 | 0.0088768 | 0.125 | 0.08 | 261 | 0 | 0.364 | 1 | 5 | cs | TRUE
13 | LV_57-1_0_5_line_13 |  | 10 | 14 | 0.017187 | 0.125 | 0.08 | 261 | 0 | 0.364 | 1 | 5 | cs | TRUE
14 | LV_57-1_0_5_line_14 |  | 11 | 15 | 0.0048224 | 0.125 | 0.08 | 261 | 0 | 0.364 | 1 | 5 | cs | TRUE
15 | LV_57-1_0_5_line_15 |  | 12 | 16 | 0.02336 | 0.125 | 0.08 | 261 | 0 | 0.364 | 1 | 1 | cs | TRUE
16 | LV_57-1_0_5_line_16 |  | 12 | 17 | 0.018357 | 0.125 | 0.08 | 261 | 0 | 0.364 | 1 | 1 | cs | TRUE
17 | LV_57-1_0_5_line_17 |  | 13 | 18 | 0.013429 | 0.125 | 0.08 | 261 | 0 | 0.364 | 1 | 5 | cs | TRUE
18 | LV_57-1_0_5_line_18 |  | 14 | 113 | 0.00241 | 0.125 | 0.08 | 261 | 0 | 0.364 | 1 | 5 | cs | TRUE
19 | LV_57-1_0_5_line_19 |  | 15 | 97 | 0.02105 | 0.125 | 0.08 | 261 | 0 | 0.364 | 1 | 5 | cs | TRUE
20 | LV_57-1_0_5_line_20 |  | 16 | 36 | 0.017033 | 0.125 | 0.08 | 261 | 0 | 0.364 | 1 | 1 | cs | TRUE
21 | LV_57-1_0_5_line_21 |  | 18 | 21 | 0.01132 | 0.125 | 0.08 | 261 | 0 | 0.364 | 1 | 5 | cs | TRUE
22 | LV_57-1_0_5_line_22 |  | 19 | 20 | 0.022054 | 0.125 | 0.08 | 261 | 0 | 0.364 | 1 | 5 | cs | TRUE
23 | LV_57-1_0_5_line_23 |  | 19 | 21 | 0.0084948 | 0.125 | 0.08 | 261 | 0 | 0.364 | 1 | 5 | cs | TRUE
24 | LV_57-1_0_5_line_24 |  | 20 | 22 | 0.023416 | 0.125 | 0.08 | 261 | 0 | 0.364 | 1 | 5 | cs | TRUE
25 | LV_57-1_0_5_line_25 |  | 22 | 23 | 0.046331 | 0.125 | 0.08 | 261 | 0 | 0.364 | 1 | 5 | cs | TRUE
26 | LV_57-1_0_5_line_26 |  | 23 | 24 | 0.025723 | 0.125 | 0.08 | 261 | 0 | 0.364 | 1 | 1 | cs | TRUE
27 | LV_57-1_0_5_line_27 |  | 23 | 25 | 0.009703 | 0.125 | 0.08 | 261 | 0 | 0.364 | 1 | 5 | cs | TRUE
28 | LV_57-1_0_5_line_28 |  | 24 | 26 | 0.023033 | 0.125 | 0.08 | 261 | 0 | 0.364 | 1 | 1 | cs | TRUE
29 | LV_57-1_0_5_line_29 |  | 25 | 27 | 0.027907 | 0.125 | 0.08 | 261 | 0 | 0.364 | 1 | 5 | cs | TRUE
30 | LV_57-1_0_5_line_30 |  | 25 | 28 | 0.018547 | 0.125 | 0.08 | 261 | 0 | 0.364 | 1 | 5 | cs | TRUE
31 | LV_57-1_0_5_line_31 |  | 27 | 61 | 0.012008 | 0.125 | 0.08 | 261 | 0 | 0.364 | 1 | 5 | cs | TRUE
32 | LV_57-1_0_5_line_32 |  | 28 | 62 | 0.01434 | 0.125 | 0.08 | 261 | 0 | 0.364 | 1 | 5 | cs | TRUE
33 | LV_57-1_0_5_line_33 |  | 29 | 30 | 0.01736 | 0.125 | 0.08 | 261 | 0 | 0.364 | 1 | 1 | cs | TRUE
34 | LV_57-1_0_5_line_34 |  | 30 | 31 | 0.0028743 | 0.125 | 0.08 | 261 | 0 | 0.364 | 1 | 1 | cs | TRUE
35 | LV_57-1_0_5_line_35 |  | 30 | 32 | 0.051269 | 0.125 | 0.08 | 261 | 0 | 0.364 | 1 | 1 | cs | TRUE
36 | LV_57-1_0_5_line_36 |  | 31 | 33 | 0.017783 | 0.125 | 0.08 | 261 | 0 | 0.364 | 1 | 1 | cs | TRUE
37 | LV_57-1_0_5_line_37 |  | 32 | 34 | 0.0074588 | 0.125 | 0.08 | 261 | 0 | 0.364 | 1 | 1 | cs | TRUE
38 | LV_57-1_0_5_line_38 |  | 33 | 36 | 0.0099861 | 0.125 | 0.08 | 261 | 0 | 0.364 | 1 | 1 | cs | TRUE
39 | LV_57-1_0_5_line_39 |  | 34 | 35 | 0.007509 | 0.125 | 0.08 | 261 | 0 | 0.364 | 1 | 1 | cs | TRUE
40 | LV_57-1_0_5_line_40 |  | 35 | 37 | 0.00039146 | 0.125 | 0.08 | 261 | 0 | 0.364 | 1 | 1 | cs | TRUE
41 | LV_57-1_0_5_line_41 |  | 38 | 39 | 0.014025 | 0.125 | 0.08 | 261 | 0 | 0.364 | 1 | 5 | cs | TRUE
42 | LV_57-1_0_5_line_42 |  | 38 | 40 | 0.011554 | 0.125 | 0.08 | 261 | 0 | 0.364 | 1 | 5 | cs | TRUE
43 | LV_57-1_0_5_line_43 |  | 39 | 41 | 0.0093216 | 0.125 | 0.08 | 261 | 0 | 0.364 | 1 | 5 | cs | TRUE
44 | LV_57-1_0_5_line_44 |  | 40 | 42 | 0.026533 | 0.125 | 0.08 | 261 | 0 | 0.364 | 1 | 3 | cs | TRUE
45 | LV_57-1_0_5_line_45 |  | 41 | 43 | 0.00048648 | 0.125 | 0.08 | 261 | 0 | 0.364 | 1 | 5 | cs | TRUE
46 | LV_57-1_0_5_line_46 |  | 42 | 44 | 0.011 | 0.125 | 0.08 | 261 | 0 | 0.364 | 1 | 1 | cs | TRUE
47 | LV_57-1_0_5_line_47 |  | 43 | 45 | 0.0073059 | 0.125 | 0.08 | 261 | 0 | 0.364 | 1 | 5 | cs | TRUE
48 | LV_57-1_0_5_line_48 |  | 45 | 46 | 0.02091 | 0.125 | 0.08 | 261 | 0 | 0.364 | 1 | 5 | cs | TRUE
49 | LV_57-1_0_5_line_49 |  | 46 | 47 | 0.015938 | 0.125 | 0.08 | 261 | 0 | 0.364 | 1 | 5 | cs | TRUE
50 | LV_57-1_0_5_line_50 |  | 47 | 48 | 0.011329 | 0.125 | 0.08 | 261 | 0 | 0.364 | 1 | 5 | cs | TRUE
51 | LV_57-1_0_5_line_51 |  | 48 | 49 | 0.0014641 | 0.125 | 0.08 | 261 | 0 | 0.364 | 1 | 5 | cs | TRUE
52 | LV_57-1_0_5_line_52 |  | 49 | 50 | 0.019445 | 0.125 | 0.08 | 261 | 0 | 0.364 | 1 | 5 | cs | TRUE
53 | LV_57-1_0_5_line_53 |  | 50 | 51 | 0.0084813 | 0.125 | 0.08 | 261 | 0 | 0.364 | 1 | 5 | cs | TRUE
54 | LV_57-1_0_5_line_54 |  | 51 | 52 | 0.028205 | 0.125 | 0.08 | 261 | 0 | 0.364 | 1 | 5 | cs | TRUE
55 | LV_57-1_0_5_line_55 |  | 52 | 53 | 0.0075074 | 0.125 | 0.08 | 261 | 0 | 0.364 | 1 | 5 | cs | TRUE
56 | LV_57-1_0_5_line_56 |  | 53 | 54 | 0.0088858 | 0.125 | 0.08 | 261 | 0 | 0.364 | 1 | 5 | cs | TRUE
57 | LV_57-1_0_5_line_57 |  | 54 | 55 | 0.011719 | 0.125 | 0.08 | 261 | 0 | 0.364 | 1 | 5 | cs | TRUE
58 | LV_57-1_0_5_line_58 |  | 54 | 56 | 0.022382 | 0.125 | 0.08 | 261 | 0 | 0.364 | 1 | 5 | cs | TRUE
59 | LV_57-1_0_5_line_59 |  | 55 | 57 | 0.013386 | 0.125 | 0.08 | 261 | 0 | 0.364 | 1 | 5 | cs | TRUE
60 | LV_57-1_0_5_line_60 |  | 56 | 58 | 0.011289 | 0.125 | 0.08 | 261 | 0 | 0.364 | 1 | 5 | cs | TRUE
61 | LV_57-1_0_5_line_61 |  | 57 | 59 | 0.017094 | 0.125 | 0.08 | 261 | 0 | 0.364 | 1 | 4 | cs | TRUE
62 | LV_57-1_0_5_line_62 |  | 58 | 60 | 0.029608 | 0.125 | 0.08 | 261 | 0 | 0.364 | 1 | 5 | cs | TRUE
63 | LV_57-1_0_5_line_63 |  | 59 | 72 | 0.014329 | 0.125 | 0.08 | 261 | 0 | 0.364 | 1 | 1 | cs | TRUE
64 | LV_57-1_0_5_line_64 |  | 60 | 84 | 0.003713 | 0.125 | 0.08 | 261 | 0 | 0.364 | 1 | 1 | cs | TRUE
65 | LV_57-1_0_5_line_65 |  | 60 | 85 | 0.029946 | 0.125 | 0.08 | 261 | 0 | 0.364 | 1 | 5 | cs | TRUE
66 | LV_57-1_0_5_line_66 |  | 61 | 63 | 0.012584 | 0.125 | 0.08 | 261 | 0 | 0.364 | 1 | 5 | cs | TRUE
67 | LV_57-1_0_5_line_67 |  | 62 | 64 | 0.0076153 | 0.125 | 0.08 | 261 | 0 | 0.364 | 1 | 5 | cs | TRUE
68 | LV_57-1_0_5_line_68 |  | 63 | 166 | 0.0012223 | 0.125 | 0.08 | 261 | 0 | 0.364 | 1 | 5 | cs | TRUE
69 | LV_57-1_0_5_line_69 |  | 64 | 164 | 0.0055288 | 0.125 | 0.08 | 261 | 0 | 0.364 | 1 | 5 | cs | TRUE
70 | LV_57-1_0_5_line_70 |  | 65 | 66 | 0.024569 | 0.125 | 0.08 | 261 | 0 | 0.364 | 1 | 1 | cs | TRUE
71 | LV_57-1_0_5_line_71 |  | 65 | 67 | 0.0045101 | 0.125 | 0.08 | 261 | 0 | 0.364 | 1 | 1 | cs | TRUE
72 | LV_57-1_0_5_line_72 |  | 66 | 68 | 0.011521 | 0.125 | 0.08 | 261 | 0 | 0.364 | 1 | 1 | cs | TRUE
73 | LV_57-1_0_5_line_73 |  | 67 | 69 | 0.018667 | 0.125 | 0.08 | 261 | 0 | 0.364 | 1 | 1 | cs | TRUE
74 | LV_57-1_0_5_line_74 |  | 68 | 70 | 0.0030507 | 0.125 | 0.08 | 261 | 0 | 0.364 | 1 | 1 | cs | TRUE
75 | LV_57-1_0_5_line_75 |  | 69 | 71 | 0.015254 | 0.125 | 0.08 | 261 | 0 | 0.364 | 1 | 1 | cs | TRUE
76 | LV_57-1_0_5_line_76 |  | 71 | 72 | 0.026793 | 0.125 | 0.08 | 261 | 0 | 0.364 | 1 | 1 | cs | TRUE
77 | LV_57-1_0_5_line_77 |  | 73 | 74 | 0.028213 | 0.125 | 0.08 | 261 | 0 | 0.364 | 1 | 1 | cs | TRUE
78 | LV_57-1_0_5_line_78 |  | 73 | 75 | 0.024822 | 0.125 | 0.08 | 261 | 0 | 0.364 | 1 | 1 | cs | TRUE
79 | LV_57-1_0_5_line_79 |  | 74 | 76 | 0.016521 | 0.125 | 0.08 | 261 | 0 | 0.364 | 1 | 1 | cs | TRUE
80 | LV_57-1_0_5_line_80 |  | 75 | 77 | 0.0028556 | 0.125 | 0.08 | 261 | 0 | 0.364 | 1 | 1 | cs | TRUE
81 | LV_57-1_0_5_line_81 |  | 76 | 78 | 0.017531 | 0.125 | 0.08 | 261 | 0 | 0.364 | 1 | 1 | cs | TRUE
82 | LV_57-1_0_5_line_82 |  | 77 | 79 | 0.0018363 | 0.125 | 0.08 | 261 | 0 | 0.364 | 1 | 1 | cs | TRUE
83 | LV_57-1_0_5_line_83 |  | 78 | 80 | 0.017551 | 0.125 | 0.08 | 261 | 0 | 0.364 | 1 | 2 | cs | TRUE
84 | LV_57-1_0_5_line_84 |  | 79 | 81 | 0.0022917 | 0.125 | 0.08 | 261 | 0 | 0.364 | 1 | 1 | cs | TRUE
85 | LV_57-1_0_5_line_85 |  | 80 | 82 | 0.031124 | 0.125 | 0.08 | 261 | 0 | 0.364 | 1 | 5 | cs | TRUE
86 | LV_57-1_0_5_line_86 |  | 81 | 83 | 0.00027963 | 0.125 | 0.08 | 261 | 0 | 0.364 | 1 | 1 | cs | TRUE
87 | LV_57-1_0_5_line_87 |  | 82 | 94 | 0.00010974 | 0.125 | 0.08 | 261 | 0 | 0.364 | 1 | 5 | cs | TRUE
88 | LV_57-1_0_5_line_88 |  | 83 | 116 | 0.034213 | 0.125 | 0.08 | 261 | 0 | 0.364 | 1 | 1 | cs | TRUE
89 | LV_57-1_0_5_line_89 |  | 85 | 122 | 0.037227 | 0.125 | 0.08 | 261 | 0 | 0.364 | 1 | 5 | cs | TRUE
90 | LV_57-1_0_5_line_90 |  | 86 | 87 | 0.024573 | 0.125 | 0.08 | 261 | 0 | 0.364 | 1 | 1 | cs | TRUE
91 | LV_57-1_0_5_line_91 |  | 86 | 88 | 0.0058024 | 0.125 | 0.08 | 261 | 0 | 0.364 | 1 | 1 | cs | TRUE
92 | LV_57-1_0_5_line_92 |  | 87 | 89 | 0.016866 | 0.125 | 0.08 | 261 | 0 | 0.364 | 1 | 1 | cs | TRUE
93 | LV_57-1_0_5_line_93 |  | 88 | 90 | 0.00364 | 0.125 | 0.08 | 261 | 0 | 0.364 | 1 | 1 | cs | TRUE
94 | LV_57-1_0_5_line_94 |  | 89 | 91 | 0.017877 | 0.125 | 0.08 | 261 | 0 | 0.364 | 1 | 5 | cs | TRUE
95 | LV_57-1_0_5_line_95 |  | 89 | 92 | 0.011367 | 0.125 | 0.08 | 261 | 0 | 0.364 | 1 | 5 | cs | TRUE
96 | LV_57-1_0_5_line_96 |  | 91 | 93 | 0.00055495 | 0.125 | 0.08 | 261 | 0 | 0.364 | 1 | 5 | cs | TRUE
97 | LV_57-1_0_5_line_97 |  | 92 | 94 | 0.00015145 | 0.125 | 0.08 | 261 | 0 | 0.364 | 1 | 5 | cs | TRUE
98 | LV_57-1_0_5_line_98 |  | 93 | 95 | 0.016976 | 0.125 | 0.08 | 261 | 0 | 0.364 | 1 | 5 | cs | TRUE
99 | LV_57-1_0_5_line_99 |  | 95 | 96 | 0.0013394 | 0.125 | 0.08 | 261 | 0 | 0.364 | 1 | 5 | cs | TRUE
100 | LV_57-1_0_5_line_100 |  | 96 | 99 | 0.0057907 | 0.125 | 0.08 | 261 | 0 | 0.364 | 1 | 5 | cs | TRUE
101 | LV_57-1_0_5_line_101 |  | 97 | 98 | 0.024473 | 0.125 | 0.08 | 261 | 0 | 0.364 | 1 | 5 | cs | TRUE
102 | LV_57-1_0_5_line_102 |  | 98 | 99 | 0.000487 | 0.125 | 0.08 | 261 | 0 | 0.364 | 1 | 5 | cs | TRUE
103 | LV_57-1_0_5_line_103 |  | 100 | 101 | 0.0023016 | 0.125 | 0.08 | 261 | 0 | 0.364 | 1 | 1 | cs | TRUE
104 | LV_57-1_0_5_line_104 |  | 100 | 102 | 0.0062128 | 0.125 | 0.08 | 261 | 0 | 0.364 | 1 | 1 | cs | TRUE
105 | LV_57-1_0_5_line_105 |  | 101 | 103 | 0.0035675 | 0.125 | 0.08 | 261 | 0 | 0.364 | 1 | 1 | cs | TRUE
106 | LV_57-1_0_5_line_106 |  | 103 | 104 | 0.014439 | 0.125 | 0.08 | 261 | 0 | 0.364 | 1 | 1 | cs | TRUE
107 | LV_57-1_0_5_line_107 |  | 104 | 105 | 0.0016591 | 0.125 | 0.08 | 261 | 0 | 0.364 | 1 | 1 | cs | TRUE
108 | LV_57-1_0_5_line_108 |  | 105 | 106 | 0.0080986 | 0.125 | 0.08 | 261 | 0 | 0.364 | 1 | 1 | cs | TRUE
109 | LV_57-1_0_5_line_109 |  | 106 | 116 | 0.015821 | 0.125 | 0.08 | 261 | 0 | 0.364 | 1 | 1 | cs | TRUE
110 | LV_57-1_0_5_line_110 |  | 107 | 108 | 0.0017977 | 0.125 | 0.08 | 261 | 0 | 0.364 | 1 | 5 | cs | TRUE
111 | LV_57-1_0_5_line_111 |  | 107 | 109 | 0.0005593 | 0.125 | 0.08 | 261 | 0 | 0.364 | 1 | 5 | cs | TRUE
112 | LV_57-1_0_5_line_112 |  | 108 | 110 | 0.016603 | 0.125 | 0.08 | 261 | 0 | 0.364 | 1 | 5 | cs | TRUE
113 | LV_57-1_0_5_line_113 |  | 109 | 111 | 0.024754 | 0.125 | 0.08 | 261 | 0 | 0.364 | 1 | 5 | cs | TRUE
114 | LV_57-1_0_5_line_114 |  | 110 | 112 | 0.00913 | 0.125 | 0.08 | 261 | 0 | 0.364 | 1 | 5 | cs | TRUE
115 | LV_57-1_0_5_line_115 |  | 111 | 113 | 0.0050191 | 0.125 | 0.08 | 261 | 0 | 0.364 | 1 | 5 | cs | TRUE
116 | LV_57-1_0_5_line_116 |  | 112 | 114 | 0.011826 | 0.125 | 0.08 | 261 | 0 | 0.364 | 1 | 5 | cs | TRUE
117 | LV_57-1_0_5_line_117 |  | 114 | 115 | 0.0045486 | 0.125 | 0.08 | 261 | 0 | 0.364 | 1 | 5 | cs | TRUE
118 | LV_57-1_0_5_line_118 |  | 115 | 119 | 0.033315 | 0.125 | 0.08 | 261 | 0 | 0.364 | 1 | 5 | cs | TRUE
119 | LV_57-1_0_5_line_119 |  | 117 | 118 | 0.035701 | 0.125 | 0.08 | 261 | 0 | 0.364 | 1 | 1 | cs | TRUE
120 | LV_57-1_0_5_line_120 |  | 118 | 119 | 0.012016 | 0.125 | 0.08 | 261 | 0 | 0.364 | 1 | 1 | cs | TRUE
121 | LV_57-1_0_5_line_121 |  | 119 | 120 | 0.028902 | 0.125 | 0.08 | 261 | 0 | 0.364 | 1 | 5 | cs | TRUE
122 | LV_57-1_0_5_line_122 |  | 120 | 121 | 0.0019641 | 0.125 | 0.08 | 261 | 0 | 0.364 | 1 | 5 | cs | TRUE
123 | LV_57-1_0_5_line_123 |  | 122 | 123 | 0.010835 | 0.125 | 0.08 | 261 | 0 | 0.364 | 1 | 5 | cs | TRUE
124 | LV_57-1_0_5_line_124 |  | 123 | 124 | 0.033779 | 0.125 | 0.08 | 261 | 0 | 0.364 | 1 | 5 | cs | TRUE
125 | LV_57-1_0_5_line_125 |  | 124 | 127 | 0.02038 | 0.125 | 0.08 | 261 | 0 | 0.364 | 1 | 5 | cs | TRUE
126 | LV_57-1_0_5_line_126 |  | 125 | 126 | 0.00026229 | 0.125 | 0.08 | 261 | 0 | 0.364 | 1 | 1 | cs | TRUE
127 | LV_57-1_0_5_line_127 |  | 126 | 128 | 0.02553 | 0.125 | 0.08 | 261 | 0 | 0.364 | 1 | 1 | cs | TRUE
128 | LV_57-1_0_5_line_128 |  | 127 | 129 | 0.014116 | 0.125 | 0.08 | 261 | 0 | 0.364 | 1 | 5 | cs | TRUE
129 | LV_57-1_0_5_line_129 |  | 127 | 130 | 0.022502 | 0.125 | 0.08 | 261 | 0 | 0.364 | 1 | 1 | cs | TRUE
130 | LV_57-1_0_5_line_130 |  | 128 | 131 | 0.025765 | 0.125 | 0.08 | 261 | 0 | 0.364 | 1 | 1 | cs | TRUE
131 | LV_57-1_0_5_line_131 |  | 129 | 132 | 0.026827 | 0.125 | 0.08 | 261 | 0 | 0.364 | 1 | 5 | cs | TRUE
132 | LV_57-1_0_5_line_132 |  | 131 | 133 | 0.019298 | 0.125 | 0.08 | 261 | 0 | 0.364 | 1 | 1 | cs | TRUE
133 | LV_57-1_0_5_line_133 |  | 132 | 153 | 0.022126 | 0.125 | 0.08 | 261 | 0 | 0.364 | 1 | 5 | cs | TRUE
134 | LV_57-1_0_5_line_134 |  | 133 | 134 | 0.029068 | 0.125 | 0.08 | 261 | 0 | 0.364 | 1 | 5 | cs | TRUE
135 | LV_57-1_0_5_line_135 |  | 133 | 135 | 0.015937 | 0.125 | 0.08 | 261 | 0 | 0.364 | 1 | 5 | cs | TRUE
136 | LV_57-1_0_5_line_136 |  | 134 | 136 | 0.0078829 | 0.125 | 0.08 | 261 | 0 | 0.364 | 1 | 5 | cs | TRUE
137 | LV_57-1_0_5_line_137 |  | 135 | 137 | 0.010569 | 0.125 | 0.08 | 261 | 0 | 0.364 | 1 | 5 | cs | TRUE
138 | LV_57-1_0_5_line_138 |  | 136 | 138 | 0.014276 | 0.125 | 0.08 | 261 | 0 | 0.364 | 1 | 5 | cs | TRUE
139 | LV_57-1_0_5_line_139 |  | 137 | 139 | 0.025487 | 0.125 | 0.08 | 261 | 0 | 0.364 | 1 | 5 | cs | TRUE
140 | LV_57-1_0_5_line_140 |  | 137 | 140 | 0.019067 | 0.125 | 0.08 | 261 | 0 | 0.364 | 1 | 3 | cs | TRUE
141 | LV_57-1_0_5_line_141 |  | 138 | 141 | 0.002853 | 0.125 | 0.08 | 261 | 0 | 0.364 | 1 | 5 | cs | TRUE
142 | LV_57-1_0_5_line_142 |  | 139 | 142 | 0.00038072 | 0.125 | 0.08 | 261 | 0 | 0.364 | 1 | 5 | cs | TRUE
143 | LV_57-1_0_5_line_143 |  | 140 | 143 | 0.0056871 | 0.125 | 0.08 | 261 | 0 | 0.364 | 1 | 1 | cs | TRUE
144 | LV_57-1_0_5_line_144 |  | 141 | 168 | 0.0062399 | 0.125 | 0.08 | 261 | 0 | 0.364 | 1 | 5 | cs | TRUE
145 | LV_57-1_0_5_line_145 |  | 142 | 169 | 0.0052369 | 0.125 | 0.08 | 261 | 0 | 0.364 | 1 | 5 | cs | TRUE
146 | LV_57-1_0_5_line_146 |  | 144 | 145 | 0.030308 | 0.125 | 0.08 | 261 | 0 | 0.364 | 1 | 5 | cs | TRUE
147 | LV_57-1_0_5_line_147 |  | 144 | 146 | 0.016675 | 0.125 | 0.08 | 261 | 0 | 0.364 | 1 | 5 | cs | TRUE
148 | LV_57-1_0_5_line_148 |  | 145 | 147 | 0.022378 | 0.125 | 0.08 | 261 | 0 | 0.364 | 1 | 2 | cs | TRUE
149 | LV_57-1_0_5_line_149 |  | 146 | 148 | 0.031738 | 0.125 | 0.08 | 261 | 0 | 0.364 | 1 | 5 | cs | TRUE
150 | LV_57-1_0_5_line_150 |  | 147 | 149 | 0.024893 | 0.125 | 0.08 | 261 | 0 | 0.364 | 1 | 1 | cs | TRUE
151 | LV_57-1_0_5_line_151 |  | 148 | 150 | 0.015817 | 0.125 | 0.08 | 261 | 0 | 0.364 | 1 | 5 | cs | TRUE
152 | LV_57-1_0_5_line_152 |  | 150 | 151 | 0.028991 | 0.125 | 0.08 | 261 | 0 | 0.364 | 1 | 5 | cs | TRUE
153 | LV_57-1_0_5_line_153 |  | 151 | 152 | 0.026945 | 0.125 | 0.08 | 261 | 0 | 0.364 | 1 | 5 | cs | TRUE
154 | LV_57-1_0_5_line_154 |  | 152 | 155 | 0.025517 | 0.125 | 0.08 | 261 | 0 | 0.364 | 1 | 5 | cs | TRUE
155 | LV_57-1_0_5_line_155 |  | 153 | 154 | 0.021938 | 0.125 | 0.08 | 261 | 0 | 0.364 | 1 | 5 | cs | TRUE
156 | LV_57-1_0_5_line_156 |  | 154 | 161 | 0.026752 | 0.125 | 0.08 | 261 | 0 | 0.364 | 1 | 5 | cs | TRUE
157 | LV_57-1_0_5_line_157 |  | 155 | 156 | 0.021165 | 0.125 | 0.08 | 261 | 0 | 0.364 | 1 | 5 | cs | TRUE
158 | LV_57-1_0_5_line_158 |  | 156 | 157 | 0.022611 | 0.125 | 0.08 | 261 | 0 | 0.364 | 1 | 5 | cs | TRUE
159 | LV_57-1_0_5_line_159 |  | 157 | 158 | 0.014692 | 0.125 | 0.08 | 261 | 0 | 0.364 | 1 | 5 | cs | TRUE
160 | LV_57-1_0_5_line_160 |  | 158 | 159 | 0.03382 | 0.125 | 0.08 | 261 | 0 | 0.364 | 1 | 5 | cs | TRUE
161 | LV_57-1_0_5_line_161 |  | 158 | 160 | 0.029912 | 0.125 | 0.08 | 261 | 0 | 0.364 | 1 | 5 | cs | TRUE
162 | LV_57-1_0_5_line_162 |  | 159 | 161 | 0.01846 | 0.125 | 0.08 | 261 | 0 | 0.364 | 1 | 5 | cs | TRUE
163 | LV_57-1_0_5_line_163 |  | 159 | 162 | 0.0082372 | 0.125 | 0.08 | 261 | 0 | 0.364 | 1 | 5 | cs | TRUE
164 | LV_57-1_0_5_line_164 |  | 160 | 163 | 0.0071755 | 0.125 | 0.08 | 261 | 0 | 0.364 | 1 | 5 | cs | TRUE
165 | LV_57-1_0_5_line_165 |  | 162 | 164 | 0.026086 | 0.125 | 0.08 | 261 | 0 | 0.364 | 1 | 5 | cs | TRUE
166 | LV_57-1_0_5_line_166 |  | 163 | 165 | 0.32487 | 0.125 | 0.08 | 261 | 0 | 0.364 | 1 | 5 | cs | TRUE
167 | LV_57-1_0_5_line_167 |  | 166 | 167 | 0.01623 | 0.125 | 0.08 | 261 | 0 | 0.364 | 1 | 5 | cs | TRUE
168 | LV_57-1_0_5_line_168 |  | 167 | 168 | 0.0012188 | 0.125 | 0.08 | 261 | 0 | 0.364 | 1 | 5 | cs | TRUE

## trafo
| name | std_type | hv_bus | lv_bus | sn_mva | vn_hv_kv | vn_lv_kv | vk_percent | vkr_percent | pfe_kw | i0_percent | shift_degree | tap_side | tap_neutral | tap_min | tap_max | tap_step_percent | tap_step_degree | tap_pos | tap_phase_shifter | parallel | df | in_service
0 | LV_57-1_0_5_trafo_108 | 0.63 MVA 20/0.4 kV | 170 | 121 | 0.63 | 20 | 0.4 | 6 | 1.206 | 1.65 | 0.2619 | 150 | hv | 0 | -2 | 2 | 2.5 | 0 | 0 | FALSE | 1 | 1 | TRUE

## line_geodata
| x0 | y0 | x1 | y1 | x2 | y2 | x3 | y3 | x4 | y4 | x5 | y5
0 | 2686239.1836 | 1265432.0427 | 2686253.5268 | 1265418.1397 | 2686266.5452 | 1265408.3188
1 | 2686224.5091 | 1265436.3087 | 2686238.3484 | 1265432.8523 | 2686239.1836 | 1265432.0427
2 | 2686266.5452 | 1265408.3188 | 2686267.0036 | 1265407.973
3 | 2686197.8858 | 1265413.747 | 2686217.1439 | 1265423.9359 | 2686222.9201 | 1265429.6024 | 2686224.5091 | 1265436.3087
4 | 2686224.5091 | 1265436.3087 | 2686224.952 | 1265438.6128
5 | 2686197.8858 | 1265413.747 | 2686193.147 | 1265425.2315 | 2686186.5441 | 1265434.4204 | 2686182.2396 | 1265437.332
6 | 2686197.8858 | 1265413.747 | 2686189.339 | 1265408.5405 | 2686182.4852 | 1265403.948 | 2686175.6758 | 1265396.3094
7 | 2686197.8858 | 1265413.747 | 2686201.9883 | 1265395.6958
8 | 2686228.8434 | 1265458.8565 | 2686224.952 | 1265438.6128
9 | 2686182.2396 | 1265437.332 | 2686181.6227 | 1265437.7493
10 | 2686170.2485 | 1265385.8219 | 2686175.6758 | 1265396.3094
11 | 2686204.6647 | 1265386.8244 | 2686202.2636 | 1265394.4844 | 2686201.9883 | 1265395.6958
12 | 2686228.8434 | 1265458.8565 | 2686229.1007 | 1265460.1947 | 2686230.8206 | 1265467.5093
13 | 2686167.3865 | 1265447.3787 | 2686181.6227 | 1265437.7493
14 | 2686170.2485 | 1265385.8219 | 2686168.125 | 1265381.4922
15 | 2686204.6647 | 1265386.8244 | 2686208.5715 | 1265377.6518 | 2686215.4817 | 1265368.056 | 2686216.4942 | 1265366.8622
16 | 2686204.6647 | 1265386.8244 | 2686192.2171 | 1265377.9914 | 2686194.3063 | 1265375.709
17 | 2686233.8944 | 1265480.5814 | 2686230.8206 | 1265467.5093
18 | 2686167.3865 | 1265447.3787 | 2686165.3902 | 1265448.729
19 | 2686158.8558 | 1265362.5929 | 2686168.125 | 1265381.4922
20 | 2686216.4942 | 1265366.8622 | 2686227.5109 | 1265353.8721
21 | 2686236.4856 | 1265491.6014 | 2686233.8944 | 1265480.5814
22 | 2686238.8676 | 1265499.7418 | 2686246.2623 | 1265520.519
23 | 2686236.4856 | 1265491.6014 | 2686237.4888 | 1265495.8677 | 2686238.8676 | 1265499.7418
24 | 2686257.0601 | 1265541.2915 | 2686256.1385 | 1265539.4523 | 2686246.4082 | 1265520.9289 | 2686246.2623 | 1265520.519
25 | 2686276.2371 | 1265583.325 | 2686273.8026 | 1265574.7048 | 2686257.0601 | 1265541.2915
26 | 2686276.2371 | 1265583.325 | 2686281.8904 | 1265583.9858 | 2686287.3902 | 1265585.8787 | 2686299.5778 | 1265593.1947
27 | 2686275.7266 | 1265593.0142 | 2686276.2371 | 1265583.325
28 | 2686319.3258 | 1265605.049 | 2686299.5778 | 1265593.1947
29 | 2686275.7266 | 1265593.0142 | 2686270.2285 | 1265593.0673 | 2686249.9482 | 1265583.5349
30 | 2686275.7266 | 1265593.0142 | 2686275.339 | 1265602.5384 | 2686273.9608 | 1265611.4473
31 | 2686239.0806 | 1265578.4267 | 2686249.9482 | 1265583.5349
32 | 2686272.4264 | 1265625.6392 | 2686272.1791 | 1265622.9641 | 2686273.9608 | 1265611.4473
33 | 2686246.837 | 1265330.0942 | 2686261.437 | 1265339.4858
34 | 2686246.837 | 1265330.0942 | 2686245.0407 | 1265332.3381
35 | 2686246.837 | 1265330.0942 | 2686215.9966 | 1265289.1389
36 | 2686245.0407 | 1265332.3381 | 2686233.9274 | 1265346.2212
37 | 2686215.9966 | 1265289.1389 | 2686210.023 | 1265293.6054
38 | 2686233.9274 | 1265346.2212 | 2686232.7152 | 1265347.7356 | 2686227.5109 | 1265353.8721
39 | 2686204.0092 | 1265298.102 | 2686210.023 | 1265293.6054
40 | 2686203.6957 | 1265298.3364 | 2686204.0092 | 1265298.102
41 | 2685889.1495 | 1265793.1039 | 2685899.8729 | 1265784.0648
42 | 2685880.3156 | 1265800.5501 | 2685889.1495 | 1265793.1039
43 | 2685906.9977 | 1265778.054 | 2685906.8158 | 1265778.2124 | 2685899.8729 | 1265784.0648
44 | 2685880.3156 | 1265800.5501 | 2685870.2449 | 1265809.0391 | 2685866.6178 | 1265807.8299 | 2685860.4184 | 1265800.581
45 | 2685906.9977 | 1265778.054 | 2685907.3646 | 1265777.7344
46 | 2685854.9531 | 1265791.0639 | 2685859.5688 | 1265799.5876 | 2685860.4184 | 1265800.581
47 | 2685912.8738 | 1265772.936 | 2685907.3646 | 1265777.7344
48 | 2685928.6415 | 1265759.2025 | 2685912.8738 | 1265772.936
49 | 2685939.9378 | 1265747.9843 | 2685932.7092 | 1265755.6596 | 2685928.6415 | 1265759.2025
50 | 2685939.9378 | 1265747.9843 | 2685947.705 | 1265739.737
51 | 2685948.7089 | 1265738.6712 | 2685947.705 | 1265739.737
52 | 2685948.7089 | 1265738.6712 | 2685951.884 | 1265735.2999 | 2685960.7935 | 1265723.4651
53 | 2685960.7935 | 1265723.4651 | 2685965.8945 | 1265716.6893
54 | 2685982.9409 | 1265694.2191 | 2685978.5064 | 1265699.9365 | 2685965.8945 | 1265716.6893
55 | 2685982.9409 | 1265694.2191 | 2685987.5421 | 1265688.287
56 | 2685992.988 | 1265681.2656 | 2685987.5421 | 1265688.287
57 | 2685992.988 | 1265681.2656 | 2685999.8275 | 1265671.7501
58 | 2685992.988 | 1265681.2656 | 2686005.7144 | 1265690.0577 | 2686012.5691 | 1265690.9581
59 | 2685999.8275 | 1265671.7501 | 2686007.6401 | 1265660.8809
60 | 2686022.7855 | 1265686.1625 | 2686019.4821 | 1265687.8451 | 2686012.5691 | 1265690.9581
61 | 2686017.8227 | 1265647.1515 | 2686009.0059 | 1265658.9808 | 2686007.6401 | 1265660.8809
62 | 2686050.2241 | 1265685.068 | 2686044.2104 | 1265681.7556 | 2686038.1748 | 1265680.4557 | 2686030.8785 | 1265681.9618 | 2686026.4012 | 1265684.3207 | 2686022.7855 | 1265686.1625
63 | 2686017.8227 | 1265647.1515 | 2686026.3856 | 1265635.663
64 | 2686052.7981 | 1265687.7521 | 2686050.2241 | 1265685.068
65 | 2686050.2241 | 1265685.068 | 2686061.8697 | 1265682.7579 | 2686079.9322 | 1265683.3853
66 | 2686239.0806 | 1265578.4267 | 2686227.6921 | 1265573.0737
67 | 2686273.1275 | 1265633.2222 | 2686272.4264 | 1265625.6392
68 | 2686226.5859 | 1265572.5538 | 2686227.6921 | 1265573.0737
69 | 2686274.2386 | 1265638.6012 | 2686273.3887 | 1265636.0477 | 2686273.1275 | 1265633.2222
70 | 2686065.6788 | 1265588.5431 | 2686067.147 | 1265586.7137 | 2686073.0317 | 1265582.3514 | 2686082.1823 | 1265578.148 | 2686086.3332 | 1265575.6818
71 | 2686065.6788 | 1265588.5431 | 2686062.8558 | 1265592.0604
72 | 2686095.5046 | 1265568.786 | 2686090.3484 | 1265573.2963 | 2686086.3332 | 1265575.6818
73 | 2686046.0656 | 1265599.3614 | 2686053.1859 | 1265598.0528 | 2686062.3304 | 1265592.715 | 2686062.8558 | 1265592.0604
74 | 2686097.8008 | 1265566.7774 | 2686095.5046 | 1265568.786
75 | 2686046.0656 | 1265599.3614 | 2686045.1175 | 1265604.9965 | 2686044.0867 | 1265609.5852 | 2686042.0414 | 1265613.9679
76 | 2686042.0414 | 1265613.9679 | 2686041.1796 | 1265615.8145 | 2686026.3856 | 1265635.663
77 | 2686053.4852 | 1265351.2547 | 2686053.1741 | 1265348.109 | 2686053.1231 | 1265337.6555 | 2686053.6843 | 1265327.0441 | 2686054.315 | 1265323.1222
78 | 2686057.0256 | 1265375.8094 | 2686054.3491 | 1265359.9912 | 2686053.4852 | 1265351.2547
79 | 2686056.938 | 1265306.8103 | 2686054.315 | 1265323.1222
80 | 2686057.0256 | 1265375.8094 | 2686057.6084 | 1265378.6049
81 | 2686059.7212 | 1265289.5021 | 2686056.938 | 1265306.8103
82 | 2686057.6084 | 1265378.6049 | 2686057.9832 | 1265380.4025
83 | 2686059.7212 | 1265289.5021 | 2686077.0218 | 1265292.4563
84 | 2686057.9832 | 1265380.4025 | 2686058.4509 | 1265382.646
85 | 2686077.0218 | 1265292.4563 | 2686095.4748 | 1265300.5759 | 2686105.0137 | 1265305.9815
86 | 2686058.5079 | 1265382.9197 | 2686058.4509 | 1265382.646
87 | 2686105.0137 | 1265305.9815 | 2686105.1092 | 1265306.0356
88 | 2686065.403 | 1265416.4303 | 2686060.6647 | 1265393.2651 | 2686058.5079 | 1265382.9197
89 | 2686115.5631 | 1265693.4792 | 2686102.0218 | 1265688.447 | 2686085.0291 | 1265683.5624 | 2686079.9322 | 1265683.3853
90 | 2686141.4684 | 1265280.8195 | 2686131.0202 | 1265294.4108 | 2686126.0253 | 1265299.9116
91 | 2686145.0047 | 1265276.2193 | 2686141.4684 | 1265280.8195
92 | 2686114.687 | 1265312.3984 | 2686126.0253 | 1265299.9116
93 | 2686145.0047 | 1265276.2193 | 2686146.1353 | 1265274.7487 | 2686147.0385 | 1265273.209
94 | 2686114.687 | 1265312.3984 | 2686127.5287 | 1265322.6269 | 2686128.5567 | 1265323.6626
95 | 2686114.687 | 1265312.3984 | 2686109.2107 | 1265308.3599 | 2686105.2409 | 1265306.1102
96 | 2686128.5567 | 1265323.6626 | 2686128.9476 | 1265324.0564
97 | 2686105.1092 | 1265306.0356 | 2686105.2409 | 1265306.1102
98 | 2686140.7702 | 1265336.2327 | 2686138.8693 | 1265334.0568 | 2686133.8002 | 1265328.9455 | 2686128.9476 | 1265324.0564
99 | 2686140.7702 | 1265336.2327 | 2686141.6515 | 1265337.2413
100 | 2686141.6515 | 1265337.2413 | 2686145.4614 | 1265341.6022
101 | 2686158.8558 | 1265362.5929 | 2686156.5871 | 1265357.9673 | 2686146.9876 | 1265343.3491 | 2686145.7818 | 1265341.9689
102 | 2686145.4614 | 1265341.6022 | 2686145.7818 | 1265341.9689
103 | 2686108.8028 | 1265418.1427 | 2686111.0953 | 1265417.9383
104 | 2686117.2836 | 1265417.3865 | 2686111.0953 | 1265417.9383
105 | 2686108.8028 | 1265418.1427 | 2686105.2493 | 1265418.4596
106 | 2686090.8695 | 1265418.8293 | 2686095.8458 | 1265419.2981 | 2686105.2493 | 1265418.4596
107 | 2686089.2177 | 1265418.6737 | 2686090.8695 | 1265418.8293
108 | 2686089.2177 | 1265418.6737 | 2686081.1548 | 1265417.9142
109 | 2686065.403 | 1265416.4303 | 2686081.1548 | 1265417.9142
110 | 2686142.1207 | 1265468.0687 | 2686140.879 | 1265469.3686
111 | 2686142.5071 | 1265467.6643 | 2686142.1207 | 1265468.0687
112 | 2686129.4104 | 1265481.3739 | 2686140.879 | 1265469.3686
113 | 2686142.5071 | 1265467.6643 | 2686147.3193 | 1265462.6268 | 2686161.2784 | 1265451.6032
114 | 2686129.4104 | 1265481.3739 | 2686124.0712 | 1265486.9631 | 2686122.9191 | 1265487.7593
115 | 2686165.3902 | 1265448.729 | 2686162.0991 | 1265450.9551 | 2686161.2784 | 1265451.6032
116 | 2686113.1905 | 1265494.4829 | 2686122.9191 | 1265487.7593
117 | 2686109.4486 | 1265497.069 | 2686113.1905 | 1265494.4829
118 | 2686078.18 | 1265508.1005 | 2686085.2864 | 1265506.7251 | 2686107.7307 | 1265498.2563 | 2686109.4486 | 1265497.069
119 | 2686066.1858 | 1265506.925 | 2686069.5068 | 1265493.4848 | 2686071.1989 | 1265480.7215 | 2686071.8737 | 1265471.7648
120 | 2686066.1858 | 1265506.925 | 2686078.18 | 1265508.1005
121 | 2686078.18 | 1265508.1005 | 2686098.4417 | 1265528.7103
122 | 2686099.8186 | 1265530.1109 | 2686098.4417 | 1265528.7103
123 | 2686124.8627 | 1265698.699 | 2686121.3007 | 1265695.6113 | 2686115.5631 | 1265693.4792
124 | 2686124.8627 | 1265698.699 | 2686127.6014 | 1265700.9296 | 2686145.6551 | 1265709.9998 | 2686153.3793 | 1265716.4186
125 | 2686168.5811 | 1265729.8942 | 2686166.8894 | 1265727.6456 | 2686153.3793 | 1265716.4186
126 | 2686127.4945 | 1265665.3885 | 2686127.6442 | 1265665.1732
127 | 2686142.2167 | 1265644.2102 | 2686127.6442 | 1265665.1732
128 | 2686168.5811 | 1265729.8942 | 2686179.4181 | 1265720.8494
129 | 2686168.5811 | 1265729.8942 | 2686151.1556 | 1265744.1306
130 | 2686142.2167 | 1265644.2102 | 2686156.923 | 1265623.0549
131 | 2686179.4181 | 1265720.8494 | 2686200.0138 | 1265703.6598
132 | 2686167.9382 | 1265607.2092 | 2686156.923 | 1265623.0549
133 | 2686217.0363 | 1265689.5301 | 2686216.6379 | 1265689.785 | 2686200.0138 | 1265703.6598
134 | 2686167.9382 | 1265607.2092 | 2686184.2239 | 1265583.132
135 | 2686167.9382 | 1265607.2092 | 2686180.8744 | 1265616.5178
136 | 2686184.2239 | 1265583.132 | 2686185.24 | 1265581.6299 | 2686189.384 | 1265577.1955
137 | 2686189.453 | 1265622.6907 | 2686180.8744 | 1265616.5178
138 | 2686201.2256 | 1265569.5172 | 2686197.3299 | 1265571.0755 | 2686191.2682 | 1265575.1793 | 2686189.384 | 1265577.1955
139 | 2686189.453 | 1265622.6907 | 2686175.2179 | 1265643.8317
140 | 2686189.453 | 1265622.6907 | 2686201.3953 | 1265630.5044 | 2686205.0798 | 1265632.4263 | 2686205.6667 | 1265632.6824
141 | 2686201.2256 | 1265569.5172 | 2686203.8745 | 1265568.4577 | 2686203.8745 | 1265568.4577
142 | 2686175.2179 | 1265643.8317 | 2686175.0052 | 1265644.1475
143 | 2686210.879 | 1265634.9573 | 2686205.6667 | 1265632.6824
144 | 2686210.0717 | 1265567.7295 | 2686203.8745 | 1265568.4577
145 | 2686172.0803 | 1265648.4914 | 2686175.0052 | 1265644.1475
146 | 2686108.7392 | 1265757.7164 | 2686099.1103 | 1265750.7766 | 2686089.7514 | 1265746.0365 | 2686082.3041 | 1265743.2614
147 | 2686121.7111 | 1265768.1863 | 2686111.0783 | 1265759.4022 | 2686108.7392 | 1265757.7164
148 | 2686082.3041 | 1265743.2614 | 2686079.9998 | 1265742.4027 | 2686069.4584 | 1265740.7813 | 2686060.2061 | 1265740.6095
149 | 2686121.7111 | 1265768.1863 | 2686145.0032 | 1265789.8207
150 | 2686060.2061 | 1265740.6095 | 2686058.3466 | 1265740.575 | 2686047.654 | 1265743.644 | 2686037.5984 | 1265750.025
151 | 2686145.0032 | 1265789.8207 | 2686152.1852 | 1265784.2653 | 2686157.4375 | 1265780.0467
152 | 2686157.4375 | 1265780.0467 | 2686180.0399 | 1265761.8922
153 | 2686180.0399 | 1265761.8922 | 2686201.047 | 1265745.019
154 | 2686220.941 | 1265729.0399 | 2686201.047 | 1265745.019
155 | 2686217.0363 | 1265689.5301 | 2686225.8812 | 1265683.8707 | 2686235.103 | 1265679.9465 | 2686236.4894 | 1265679.6603
156 | 2686236.4894 | 1265679.6603 | 2686262.6889 | 1265674.2534
157 | 2686220.941 | 1265729.0399 | 2686228.0996 | 1265723.29 | 2686238.0138 | 1265716.5587
158 | 2686238.0138 | 1265716.5587 | 2686240.8621 | 1265714.6248 | 2686259.2016 | 1265709.0508
159 | 2686273.2585 | 1265704.7785 | 2686259.2016 | 1265709.0508
160 | 2686280.99 | 1265671.9318 | 2686279.7874 | 1265681.5775 | 2686273.2585 | 1265704.7785
161 | 2686273.2585 | 1265704.7785 | 2686285.6885 | 1265700.323 | 2686302.0468 | 1265696.9256
162 | 2686280.99 | 1265671.9318 | 2686265.9503 | 1265673.5803 | 2686262.6889 | 1265674.2534
163 | 2686280.99 | 1265671.9318 | 2686281.2302 | 1265663.7398 | 2686281.2212 | 1265663.699
164 | 2686302.0468 | 1265696.9256 | 2686309.0723 | 1265695.4664
165 | 2686274.2386 | 1265638.6012 | 2686278.5323 | 1265651.5018 | 2686281.2212 | 1265663.699
166 | 2686309.0723 | 1265695.4664 | 2686479.1648 | 1265972.2453
167 | 2686211.2822 | 1265567.5872 | 2686211.2822 | 1265567.5872 | 2686218.906 | 1265568.9439 | 2686226.5859 | 1265572.5538
168 | 2686211.2822 | 1265567.5872 | 2686210.0717 | 1265567.7295

## bus_geodata
| x | y | coords
0 | 2686239.1836 | 1265432.0427
1 | 2686266.5452 | 1265408.3188
2 | 2686224.5091 | 1265436.3087
3 | 2686267.0036 | 1265407.973
4 | 2686197.8858 | 1265413.747
5 | 2686224.952 | 1265438.6128
6 | 2686182.2396 | 1265437.332
7 | 2686175.6758 | 1265396.3094
8 | 2686201.9883 | 1265395.6958
9 | 2686228.8434 | 1265458.8565
10 | 2686181.6227 | 1265437.7493
11 | 2686170.2485 | 1265385.8219
12 | 2686204.6647 | 1265386.8244
13 | 2686230.8206 | 1265467.5093
14 | 2686167.3864 | 1265447.3787
15 | 2686168.125 | 1265381.4922
16 | 2686216.4942 | 1265366.8622
17 | 2686194.3063 | 1265375.709
18 | 2686233.8944 | 1265480.5814
19 | 2686238.8676 | 1265499.7418
20 | 2686246.2623 | 1265520.519
21 | 2686236.4856 | 1265491.6014
22 | 2686257.0601 | 1265541.2915
23 | 2686276.2371 | 1265583.325
24 | 2686299.5778 | 1265593.1947
25 | 2686275.7266 | 1265593.0142
26 | 2686319.3258 | 1265605.049
27 | 2686249.9482 | 1265583.5349
28 | 2686273.9608 | 1265611.4473
29 | 2686261.437 | 1265339.4858
30 | 2686246.837 | 1265330.0942
31 | 2686245.0407 | 1265332.3381
32 | 2686215.9966 | 1265289.1389
33 | 2686233.9274 | 1265346.2212
34 | 2686210.023 | 1265293.6054
35 | 2686204.0092 | 1265298.102
36 | 2686227.5109 | 1265353.8721
37 | 2686203.6957 | 1265298.3364
38 | 2685889.1495 | 1265793.1039
39 | 2685899.8729 | 1265784.0648
40 | 2685880.3156 | 1265800.5501
41 | 2685906.9977 | 1265778.054
42 | 2685860.4184 | 1265800.581
43 | 2685907.3646 | 1265777.7344
44 | 2685854.9531 | 1265791.0639
45 | 2685912.8738 | 1265772.936
46 | 2685928.6415 | 1265759.2025
47 | 2685939.9378 | 1265747.9843
48 | 2685947.705 | 1265739.737
49 | 2685948.7089 | 1265738.6712
50 | 2685960.7935 | 1265723.4651
51 | 2685965.8945 | 1265716.6893
52 | 2685982.9409 | 1265694.2191
53 | 2685987.5421 | 1265688.287
54 | 2685992.988 | 1265681.2656
55 | 2685999.8275 | 1265671.7501
56 | 2686012.5691 | 1265690.9581
57 | 2686007.6401 | 1265660.8809
58 | 2686022.7855 | 1265686.1625
59 | 2686017.8227 | 1265647.1515
60 | 2686050.2241 | 1265685.068
61 | 2686239.0806 | 1265578.4267
62 | 2686272.4264 | 1265625.6392
63 | 2686227.6921 | 1265573.0737
64 | 2686273.1275 | 1265633.2222
65 | 2686065.6788 | 1265588.5431
66 | 2686086.3332 | 1265575.6818
67 | 2686062.8558 | 1265592.0604
68 | 2686095.5046 | 1265568.786
69 | 2686046.0656 | 1265599.3614
70 | 2686097.8008 | 1265566.7774
71 | 2686042.0414 | 1265613.9679
72 | 2686026.3856 | 1265635.663
73 | 2686053.4852 | 1265351.2547
74 | 2686054.315 | 1265323.1222
75 | 2686057.0256 | 1265375.8094
76 | 2686056.938 | 1265306.8103
77 | 2686057.6084 | 1265378.6049
78 | 2686059.7212 | 1265289.5021
79 | 2686057.9832 | 1265380.4025
80 | 2686077.0218 | 1265292.4563
81 | 2686058.4509 | 1265382.646
82 | 2686105.0137 | 1265305.9815
83 | 2686058.5079 | 1265382.9197
84 | 2686052.7981 | 1265687.7521
85 | 2686079.9322 | 1265683.3853
86 | 2686141.4684 | 1265280.8195
87 | 2686126.0253 | 1265299.9116
88 | 2686145.0047 | 1265276.2193
89 | 2686114.687 | 1265312.3984
90 | 2686147.0385 | 1265273.209
91 | 2686128.5567 | 1265323.6626
92 | 2686105.2409 | 1265306.1102
93 | 2686128.9476 | 1265324.0564
94 | 2686105.1092 | 1265306.0356
95 | 2686140.7702 | 1265336.2327
96 | 2686141.6515 | 1265337.2413
97 | 2686158.8558 | 1265362.5929
98 | 2686145.7818 | 1265341.9689
99 | 2686145.4614 | 1265341.6022
100 | 2686111.0953 | 1265417.9383
101 | 2686108.8028 | 1265418.1427
102 | 2686117.2836 | 1265417.3865
103 | 2686105.2493 | 1265418.4596
104 | 2686090.8695 | 1265418.8293
105 | 2686089.2177 | 1265418.6737
106 | 2686081.1548 | 1265417.9142
107 | 2686142.1207 | 1265468.0687
108 | 2686140.879 | 1265469.3686
109 | 2686142.5071 | 1265467.6643
110 | 2686129.4104 | 1265481.3739
111 | 2686161.2784 | 1265451.6032
112 | 2686122.9191 | 1265487.7593
113 | 2686165.3902 | 1265448.729
114 | 2686113.1905 | 1265494.4829
115 | 2686109.4486 | 1265497.069
116 | 2686065.403 | 1265416.4303
117 | 2686071.8737 | 1265471.7648
118 | 2686066.1858 | 1265506.925
119 | 2686078.18 | 1265508.1005
120 | 2686098.4417 | 1265528.7103
121 | 2686099.8186 | 1265530.1109
122 | 2686115.5631 | 1265693.4792
123 | 2686124.8627 | 1265698.699
124 | 2686153.3793 | 1265716.4186
125 | 2686127.4945 | 1265665.3885
126 | 2686127.6442 | 1265665.1732
127 | 2686168.5811 | 1265729.8942
128 | 2686142.2167 | 1265644.2102
129 | 2686179.4181 | 1265720.8494
130 | 2686151.1556 | 1265744.1306
131 | 2686156.923 | 1265623.0549
132 | 2686200.0138 | 1265703.6598
133 | 2686167.9382 | 1265607.2092
134 | 2686184.2239 | 1265583.132
135 | 2686180.8744 | 1265616.5178
136 | 2686189.384 | 1265577.1955
137 | 2686189.453 | 1265622.6907
138 | 2686201.2256 | 1265569.5172
139 | 2686175.2179 | 1265643.8317
140 | 2686205.6667 | 1265632.6824
141 | 2686203.8745 | 1265568.4577
142 | 2686175.0052 | 1265644.1475
143 | 2686210.879 | 1265634.9573
144 | 2686108.7392 | 1265757.7164
145 | 2686082.3041 | 1265743.2614
146 | 2686121.7111 | 1265768.1863
147 | 2686060.2061 | 1265740.6095
148 | 2686145.0032 | 1265789.8207
149 | 2686037.5984 | 1265750.025
150 | 2686157.4375 | 1265780.0467
151 | 2686180.0399 | 1265761.8922
152 | 2686201.047 | 1265745.019
153 | 2686217.0363 | 1265689.5301
154 | 2686236.4894 | 1265679.6603
155 | 2686220.941 | 1265729.0399
156 | 2686238.0138 | 1265716.5587
157 | 2686259.2016 | 1265709.0508
158 | 2686273.2585 | 1265704.7785
159 | 2686280.99 | 1265671.9318
160 | 2686302.0468 | 1265696.9256
161 | 2686262.6889 | 1265674.2534
162 | 2686281.2212 | 1265663.699
163 | 2686309.0723 | 1265695.4664
164 | 2686274.2386 | 1265638.6012
165 | 2686479.1648 | 1265972.2453
166 | 2686226.5859 | 1265572.5538
167 | 2686211.2822 | 1265567.5872
168 | 2686210.0717 | 1265567.7295
169 | 2686172.0803 | 1265648.4914
170 | 2686078.18 | 1265508.1005

## line_std_types
| c_nf_per_km | r_ohm_per_km | x_ohm_per_km | max_i_ka | type | q_mm2 | alpha | voltage_rating
NAYY 4x50 SE | 210 | 0.642 | 0.083 | 0.142 | cs | 50 | 0.00403 | LV
NAYY 4x120 SE | 264 | 0.225 | 0.08 | 0.242 | cs | 120 | 0.00403 | LV
NAYY 4x150 SE | 261 | 0.208 | 0.08 | 0.27 | cs | 150 | 0.00403 | LV
NA2XS2Y 1x95 RM/25 12/20 kV | 216 | 0.313 | 0.132 | 0.252 | cs | 95 | 0.00403 | MV
NA2XS2Y 1x185 RM/25 12/20 kV | 273 | 0.161 | 0.117 | 0.362 | cs | 185 | 0.00403 | MV
NA2XS2Y 1x240 RM/25 12/20 kV | 304 | 0.122 | 0.112 | 0.421 | cs | 240 | 0.00403 | MV
NA2XS2Y 1x95 RM/25 6/10 kV | 315 | 0.313 | 0.123 | 0.249 | cs | 95 | 0.00403 | MV
NA2XS2Y 1x185 RM/25 6/10 kV | 406 | 0.161 | 0.11 | 0.358 | cs | 185 | 0.00403 | MV
NA2XS2Y 1x240 RM/25 6/10 kV | 456 | 0.122 | 0.105 | 0.416 | cs | 240 | 0.00403 | MV
NA2XS2Y 1x150 RM/25 12/20 kV | 250 | 0.206 | 0.116 | 0.319 | cs | 150 | 0.00403 | MV
NA2XS2Y 1x120 RM/25 12/20 kV | 230 | 0.253 | 0.119 | 0.283 | cs | 120 | 0.00403 | MV
NA2XS2Y 1x70 RM/25 12/20 kV | 190 | 0.443 | 0.132 | 0.22 | cs | 70 | 0.00403 | MV
NA2XS2Y 1x150 RM/25 6/10 kV | 360 | 0.206 | 0.11 | 0.315 | cs | 150 | 0.00403 | MV
NA2XS2Y 1x120 RM/25 6/10 kV | 340 | 0.253 | 0.113 | 0.28 | cs | 120 | 0.00403 | MV
NA2XS2Y 1x70 RM/25 6/10 kV | 280 | 0.443 | 0.123 | 0.217 | cs | 70 | 0.00403 | MV
N2XS(FL)2Y 1x120 RM/35 64/110 kV | 112 | 0.153 | 0.166 | 0.366 | cs | 120 | 0.00393 | HV
N2XS(FL)2Y 1x185 RM/35 64/110 kV | 125 | 0.099 | 0.156 | 0.457 | cs | 185 | 0.00393 | HV
N2XS(FL)2Y 1x240 RM/35 64/110 kV | 135 | 0.075 | 0.149 | 0.526 | cs | 240 | 0.00393 | HV
N2XS(FL)2Y 1x300 RM/35 64/110 kV | 144 | 0.06 | 0.144 | 0.588 | cs | 300 | 0.00393 | HV
15-AL1/3-ST1A 0.4 | 11 | 1.8769 | 0.35 | 0.105 | ol | 16 | 0.00403 | LV
24-AL1/4-ST1A 0.4 | 11.25 | 1.2012 | 0.335 | 0.14 | ol | 24 | 0.00403 | LV
48-AL1/8-ST1A 0.4 | 12.2 | 0.5939 | 0.3 | 0.21 | ol | 48 | 0.00403 | LV
94-AL1/15-ST1A 0.4 | 13.2 | 0.306 | 0.29 | 0.35 | ol | 94 | 0.00403 | LV
34-AL1/6-ST1A 10.0 | 9.7 | 0.8342 | 0.36 | 0.17 | ol | 34 | 0.00403 | MV
48-AL1/8-ST1A 10.0 | 10.1 | 0.5939 | 0.35 | 0.21 | ol | 48 | 0.00403 | MV
70-AL1/11-ST1A 10.0 | 10.4 | 0.4132 | 0.339 | 0.29 | ol | 70 | 0.00403 | MV
94-AL1/15-ST1A 10.0 | 10.75 | 0.306 | 0.33 | 0.35 | ol | 94 | 0.00403 | MV
122-AL1/20-ST1A 10.0 | 11.1 | 0.2376 | 0.323 | 0.41 | ol | 122 | 0.00403 | MV
149-AL1/24-ST1A 10.0 | 11.25 | 0.194 | 0.315 | 0.47 | ol | 149 | 0.00403 | MV
34-AL1/6-ST1A 20.0 | 9.15 | 0.8342 | 0.382 | 0.17 | ol | 34 | 0.00403 | MV
48-AL1/8-ST1A 20.0 | 9.5 | 0.5939 | 0.372 | 0.21 | ol | 48 | 0.00403 | MV
70-AL1/11-ST1A 20.0 | 9.7 | 0.4132 | 0.36 | 0.29 | ol | 70 | 0.00403 | MV
94-AL1/15-ST1A 20.0 | 10 | 0.306 | 0.35 | 0.35 | ol | 94 | 0.00403 | MV
122-AL1/20-ST1A 20.0 | 10.3 | 0.2376 | 0.344 | 0.41 | ol | 122 | 0.00403 | MV
149-AL1/24-ST1A 20.0 | 10.5 | 0.194 | 0.337 | 0.47 | ol | 149 | 0.00403 | MV
184-AL1/30-ST1A 20.0 | 10.75 | 0.1571 | 0.33 | 0.535 | ol | 184 | 0.00403 | MV
243-AL1/39-ST1A 20.0 | 11 | 0.1188 | 0.32 | 0.645 | ol | 243 | 0.00403 | MV
48-AL1/8-ST1A 110.0 | 8 | 0.5939 | 0.46 | 0.21 | ol | 48 | 0.00403 | HV
70-AL1/11-ST1A 110.0 | 8.4 | 0.4132 | 0.45 | 0.29 | ol | 70 | 0.00403 | HV
94-AL1/15-ST1A 110.0 | 8.65 | 0.306 | 0.44 | 0.35 | ol | 94 | 0.00403 | HV
122-AL1/20-ST1A 110.0 | 8.5 | 0.2376 | 0.43 | 0.41 | ol | 122 | 0.00403 | HV
149-AL1/24-ST1A 110.0 | 8.75 | 0.194 | 0.41 | 0.47 | ol | 149 | 0.00403 | HV
184-AL1/30-ST1A 110.0 | 8.8 | 0.1571 | 0.4 | 0.535 | ol | 184 | 0.00403 | HV
243-AL1/39-ST1A 110.0 | 9 | 0.1188 | 0.39 | 0.645 | ol | 243 | 0.00403 | HV
305-AL1/39-ST1A 110.0 | 9.2 | 0.0949 | 0.38 | 0.74 | ol | 305 | 0.00403 | HV
490-AL1/64-ST1A 110.0 | 9.75 | 0.059 | 0.37 | 0.96 | ol | 490 | 0.00403 | HV
679-AL1/86-ST1A 110.0 | 9.95 | 0.042 | 0.36 | 1.15 | ol | 679 | 0.00403 | HV
490-AL1/64-ST1A 220.0 | 10 | 0.059 | 0.285 | 0.96 | ol | 490 | 0.00403 | HV
679-AL1/86-ST1A 220.0 | 11.7 | 0.042 | 0.275 | 1.15 | ol | 679 | 0.00403 | HV
490-AL1/64-ST1A 380.0 | 11 | 0.059 | 0.253 | 0.96 | ol | 490 | 0.00403 | HV
679-AL1/86-ST1A 380.0 | 14.6 | 0.042 | 0.25 | 1.15 | ol | 679 | 0.00403 | HV

## trafo_std_types
| i0_percent | pfe_kw | vkr_percent | sn_mva | vn_lv_kv | vn_hv_kv | vk_percent | shift_degree | vector_group | tap_side | tap_neutral | tap_min | tap_max | tap_step_degree | tap_step_percent | tap_phase_shifter
160 MVA 380/110 kV | 0.06 | 60 | 0.25 | 160 | 110 | 380 | 12.2 | 0 | Yy0 | hv | 0 | -9 | 9 | 0 | 1.5 | FALSE
100 MVA 220/110 kV | 0.06 | 55 | 0.26 | 100 | 110 | 220 | 12 | 0 | Yy0 | hv | 0 | -9 | 9 | 0 | 1.5 | FALSE
63 MVA 110/20 kV | 0.04 | 22 | 0.32 | 63 | 20 | 110 | 18 | 150 | YNd5 | hv | 0 | -9 | 9 | 0 | 1.5 | FALSE
40 MVA 110/20 kV | 0.05 | 18 | 0.34 | 40 | 20 | 110 | 16.2 | 150 | YNd5 | hv | 0 | -9 | 9 | 0 | 1.5 | FALSE
25 MVA 110/20 kV | 0.07 | 14 | 0.41 | 25 | 20 | 110 | 12 | 150 | YNd5 | hv | 0 | -9 | 9 | 0 | 1.5 | FALSE
63 MVA 110/10 kV | 0.04 | 22 | 0.32 | 63 | 10 | 110 | 18 | 150 | YNd5 | hv | 0 | -9 | 9 | 0 | 1.5 | FALSE
40 MVA 110/10 kV | 0.05 | 18 | 0.34 | 40 | 10 | 110 | 16.2 | 150 | YNd5 | hv | 0 | -9 | 9 | 0 | 1.5 | FALSE
25 MVA 110/10 kV | 0.07 | 14 | 0.41 | 25 | 10 | 110 | 12 | 150 | YNd5 | hv | 0 | -9 | 9 | 0 | 1.5 | FALSE
0.25 MVA 20/0.4 kV | 0.32 | 0.8 | 1.44 | 0.25 | 0.4 | 20 | 6 | 150 | Yzn5 | hv | 0 | -2 | 2 | 0 | 2.5 | FALSE
0.4 MVA 20/0.4 kV | 0.3375 | 1.35 | 1.425 | 0.4 | 0.4 | 20 | 6 | 150 | Dyn5 | hv | 0 | -2 | 2 | 0 | 2.5 | FALSE
0.63 MVA 20/0.4 kV | 0.2619 | 1.65 | 1.206 | 0.63 | 0.4 | 20 | 6 | 150 | Dyn5 | hv | 0 | -2 | 2 | 0 | 2.5 | FALSE
0.25 MVA 10/0.4 kV | 0.24 | 0.6 | 1.2 | 0.25 | 0.4 | 10 | 4 | 150 | Dyn5 | hv | 0 | -2 | 2 | 0 | 2.5 | FALSE
0.4 MVA 10/0.4 kV | 0.2375 | 0.95 | 1.325 | 0.4 | 0.4 | 10 | 4 | 150 | Dyn5 | hv | 0 | -2 | 2 | 0 | 2.5 | FALSE
0.63 MVA 10/0.4 kV | 0.1873 | 1.18 | 1.0794 | 0.63 | 0.4 | 10 | 4 | 150 | Dyn5 | hv | 0 | -2 | 2 | 0 | 2.5 | FALSE

## trafo3w_std_types
| sn_hv_mva | sn_mv_mva | sn_lv_mva | vn_hv_kv | vn_mv_kv | vn_lv_kv | vk_hv_percent | vk_mv_percent | vk_lv_percent | vkr_hv_percent | vkr_mv_percent | vkr_lv_percent | pfe_kw | i0_percent | shift_mv_degree | shift_lv_degree | vector_group | tap_side | tap_neutral | tap_min | tap_max | tap_step_percent
63/25/38 MVA 110/20/10 kV | 63 | 25 | 38 | 110 | 20 | 10 | 10.4 | 10.4 | 10.4 | 0.28 | 0.32 | 0.35 | 35 | 0.89 | 0 | 0 | YN0yn0yn0 | hv | 0 | -10 | 10 | 1.2
63/25/38 MVA 110/10/10 kV | 63 | 25 | 38 | 110 | 10 | 10 | 10.4 | 10.4 | 10.4 | 0.28 | 0.32 | 0.35 | 35 | 0.89 | 0 | 0 | YN0yn0yn0 | hv | 0 | -10 | 10 | 1.2

## fuse_std_types
| fuse_type | i_rated_a | t_avg | t_min | t_total | x_avg | x_min | x_total
HV 100A | HV 100A | 100 | 0 | [10.0, 3.64, 0.854, 0.281, 0.1, 0.0531, 0.022, 0.01] | [10.0, 4.267, 1.21, 0.403, 0.1, 0.058, 0.022, 0.01] | 0 | [300.0, 350.0, 450.0, 550.0, 700.0, 850.0, 1200.0, 1752.0] | [600.0, 700.0, 900.0, 1150.0, 1665.0, 2000.0, 3000.0, 4313.0]
HV 10A | HV 10A | 10 | 0 | [10.0, 1675.0, 0.344, 0.156, 0.1, 0.0417, 0.0171, 0.01] | [10.0, 1.3, 0.3, 0.155, 0.1, 0.0555, 0.023, 0.01] | 0 | [30.0, 32.0, 35.0, 37.0, 39.0, 50.0, 70.0, 88.0] | [60.0, 70.0, 80.0, 87.0, 94.0, 110.0, 150.0, 216.0]
HV 125A | HV 125A | 125 | 0 | [10.0, 1.82, 0.344, 0.1, 0.0467, 0.0269, 0.01] | [10.0, 2.478, 0.426, 0.1, 0.0427, 0.0211, 0.01] | 0 | [375.0, 500.0, 700.0, 925.0, 1200.0, 1500.0, 2341.0] | [750.0, 1000.0, 1500.0, 2200.0, 3000.0, 4000.0, 5765.0]
HV 160A | HV 160A | 160 | 0 | [10.0, 4.15, 1.03, 0.198, 0.1, 0.051, 0.0172, 0.01] | [10.0, 2.3, 0.734, 0.274, 0.1, 0.046, 0.0177, 0.01] | 0 | [480.0, 550.0, 700.0, 1000.0, 1260.0, 1600.0, 2500.0, 3227.0] | [960.0, 1300.0, 1700.0, 2200.0, 2996.0, 4000.0, 6000.0, 7946.0]
HV 16A | HV 16A | 16 | 0 | [10.0, 0.352, 0.164, 0.1, 0.0649, 0.0342, 0.01] | [10.0, 2.34, 0.722, 0.181, 0.1, 0.055, 0.0296, 0.01] | 0 | [48.0, 60.0, 65.0, 71.0, 80.0, 100.0, 162.0] | [96.0, 110.0, 125.0, 150.0, 168.0, 200.0, 250.0, 398.0]
HV 200A | HV 200A | 200 | 0 | [10.0, 4.267, 1.21, 0.403, 0.1, 0.058, 0.022, 0.01] | [10.0, 3.73, 1.654, 0.328, 0.1, 0.0531, 0.019, 0.01] | 0 | [600.0, 700.0, 900.0, 1150.0, 1665.0, 2000.0, 3000.0, 4313.0] | [1200.0, 1500.0, 1800.0, 2700.0, 3960.0, 5000.0, 7500.0, 10620.0]
HV 20A | HV 20A | 20 | 0 | [10.0, 1.3, 0.3, 0.155, 0.1, 0.0555, 0.023, 0.01] | [10.0, 1.3, 0.161, 0.1, 0.0611, 0.0399, 0.0141, 0.01] | 0 | [60.0, 70.0, 80.0, 87.0, 94.0, 110.0, 150.0, 216.0] | [120.0, 150.0, 200.0, 223.0, 260.0, 300.0, 450.0, 532.0]
HV 25A | HV 25A | 25 | 0 | [10.0, 2.512, 0.833, 0.299, 0.1, 0.0372, 0.0223, 0.01] | [10.0, 3.125, 0.597, 0.198, 0.1, 0.0378, 0.022, 0.01] | 0 | [75.0, 82.0, 90.0, 100.0, 124.0, 170.0, 200.0, 289.0] | [150.0, 170.0, 210.0, 250.0, 294.0, 400.0, 500.0, 711.0]
HV 31.5A | HV 31.5A | 31.5 | 0 | [10.0, 2.34, 0.722, 0.181, 0.1, 0.055, 0.0296, 0.01] | [10.0, 2.84, 0.368, 0.164, 0.1, 0.0621, 0.0378, 0.0195, 0.01] | 0 | [95.0, 110.0, 125.0, 150.0, 165.0, 200.0, 250.0, 390.0] | [189.0, 220.0, 300.0, 350.0, 393.0, 450.0, 530.0, 700.0, 960.0]
HV 40A | HV 40A | 40 | 0 | [10.0, 1.3, 0.161, 0.1, 0.0611, 0.0399, 0.0141, 0.01] | [10.0, 2.05, 0.369, 0.198, 0.1, 0.051, 0.0298, 0.01] | 0 | [120.0, 150.0, 200.0, 223.0, 260.0, 300.0, 450.0, 532.0] | [240.0, 300.0, 400.0, 450.0, 530.0, 650.0, 800.0, 1311.0]
HV 50A | HV 50A | 50 | 0 | [10.0, 3.215, 0.597, 0.198, 0.1, 0.0378, 0.022, 0.01] | [10.0, 3.64, 0.854, 0.281, 0.1, 0.0531, 0.022, 0.01] | 0 | [150.0, 170.0, 210.0, 250.0, 294.0, 400.0, 500.0, 711.0] | [300.0, 350.0, 450.0, 550.0, 700.0, 850.0, 1200.0, 1752.0]
HV 6.3A | HV 6.3A | 6.3 | 0 | [10.0, 1.39, 0.344, 0.168, 0.1, 0.056, 0.0263, 0.01] | [10.0, 1.711, 0.516, 0.198, 0.1, 0.0634, 0.0303, 0.01] | 0 | [19.0, 19.5, 20.4, 20.8, 22.0, 25.0, 32.0, 48.0] | [38.0, 40.0, 43.0, 48.0, 53.0, 60.0, 75.0, 118.0]
HV 63A | HV 63A | 63 | 0 | [10.0, 2.84, 0.368, 0.164, 0.1, 0.0621, 0.0378, 0.0195, 0.01] | [10.0, 1.82, 0.344, 0.1, 0.0467, 0.0269, 0.01] | 0 | [189.0, 220.0, 300.0, 350.0, 393.0, 450.0, 530.0, 700.0, 961.0] | [378.0, 500.0, 700.0, 934.0, 1200.0, 1500.0, 2366.0]
HV 80A | HV 80A | 80 | 0 | [10.0, 2.05, 0.369, 0.198, 0.1, 0.051, 0.0298, 0.01] | [10.0, 4.15, 1.03, 0.198, 0.1, 0.051, 0.0172, 0.01] | 0 | [240.0, 300.0, 400.0, 450.0, 530.0, 650.0, 800.0, 1311.0] | [480.0, 550.0, 700.0, 1000.0, 1260.0, 1600.0, 2500.0, 3227.0]
Siemens NH-1-100 | Siemens NH-1-100 | 100 | [5400.0, 2000.0, 400.0, 20.0, 1.0, 0.2, 0.012, 0.004] | 0 | 0 | [150.0, 190.0, 250.0, 430.0, 900.0, 1250.0, 2700.0, 3600.0] | 0 | 0
Siemens NH-1-125 | Siemens NH-1-125 | 125 | [4800.0, 120.0, 7.0, 0.1, 0.004] | 0 | 0 | [180.0, 400.0, 740.0, 2000.0, 4250.0] | 0 | 0
Siemens NH-1-16 | Siemens NH-1-16 | 16 | [4000.0, 400.0, 2.0, 0.1, 0.04, 0.01] | 0 | 0 | [26.0, 35.0, 75.0, 150.0, 200.0, 300.0] | 0 | 0
Siemens NH-1-160 | Siemens NH-1-160 | 160 | [4800.0, 120.0, 7.0, 0.1, 0.004] | 0 | 0 | [210.0, 500.0, 900.0, 2300.0, 5000.0] | 0 | 0
Siemens NH-1-25 | Siemens NH-1-25 | 25 | [4000.0, 1000.0, 10.0, 0.2, 0.02, 0.01] | 0 | 0 | [40.0, 50.0, 100.0, 210.0, 400.0, 500.0] | 0 | 0
Siemens NH-1-50 | Siemens NH-1-50 | 50 | [4000.0, 40.0, 4.0, 1.0, 0.02, 0.01] | 0 | 0 | [86.0, 200.0, 300.0, 400.0, 1000.0, 1280.0] | 0 | 0
Siemens NH-1-63 | Siemens NH-1-63 | 63 | [4000.0, 100.0, 10.0, 2.0, 0.04, 0.01] | 0 | 0 | [100.0, 200.0, 300.0, 400.0, 1000.0, 1500.0] | 0 | 0
Siemens NH-1-80 | Siemens NH-1-80 | 80 | [4800.0, 120.0, 7.0, 0.1, 0.01] | 0 | 0 | [150.58, 250.0, 450.0, 1150.0, 2470.0] | 0 | 0
Siemens NH-2-1000 | Siemens NH-2-1000 | 1000 | [4800.0, 120.0, 7.0, 0.1, 0.004] | 0 | 0 | [1900.0, 3500.0, 8400.0, 24000.0, 52000.0] | 0 | 0
Siemens NH-2-200 | Siemens NH-2-200 | 200 | [4800.0, 120.0, 7.0, 0.1, 0.004] | 0 | 0 | [280.0, 650.0, 1200.0, 3000.0, 7000.0] | 0 | 0
Siemens NH-2-224 | Siemens NH-2-224 | 224 | [4800.0, 120.0, 7.0, 0.2, 0.04, 0.004] | 0 | 0 | [400.0, 750.0, 1453.0, 3025.0, 4315.0, 7600.0] | 0 | 0
Siemens NH-2-250 | Siemens NH-2-250 | 250 | [4800.0, 120.0, 7.0, 0.1, 0.004] | 0 | 0 | [450.0, 800.0, 1650.0, 4000.0, 8500.0] | 0 | 0
Siemens NH-2-315 | Siemens NH-2-315 | 315 | [4800.0, 120.0, 7.0, 0.1, 0.004] | 0 | 0 | [550.0, 920.0, 1900.0, 5000.0, 11000.0] | 0 | 0
Siemens NH-2-355 | Siemens NH-2-355 | 355 | [4800.0, 120.0, 6.0, 0.1, 0.004] | 0 | 0 | [650.0, 1116.27, 2350.0, 5840.0, 12790.0] | 0 | 0
Siemens NH-2-400 | Siemens NH-2-400 | 400 | [4800.0, 120.0, 7.0, 0.1, 0.004] | 0 | 0 | [720.0, 1350.0, 2800.0, 6500.0, 15000.0] | 0 | 0
Siemens NH-2-425 | Siemens NH-2-425 | 425 | [4800.0, 120.0, 7.0, 0.1, 0.004] | 0 | 0 | [850.0, 1500.0, 3050.0, 7500.0, 16500.0] | 0 | 0
Siemens NH-2-630 | Siemens NH-2-630 | 630 | [4800.0, 120.0, 7.0, 0.1, 0.004] | 0 | 0 | [1200.0, 2000.0, 4800.0, 12000.0, 26000.0] | 0 | 0

## dtypes
| element | column | dtype
0 | bus | name | object
1 | bus | vn_kv | float64
2 | bus | type | object
3 | bus | zone | object
4 | bus | in_service | bool
5 | load | name | object
6 | load | bus | uint32
7 | load | p_mw | float64
8 | load | q_mvar | float64
9 | load | const_z_percent | float64
10 | load | const_i_percent | float64
11 | load | sn_mva | float64
12 | load | scaling | float64
13 | load | in_service | bool
14 | load | type | object
15 | ext_grid | name | object
16 | ext_grid | bus | uint32
17 | ext_grid | vm_pu | float64
18 | ext_grid | va_degree | float64
19 | ext_grid | slack_weight | float64
20 | ext_grid | in_service | bool
21 | line | name | object
22 | line | std_type | object
23 | line | from_bus | uint32
24 | line | to_bus | uint32
25 | line | length_km | float64
26 | line | r_ohm_per_km | float64
27 | line | x_ohm_per_km | float64
28 | line | c_nf_per_km | float64
29 | line | g_us_per_km | float64
30 | line | max_i_ka | float64
31 | line | df | float64
32 | line | parallel | uint32
33 | line | type | object
34 | line | in_service | bool
35 | trafo | name | object
36 | trafo | std_type | object
37 | trafo | hv_bus | uint32
38 | trafo | lv_bus | uint32
39 | trafo | sn_mva | float64
40 | trafo | vn_hv_kv | float64
41 | trafo | vn_lv_kv | float64
42 | trafo | vk_percent | float64
43 | trafo | vkr_percent | float64
44 | trafo | pfe_kw | float64
45 | trafo | i0_percent | float64
46 | trafo | shift_degree | float64
47 | trafo | tap_side | object
48 | trafo | tap_neutral | int32
49 | trafo | tap_min | int32
50 | trafo | tap_max | int32
51 | trafo | tap_step_percent | float64
52 | trafo | tap_step_degree | float64
53 | trafo | tap_pos | int32
54 | trafo | tap_phase_shifter | bool
55 | trafo | parallel | uint32
56 | trafo | df | float64
57 | trafo | in_service | bool
58 | line_geodata | coords | object
59 | bus_geodata | x | float64
60 | bus_geodata | y | float64
61 | bus_geodata | coords | object

## parameters
| version | format_version | converged | OPF_converged | name | f_hz | sn_mva
0 | 2.14.6 | 2.14.0 | FALSE | FALSE |  | 50 | 1