## bus
| name | vn_kv | type | zone | in_service
0 | bus_LV_57-6_0_4_node_0 | 0.4 | n |  | TRUE
1 | bus_LV_57-6_0_4_node_1 | 0.4 | n |  | TRUE
2 | bus_LV_57-6_0_4_node_2 | 0.4 | n |  | TRUE
3 | bus_LV_57-6_0_4_node_15 | 0.4 | n |  | TRUE
4 | bus_LV_57-6_0_4_node_14 | 0.4 | n |  | TRUE
5 | bus_LV_57-6_0_4_node_3 | 0.4 | n |  | TRUE
6 | bus_LV_57-6_0_4_node_9 | 0.4 | n |  | TRUE
7 | bus_LV_57-6_0_4_node_7 | 0.4 | n |  | TRUE
8 | bus_LV_57-6_0_4_node_4 | 0.4 | n |  | TRUE
9 | bus_LV_57-6_0_4_node_5 | 0.4 | n |  | TRUE
10 | bus_LV_57-6_0_4_node_6 | 0.4 | n |  | TRUE
11 | bus_LV_57-6_0_4_node_8 | 0.4 | n |  | TRUE
12 | bus_LV_57-6_0_4_node_243 | 0.4 | n |  | TRUE
13 | bus_LV_57-6_0_4_node_13 | 0.4 | n |  | TRUE
14 | bus_LV_57-6_0_4_node_10 | 0.4 | n |  | TRUE
15 | bus_LV_57-6_0_4_node_11 | 0.4 | n |  | TRUE
16 | bus_LV_57-6_0_4_node_12 | 0.4 | n |  | TRUE
17 | bus_LV_57-6_0_4_node_16 | 0.4 | n |  | TRUE
18 | bus_LV_57-6_0_4_node_30 | 0.4 | n |  | TRUE
19 | bus_LV_57-6_0_4_node_17 | 0.4 | n |  | TRUE
20 | bus_LV_57-6_0_4_node_113 | 0.4 | n |  | TRUE
21 | bus_LV_57-6_0_4_node_100 | 0.4 | n |  | TRUE
22 | bus_LV_57-6_0_4_node_111 | 0.4 | n |  | TRUE
23 | bus_LV_57-6_0_4_node_114 | 0.4 | n |  | TRUE
24 | bus_LV_57-6_0_4_node_31 | 0.4 | n |  | TRUE
25 | bus_LV_57-6_0_4_node_98 | 0.4 | n |  | TRUE
26 | bus_LV_57-6_0_4_node_102 | 0.4 | n |  | TRUE
27 | bus_LV_57-6_0_4_node_18 | 0.4 | n |  | TRUE
28 | bus_LV_57-6_0_4_node_19 | 0.4 | n |  | TRUE
29 | bus_LV_57-6_0_4_node_20 | 0.4 | n |  | TRUE
30 | bus_LV_57-6_0_4_node_21 | 0.4 | n |  | TRUE
31 | bus_LV_57-6_0_4_node_24 | 0.4 | n |  | TRUE
32 | bus_LV_57-6_0_4_node_25 | 0.4 | n |  | TRUE
33 | bus_LV_57-6_0_4_node_26 | 0.4 | n |  | TRUE
34 | bus_LV_57-6_0_4_node_22 | 0.4 | n |  | TRUE
35 | bus_LV_57-6_0_4_node_27 | 0.4 | n |  | TRUE
36 | bus_LV_57-6_0_4_node_29 | 0.4 | n |  | TRUE
37 | bus_LV_57-6_0_4_node_74 | 0.4 | n |  | TRUE
38 | bus_LV_57-6_0_4_node_72 | 0.4 | n |  | TRUE
39 | bus_LV_57-6_0_4_node_126 | 0.4 | n |  | TRUE
40 | bus_LV_57-6_0_4_node_28 | 0.4 | n |  | TRUE
41 | bus_LV_57-6_0_4_node_172 | 0.4 | n |  | TRUE
42 | bus_LV_57-6_0_4_node_75 | 0.4 | n |  | TRUE
43 | bus_LV_57-6_0_4_node_73 | 0.4 | n |  | TRUE
44 | bus_LV_57-6_0_4_node_127 | 0.4 | n |  | TRUE
45 | bus_LV_57-6_0_4_node_174 | 0.4 | n |  | TRUE
46 | bus_LV_57-6_0_4_node_168 | 0.4 | n |  | TRUE
47 | bus_LV_57-6_0_4_node_32 | 0.4 | n |  | TRUE
48 | bus_LV_57-6_0_4_node_33 | 0.4 | n |  | TRUE
49 | bus_LV_57-6_0_4_node_38 | 0.4 | n |  | TRUE
50 | bus_LV_57-6_0_4_node_35 | 0.4 | n |  | TRUE
51 | bus_LV_57-6_0_4_node_34 | 0.4 | n |  | TRUE
52 | bus_LV_57-6_0_4_node_64 | 0.4 | n |  | TRUE
53 | bus_LV_57-6_0_4_node_40 | 0.4 | n |  | TRUE
54 | bus_LV_57-6_0_4_node_36 | 0.4 | n |  | TRUE
55 | bus_LV_57-6_0_4_node_63 | 0.4 | n |  | TRUE
56 | bus_LV_57-6_0_4_node_37 | 0.4 | n |  | TRUE
57 | bus_LV_57-6_0_4_node_39 | 0.4 | n |  | TRUE
58 | bus_LV_57-6_0_4_node_117 | 0.4 | n |  | TRUE
59 | bus_LV_57-6_0_4_node_80 | 0.4 | n |  | TRUE
60 | bus_LV_57-6_0_4_node_118 | 0.4 | n |  | TRUE
61 | bus_LV_57-6_0_4_node_77 | 0.4 | n |  | TRUE
62 | bus_LV_57-6_0_4_node_79 | 0.4 | n |  | TRUE
63 | bus_LV_57-6_0_4_node_41 | 0.4 | n |  | TRUE
64 | bus_LV_57-6_0_4_node_42 | 0.4 | n |  | TRUE
65 | bus_LV_57-6_0_4_node_44 | 0.4 | n |  | TRUE
66 | bus_LV_57-6_0_4_node_43 | 0.4 | n |  | TRUE
67 | bus_LV_57-6_0_4_node_45 | 0.4 | n |  | TRUE
68 | bus_LV_57-6_0_4_node_46 | 0.4 | n |  | TRUE
69 | bus_LV_57-6_0_4_node_47 | 0.4 | n |  | TRUE
70 | bus_LV_57-6_0_4_node_48 | 0.4 | n |  | TRUE
71 | bus_LV_57-6_0_4_node_49 | 0.4 | n |  | TRUE
72 | bus_LV_57-6_0_4_node_51 | 0.4 | n |  | TRUE
73 | bus_LV_57-6_0_4_node_68 | 0.4 | n |  | TRUE
74 | bus_LV_57-6_0_4_node_69 | 0.4 | n |  | TRUE
75 | bus_LV_57-6_0_4_node_60 | 0.4 | n |  | TRUE
76 | bus_LV_57-6_0_4_node_70 | 0.4 | n |  | TRUE
77 | bus_LV_57-6_0_4_node_56 | 0.4 | n |  | TRUE
78 | bus_LV_57-6_0_4_node_52 | 0.4 | n |  | TRUE
79 | bus_LV_57-6_0_4_node_53 | 0.4 | n |  | TRUE
80 | bus_LV_57-6_0_4_node_54 | 0.4 | n |  | TRUE
81 | bus_LV_57-6_0_4_node_55 | 0.4 | n |  | TRUE
82 | bus_LV_57-6_0_4_node_57 | 0.4 | n |  | TRUE
83 | bus_LV_57-6_0_4_node_58 | 0.4 | n |  | TRUE
84 | bus_LV_57-6_0_4_node_61 | 0.4 | n |  | TRUE
85 | bus_LV_57-6_0_4_node_62 | 0.4 | n |  | TRUE
86 | bus_LV_57-6_0_4_node_81 | 0.4 | n |  | TRUE
87 | bus_LV_57-6_0_4_node_67 | 0.4 | n |  | TRUE
88 | bus_LV_57-6_0_4_node_66 | 0.4 | n |  | TRUE
89 | bus_LV_57-6_0_4_node_65 | 0.4 | n |  | TRUE
90 | bus_LV_57-6_0_4_node_71 | 0.4 | n |  | TRUE
91 | bus_LV_57-6_0_4_node_76 | 0.4 | n |  | TRUE
92 | bus_LV_57-6_0_4_node_78 | 0.4 | n |  | TRUE
93 | bus_LV_57-6_0_4_node_82 | 0.4 | n |  | TRUE
94 | bus_LV_57-6_0_4_node_83 | 0.4 | n |  | TRUE
95 | bus_LV_57-6_0_4_node_85 | 0.4 | n |  | TRUE
96 | bus_LV_57-6_0_4_node_88 | 0.4 | n |  | TRUE
97 | bus_LV_57-6_0_4_node_87 | 0.4 | n |  | TRUE
98 | bus_LV_57-6_0_4_node_91 | 0.4 | n |  | TRUE
99 | bus_LV_57-6_0_4_node_92 | 0.4 | n |  | TRUE
100 | bus_LV_57-6_0_4_node_116 | 0.4 | n |  | TRUE
101 | bus_LV_57-6_0_4_node_90 | 0.4 | n |  | TRUE
102 | bus_LV_57-6_0_4_node_139 | 0.4 | n |  | TRUE
103 | bus_LV_57-6_0_4_node_142 | 0.4 | n |  | TRUE
104 | bus_LV_57-6_0_4_node_153 | 0.4 | n |  | TRUE
105 | bus_LV_57-6_0_4_node_156 | 0.4 | n |  | TRUE
106 | bus_LV_57-6_0_4_node_115 | 0.4 | n |  | TRUE
107 | bus_LV_57-6_0_4_node_93 | 0.4 | n |  | TRUE
108 | bus_LV_57-6_0_4_node_94 | 0.4 | n |  | TRUE
109 | bus_LV_57-6_0_4_node_140 | 0.4 | n |  | TRUE
110 | bus_LV_57-6_0_4_node_141 | 0.4 | n |  | TRUE
111 | bus_LV_57-6_0_4_node_151 | 0.4 | n |  | TRUE
112 | bus_LV_57-6_0_4_node_157 | 0.4 | n |  | TRUE
113 | bus_LV_57-6_0_4_node_95 | 0.4 | n |  | TRUE
114 | bus_LV_57-6_0_4_node_96 | 0.4 | n |  | TRUE
115 | bus_LV_57-6_0_4_node_112 | 0.4 | n |  | TRUE
116 | bus_LV_57-6_0_4_node_97 | 0.4 | n |  | TRUE
117 | bus_LV_57-6_0_4_node_99 | 0.4 | n |  | TRUE
118 | bus_LV_57-6_0_4_node_101 | 0.4 | n |  | TRUE
119 | bus_LV_57-6_0_4_node_104 | 0.4 | n |  | TRUE
120 | bus_LV_57-6_0_4_node_103 | 0.4 | n |  | TRUE
121 | bus_LV_57-6_0_4_node_108 | 0.4 | n |  | TRUE
122 | bus_LV_57-6_0_4_node_105 | 0.4 | n |  | TRUE
123 | bus_LV_57-6_0_4_node_123 | 0.4 | n |  | TRUE
124 | bus_LV_57-6_0_4_node_110 | 0.4 | n |  | TRUE
125 | bus_LV_57-6_0_4_node_106 | 0.4 | n |  | TRUE
126 | bus_LV_57-6_0_4_node_124 | 0.4 | n |  | TRUE
127 | bus_LV_57-6_0_4_node_107 | 0.4 | n |  | TRUE
128 | bus_LV_57-6_0_4_node_109 | 0.4 | n |  | TRUE
129 | bus_LV_57-6_0_4_node_125 | 0.4 | n |  | TRUE
130 | bus_LV_57-6_0_4_node_239 | 0.4 | n |  | TRUE
131 | bus_LV_57-6_0_4_node_240 | 0.4 | n |  | TRUE
132 | bus_LV_57-6_0_4_node_119 | 0.4 | n |  | TRUE
133 | bus_LV_57-6_0_4_node_120 | 0.4 | n |  | TRUE
134 | bus_LV_57-6_0_4_node_121 | 0.4 | n |  | TRUE
135 | bus_LV_57-6_0_4_node_122 | 0.4 | n |  | TRUE
136 | bus_LV_57-6_0_4_node_128 | 0.4 | n |  | TRUE
137 | bus_LV_57-6_0_4_node_129 | 0.4 | n |  | TRUE
138 | bus_LV_57-6_0_4_node_182 | 0.4 | n |  | TRUE
139 | bus_LV_57-6_0_4_node_171 | 0.4 | n |  | TRUE
140 | bus_LV_57-6_0_4_node_130 | 0.4 | n |  | TRUE
141 | bus_LV_57-6_0_4_node_131 | 0.4 | n |  | TRUE
142 | bus_LV_57-6_0_4_node_132 | 0.4 | n |  | TRUE
143 | bus_LV_57-6_0_4_node_133 | 0.4 | n |  | TRUE
144 | bus_LV_57-6_0_4_node_134 | 0.4 | n |  | TRUE
145 | bus_LV_57-6_0_4_node_135 | 0.4 | n |  | TRUE
146 | bus_LV_57-6_0_4_node_137 | 0.4 | n |  | TRUE
147 | bus_LV_57-6_0_4_node_138 | 0.4 | n |  | TRUE
148 | bus_LV_57-6_0_4_node_193 | 0.4 | n |  | TRUE
149 | bus_LV_57-6_0_4_node_136 | 0.4 | n |  | TRUE
150 | bus_LV_57-6_0_4_node_192 | 0.4 | n |  | TRUE
151 | bus_LV_57-6_0_4_node_189 | 0.4 | n |  | TRUE
152 | bus_LV_57-6_0_4_node_209 | 0.4 | n |  | TRUE
153 | bus_LV_57-6_0_4_node_208 | 0.4 | n |  | TRUE
154 | bus_LV_57-6_0_4_node_160 | 0.4 | n |  | TRUE
155 | bus_LV_57-6_0_4_node_194 | 0.4 | n |  | TRUE
156 | bus_LV_57-6_0_4_node_187 | 0.4 | n |  | TRUE
157 | bus_LV_57-6_0_4_node_170 | 0.4 | n |  | TRUE
158 | bus_LV_57-6_0_4_node_154 | 0.4 | n |  | TRUE
159 | bus_LV_57-6_0_4_node_144 | 0.4 | n |  | TRUE
160 | bus_LV_57-6_0_4_node_145 | 0.4 | n |  | TRUE
161 | bus_LV_57-6_0_4_node_146 | 0.4 | n |  | TRUE
162 | bus_LV_57-6_0_4_node_147 | 0.4 | n |  | TRUE
163 | bus_LV_57-6_0_4_node_148 | 0.4 | n |  | TRUE
164 | bus_LV_57-6_0_4_node_184 | 0.4 | n |  | TRUE
165 | bus_LV_57-6_0_4_node_183 | 0.4 | n |  | TRUE
166 | bus_LV_57-6_0_4_node_185 | 0.4 | n |  | TRUE
167 | bus_LV_57-6_0_4_node_149 | 0.4 | n |  | TRUE
168 | bus_LV_57-6_0_4_node_150 | 0.4 | n |  | TRUE
169 | bus_LV_57-6_0_4_node_152 | 0.4 | n |  | TRUE
170 | bus_LV_57-6_0_4_node_202 | 0.4 | n |  | TRUE
171 | bus_LV_57-6_0_4_node_200 | 0.4 | n |  | TRUE
172 | bus_LV_57-6_0_4_node_158 | 0.4 | n |  | TRUE
173 | bus_LV_57-6_0_4_node_159 | 0.4 | n |  | TRUE
174 | bus_LV_57-6_0_4_node_161 | 0.4 | n |  | TRUE
175 | bus_LV_57-6_0_4_node_162 | 0.4 | n |  | TRUE
176 | bus_LV_57-6_0_4_node_166 | 0.4 | n |  | TRUE
177 | bus_LV_57-6_0_4_node_164 | 0.4 | n |  | TRUE
178 | bus_LV_57-6_0_4_node_163 | 0.4 | n |  | TRUE
179 | bus_LV_57-6_0_4_node_165 | 0.4 | n |  | TRUE
180 | bus_LV_57-6_0_4_node_167 | 0.4 | n |  | TRUE
181 | bus_LV_57-6_0_4_node_169 | 0.4 | n |  | TRUE
182 | bus_LV_57-6_0_4_node_173 | 0.4 | n |  | TRUE
183 | bus_LV_57-6_0_4_node_175 | 0.4 | n |  | TRUE
184 | bus_LV_57-6_0_4_node_176 | 0.4 | n |  | TRUE
185 | bus_LV_57-6_0_4_node_177 | 0.4 | n |  | TRUE
186 | bus_LV_57-6_0_4_node_180 | 0.4 | n |  | TRUE
187 | bus_LV_57-6_0_4_node_178 | 0.4 | n |  | TRUE
188 | bus_LV_57-6_0_4_node_204 | 0.4 | n |  | TRUE
189 | bus_LV_57-6_0_4_node_181 | 0.4 | n |  | TRUE
190 | bus_LV_57-6_0_4_node_179 | 0.4 | n |  | TRUE
191 | bus_LV_57-6_0_4_node_205 | 0.4 | n |  | TRUE
192 | bus_LV_57-6_0_4_node_213 | 0.4 | n |  | TRUE
193 | bus_LV_57-6_0_4_node_210 | 0.4 | n |  | TRUE
194 | bus_LV_57-6_0_4_node_215 | 0.4 | n |  | TRUE
195 | bus_LV_57-6_0_4_node_211 | 0.4 | n |  | TRUE
196 | bus_LV_57-6_0_4_node_186 | 0.4 | n |  | TRUE
197 | bus_LV_57-6_0_4_node_225 | 0.4 | n |  | TRUE
198 | bus_LV_57-6_0_4_node_222 | 0.4 | n |  | TRUE
199 | bus_LV_57-6_0_4_node_223 | 0.4 | n |  | TRUE
200 | bus_LV_57-6_0_4_node_188 | 0.4 | n |  | TRUE
201 | bus_LV_57-6_0_4_node_190 | 0.4 | n |  | TRUE
202 | bus_LV_57-6_0_4_node_191 | 0.4 | n |  | TRUE
203 | bus_LV_57-6_0_4_node_196 | 0.4 | n |  | TRUE
204 | bus_LV_57-6_0_4_node_197 | 0.4 | n |  | TRUE
205 | bus_LV_57-6_0_4_node_195 | 0.4 | n |  | TRUE
206 | bus_LV_57-6_0_4_node_201 | 0.4 | n |  | TRUE
207 | bus_LV_57-6_0_4_node_199 | 0.4 | n |  | TRUE
208 | bus_LV_57-6_0_4_node_198 | 0.4 | n |  | TRUE
209 | bus_LV_57-6_0_4_node_203 | 0.4 | n |  | TRUE
210 | bus_LV_57-6_0_4_node_206 | 0.4 | n |  | TRUE
211 | bus_LV_57-6_0_4_node_207 | 0.4 | n |  | TRUE
212 | bus_LV_57-6_0_4_node_216 | 0.4 | n |  | TRUE
213 | bus_LV_57-6_0_4_node_217 | 0.4 | n |  | TRUE
214 | bus_LV_57-6_0_4_node_212 | 0.4 | n |  | TRUE
215 | bus_LV_57-6_0_4_node_218 | 0.4 | n |  | TRUE
216 | bus_LV_57-6_0_4_node_220 | 0.4 | n |  | TRUE
217 | bus_LV_57-6_0_4_node_219 | 0.4 | n |  | TRUE
218 | bus_LV_57-6_0_4_node_224 | 0.4 | n |  | TRUE
219 | bus_LV_57-6_0_4_node_226 | 0.4 | n |  | TRUE
220 | bus_LV_57-6_0_4_node_227 | 0.4 | n |  | TRUE
221 | bus_LV_57-6_0_4_node_228 | 0.4 | n |  | TRUE
222 | bus_LV_57-6_0_4_node_229 | 0.4 | n |  | TRUE
223 | bus_LV_57-6_0_4_node_236 | 0.4 | n |  | TRUE
224 | bus_LV_57-6_0_4_node_231 | 0.4 | n |  | TRUE
225 | bus_LV_57-6_0_4_node_230 | 0.4 | n |  | TRUE
226 | bus_LV_57-6_0_4_node_235 | 0.4 | n |  | TRUE
227 | bus_LV_57-6_0_4_node_234 | 0.4 | n |  | TRUE
228 | bus_LV_57-6_0_4_node_233 | 0.4 | n |  | TRUE
229 | bus_LV_57-6_0_4_node_245 | 0.4 | n |  | TRUE
230 | bus_LV_57-6_0_4_node_246 | 0.4 | n |  | TRUE
231 | bus_LV_57-6_0_4_node_237 | 0.4 | n |  | TRUE
232 | bus_LV_57-6_0_4_node_232 | 0.4 | n |  | TRUE
233 | bus_LV_57-6_0_4_node_238 | 0.4 | n |  | TRUE
234 | bus_LV_57-6_0_4_node_241 | 0.4 | n |  | TRUE
235 | bus_LV_57-6_0_4_node_242 | 0.4 | n |  | TRUE
236 | bus_MV_372_0_node_88 | 20 | n |  | TRUE

## load
| name | bus | p_mw | q_mvar | const_z_percent | const_i_percent | sn_mva | scaling | in_service | type
0 | LV_57-6_0_4_load_0 | 0 | 0.0037886 | 0.00094951 | 0 | 0 |  | 1 | TRUE | wye
1 | LV_57-6_0_4_load_3 | 5 | 0.00077991 | 0.00019546 | 0 | 0 |  | 1 | TRUE | wye
2 | LV_57-6_0_4_load_4 | 8 | 0.001895 | 0.00047494 | 0 | 0 |  | 1 | TRUE | wye
3 | LV_57-6_0_4_load_5 | 9 | 0.0010881 | 0.00027269 | 0 | 0 |  | 1 | TRUE | wye
4 | LV_57-6_0_4_load_243 | 12 | 0.0013398 | 0.00033578 | 0 | 0 |  | 1 | TRUE | wye
5 | LV_57-6_0_4_load_10 | 14 | 0.0010887 | 0.00027285 | 0 | 0 |  | 1 | TRUE | wye
6 | LV_57-6_0_4_load_16 | 17 | 0.0012474 | 0.00031264 | 0 | 0 |  | 1 | TRUE | wye
7 | LV_57-6_0_4_load_30 | 18 | 0.0020777 | 0.00052072 | 0 | 0 |  | 1 | TRUE | wye
8 | LV_57-6_0_4_load_17 | 19 | 0.00044797 | 0.00011227 | 0 | 0 |  | 1 | TRUE | wye
9 | LV_57-6_0_4_load_100 | 21 | 0.0011077 | 0.00027763 | 0 | 0 |  | 1 | TRUE | wye
10 | LV_57-6_0_4_load_111 | 22 | 0.0026808 | 0.00067187 | 0 | 0 |  | 1 | TRUE | wye
11 | LV_57-6_0_4_load_114 | 23 | 0.00101 | 0.00025313 | 0 | 0 |  | 1 | TRUE | wye
12 | LV_57-6_0_4_load_31 | 24 | 0.001658 | 0.00041555 | 0 | 0 |  | 1 | TRUE | wye
13 | LV_57-6_0_4_load_98 | 25 | 0.0013612 | 0.00034116 | 0 | 0 |  | 1 | TRUE | wye
14 | LV_57-6_0_4_load_18 | 27 | 0.002003 | 0.000502 | 0 | 0 |  | 1 | TRUE | wye
15 | LV_57-6_0_4_load_21 | 30 | 0.0033337 | 0.0008355 | 0 | 0 |  | 1 | TRUE | wye
16 | LV_57-6_0_4_load_24 | 31 | 0.0050529 | 0.0012664 | 0 | 0 |  | 1 | TRUE | wye
17 | LV_57-6_0_4_load_25 | 32 | 0.00092139 | 0.00023092 | 0 | 0 |  | 1 | TRUE | wye
18 | LV_57-6_0_4_load_22 | 34 | 0.0012052 | 0.00030205 | 0 | 0 |  | 1 | TRUE | wye
19 | LV_57-6_0_4_load_29 | 36 | 0.0027515 | 0.0006896 | 0 | 0 |  | 1 | TRUE | wye
20 | LV_57-6_0_4_load_74 | 37 | 0.003343 | 0.00083784 | 0 | 0 |  | 1 | TRUE | wye
21 | LV_57-6_0_4_load_72 | 38 | 0.00082984 | 0.00020798 | 0 | 0 |  | 1 | TRUE | wye
22 | LV_57-6_0_4_load_126 | 39 | 0.0025148 | 0.00063026 | 0 | 0 |  | 1 | TRUE | wye
23 | LV_57-6_0_4_load_28 | 40 | 0.0068102 | 0.0017068 | 0 | 0 |  | 1 | TRUE | wye
24 | LV_57-6_0_4_load_75 | 42 | 0.0011302 | 0.00028327 | 0 | 0 |  | 1 | TRUE | wye
25 | LV_57-6_0_4_load_73 | 43 | 0.00079658 | 0.00019964 | 0 | 0 |  | 1 | TRUE | wye
26 | LV_57-6_0_4_load_127 | 44 | 0.0027931 | 0.00070002 | 0 | 0 |  | 1 | TRUE | wye
27 | LV_57-6_0_4_load_168 | 46 | 0.0026441 | 0.00066267 | 0 | 0 |  | 1 | TRUE | wye
28 | LV_57-6_0_4_load_38 | 49 | 0.0017582 | 0.00044065 | 0 | 0 |  | 1 | TRUE | wye
29 | LV_57-6_0_4_load_35 | 50 | 0.0026823 | 0.00067225 | 0 | 0 |  | 1 | TRUE | wye
30 | LV_57-6_0_4_load_34 | 51 | 0.0034317 | 0.00086006 | 0 | 0 |  | 1 | TRUE | wye
31 | LV_57-6_0_4_load_64 | 52 | 0.001651 | 0.00041378 | 0 | 0 |  | 1 | TRUE | wye
32 | LV_57-6_0_4_load_40 | 53 | 0.0012553 | 0.00031461 | 0 | 0 |  | 1 | TRUE | wye
33 | LV_57-6_0_4_load_36 | 54 | 0.0016021 | 0.00040152 | 0 | 0 |  | 1 | TRUE | wye
34 | LV_57-6_0_4_load_63 | 55 | 0.0011364 | 0.0002848 | 0 | 0 |  | 1 | TRUE | wye
35 | LV_57-6_0_4_load_37 | 56 | 0.0012067 | 0.00030244 | 0 | 0 |  | 1 | TRUE | wye
36 | LV_57-6_0_4_load_39 | 57 | 0.00076735 | 0.00019232 | 0 | 0 |  | 1 | TRUE | wye
37 | LV_57-6_0_4_load_117 | 58 | 0.001641 | 0.00041127 | 0 | 0 |  | 1 | TRUE | wye
38 | LV_57-6_0_4_load_80 | 59 | 0.00088829 | 0.00022263 | 0 | 0 |  | 1 | TRUE | wye
39 | LV_57-6_0_4_load_118 | 60 | 0.0027698 | 0.00069417 | 0 | 0 |  | 1 | TRUE | wye
40 | LV_57-6_0_4_load_77 | 61 | 0.00092092 | 0.0002308 | 0 | 0 |  | 1 | TRUE | wye
41 | LV_57-6_0_4_load_41 | 63 | 0.0015827 | 0.00039667 | 0 | 0 |  | 1 | TRUE | wye
42 | LV_57-6_0_4_load_42 | 64 | 0.000702 | 0.00017594 | 0 | 0 |  | 1 | TRUE | wye
43 | LV_57-6_0_4_load_46 | 68 | 0.00063778 | 0.00015984 | 0 | 0 |  | 1 | TRUE | wye
44 | LV_57-6_0_4_load_47 | 69 | 0.0010482 | 0.0002627 | 0 | 0 |  | 1 | TRUE | wye
45 | LV_57-6_0_4_load_48 | 70 | 0.0004911 | 0.00012308 | 0 | 0 |  | 1 | TRUE | wye
46 | LV_57-6_0_4_load_49 | 71 | 0.0020969 | 0.00052554 | 0 | 0 |  | 1 | TRUE | wye
47 | LV_57-6_0_4_load_68 | 73 | 0.00025579 | 6.4107e-05 | 0 | 0 |  | 1 | TRUE | wye
48 | LV_57-6_0_4_load_69 | 74 | 0.00043689 | 0.00010949 | 0 | 0 |  | 1 | TRUE | wye
49 | LV_57-6_0_4_load_60 | 75 | 0.0019214 | 0.00048156 | 0 | 0 |  | 1 | TRUE | wye
50 | LV_57-6_0_4_load_70 | 76 | 0.00081112 | 0.00020328 | 0 | 0 |  | 1 | TRUE | wye
51 | LV_57-6_0_4_load_52 | 78 | 0.0016448 | 0.00041224 | 0 | 0 |  | 1 | TRUE | wye
52 | LV_57-6_0_4_load_53 | 79 | 0.003063 | 0.00076766 | 0 | 0 |  | 1 | TRUE | wye
53 | LV_57-6_0_4_load_55 | 81 | 0.00029999 | 7.5184e-05 | 0 | 0 |  | 1 | TRUE | wye
54 | LV_57-6_0_4_load_58 | 83 | 0.0012603 | 0.00031586 | 0 | 0 |  | 1 | TRUE | wye
55 | LV_57-6_0_4_load_61 | 84 | 0.0024533 | 0.00061486 | 0 | 0 |  | 1 | TRUE | wye
56 | LV_57-6_0_4_load_62 | 85 | 0.00030837 | 7.7284e-05 | 0 | 0 |  | 1 | TRUE | wye
57 | LV_57-6_0_4_load_81 | 86 | 0.0004025 | 0.00010088 | 0 | 0 |  | 1 | TRUE | wye
58 | LV_57-6_0_4_load_67 | 87 | 0.00030837 | 7.7285e-05 | 0 | 0 |  | 1 | TRUE | wye
59 | LV_57-6_0_4_load_66 | 88 | 0.00029934 | 7.5022e-05 | 0 | 0 |  | 1 | TRUE | wye
60 | LV_57-6_0_4_load_65 | 89 | 0.0023556 | 0.00059036 | 0 | 0 |  | 1 | TRUE | wye
61 | LV_57-6_0_4_load_71 | 90 | 0.0019166 | 0.00048035 | 0 | 0 |  | 1 | TRUE | wye
62 | LV_57-6_0_4_load_76 | 91 | 0.001716 | 0.00043008 | 0 | 0 |  | 1 | TRUE | wye
63 | LV_57-6_0_4_load_78 | 92 | 0.0052671 | 0.0013201 | 0 | 0 |  | 1 | TRUE | wye
64 | LV_57-6_0_4_load_82 | 93 | 0.0010243 | 0.00025671 | 0 | 0 |  | 1 | TRUE | wye
65 | LV_57-6_0_4_load_83 | 94 | 0.00076749 | 0.00019235 | 0 | 0 |  | 1 | TRUE | wye
66 | LV_57-6_0_4_load_85 | 95 | 0.00076829 | 0.00019255 | 0 | 0 |  | 1 | TRUE | wye
67 | LV_57-6_0_4_load_88 | 96 | 0.00076748 | 0.00019235 | 0 | 0 |  | 1 | TRUE | wye
68 | LV_57-6_0_4_load_91 | 98 | 0.00056973 | 0.00014279 | 0 | 0 |  | 1 | TRUE | wye
69 | LV_57-6_0_4_load_116 | 100 | 0.0007684 | 0.00019258 | 0 | 0 |  | 1 | TRUE | wye
70 | LV_57-6_0_4_load_90 | 101 | 0.0074143 | 0.0018582 | 0 | 0 |  | 1 | TRUE | wye
71 | LV_57-6_0_4_load_142 | 103 | 0.00051177 | 0.00012826 | 0 | 0 |  | 1 | TRUE | wye
72 | LV_57-6_0_4_load_156 | 105 | 0.00049725 | 0.00012462 | 0 | 0 |  | 1 | TRUE | wye
73 | LV_57-6_0_4_load_115 | 106 | 0.00073566 | 0.00018437 | 0 | 0 |  | 1 | TRUE | wye
74 | LV_57-6_0_4_load_93 | 107 | 0.001474 | 0.00036942 | 0 | 0 |  | 1 | TRUE | wye
75 | LV_57-6_0_4_load_94 | 108 | 0.00076833 | 0.00019256 | 0 | 0 |  | 1 | TRUE | wye
76 | LV_57-6_0_4_load_140 | 109 | 0.0049311 | 0.0012359 | 0 | 0 |  | 1 | TRUE | wye
77 | LV_57-6_0_4_load_151 | 111 | 0.00074267 | 0.00018613 | 0 | 0 |  | 1 | TRUE | wye
78 | LV_57-6_0_4_load_157 | 112 | 0.00073817 | 0.000185 | 0 | 0 |  | 1 | TRUE | wye
79 | LV_57-6_0_4_load_95 | 113 | 0.00076781 | 0.00019243 | 0 | 0 |  | 1 | TRUE | wye
80 | LV_57-6_0_4_load_112 | 115 | 0.00066233 | 0.000166 | 0 | 0 |  | 1 | TRUE | wye
81 | LV_57-6_0_4_load_97 | 116 | 0.0028187 | 0.00070643 | 0 | 0 |  | 1 | TRUE | wye
82 | LV_57-6_0_4_load_101 | 118 | 0.0075208 | 0.0018849 | 0 | 0 |  | 1 | TRUE | wye
83 | LV_57-6_0_4_load_104 | 119 | 0.0026911 | 0.00067446 | 0 | 0 |  | 1 | TRUE | wye
84 | LV_57-6_0_4_load_108 | 121 | 0.00079721 | 0.0001998 | 0 | 0 |  | 1 | TRUE | wye
85 | LV_57-6_0_4_load_105 | 122 | 0.0020694 | 0.00051864 | 0 | 0 |  | 1 | TRUE | wye
86 | LV_57-6_0_4_load_123 | 123 | 0.0020624 | 0.00051688 | 0 | 0 |  | 1 | TRUE | wye
87 | LV_57-6_0_4_load_110 | 124 | 0.00079747 | 0.00019987 | 0 | 0 |  | 1 | TRUE | wye
88 | LV_57-6_0_4_load_106 | 125 | 0.0025068 | 0.00062827 | 0 | 0 |  | 1 | TRUE | wye
89 | LV_57-6_0_4_load_124 | 126 | 0.00139 | 0.00034838 | 0 | 0 |  | 1 | TRUE | wye
90 | LV_57-6_0_4_load_107 | 127 | 0.0018412 | 0.00046144 | 0 | 0 |  | 1 | TRUE | wye
91 | LV_57-6_0_4_load_109 | 128 | 0.0029792 | 0.00074667 | 0 | 0 |  | 1 | TRUE | wye
92 | LV_57-6_0_4_load_125 | 129 | 0.0043616 | 0.0010931 | 0 | 0 |  | 1 | TRUE | wye
93 | LV_57-6_0_4_load_239 | 130 | 0.00099316 | 0.00024891 | 0 | 0 |  | 1 | TRUE | wye
94 | LV_57-6_0_4_load_240 | 131 | 0.00079748 | 0.00019987 | 0 | 0 |  | 1 | TRUE | wye
95 | LV_57-6_0_4_load_119 | 132 | 0.0061695 | 0.0015462 | 0 | 0 |  | 1 | TRUE | wye
96 | LV_57-6_0_4_load_120 | 133 | 0.0017116 | 0.00042897 | 0 | 0 |  | 1 | TRUE | wye
97 | LV_57-6_0_4_load_121 | 134 | 0.0018128 | 0.00045434 | 0 | 0 |  | 1 | TRUE | wye
98 | LV_57-6_0_4_load_122 | 135 | 0.0017437 | 0.00043701 | 0 | 0 |  | 1 | TRUE | wye
99 | LV_57-6_0_4_load_128 | 136 | 0.00086811 | 0.00021757 | 0 | 0 |  | 1 | TRUE | wye
100 | LV_57-6_0_4_load_129 | 137 | 0.00062766 | 0.00015731 | 0 | 0 |  | 1 | TRUE | wye
101 | LV_57-6_0_4_load_182 | 138 | 0.00062785 | 0.00015735 | 0 | 0 |  | 1 | TRUE | wye
102 | LV_57-6_0_4_load_171 | 139 | 0.00068921 | 0.00017273 | 0 | 0 |  | 1 | TRUE | wye
103 | LV_57-6_0_4_load_130 | 140 | 0.0020614 | 0.00051662 | 0 | 0 |  | 1 | TRUE | wye
104 | LV_57-6_0_4_load_131 | 141 | 0.0021211 | 0.0005316 | 0 | 0 |  | 1 | TRUE | wye
105 | LV_57-6_0_4_load_132 | 142 | 0.0025047 | 0.00062773 | 0 | 0 |  | 1 | TRUE | wye
106 | LV_57-6_0_4_load_134 | 144 | 0.0010329 | 0.00025886 | 0 | 0 |  | 1 | TRUE | wye
107 | LV_57-6_0_4_load_135 | 145 | 0.0033628 | 0.0008428 | 0 | 0 |  | 1 | TRUE | wye
108 | LV_57-6_0_4_load_138 | 147 | 0.0033044 | 0.00082817 | 0 | 0 |  | 1 | TRUE | wye
109 | LV_57-6_0_4_load_193 | 148 | 0.0037941 | 0.0009509 | 0 | 0 |  | 1 | TRUE | wye
110 | LV_57-6_0_4_load_192 | 150 | 0.004849 | 0.0012153 | 0 | 0 |  | 1 | TRUE | wye
111 | LV_57-6_0_4_load_189 | 151 | 0.0020909 | 0.00052402 | 0 | 0 |  | 1 | TRUE | wye
112 | LV_57-6_0_4_load_209 | 152 | 0.0040463 | 0.0010141 | 0 | 0 |  | 1 | TRUE | wye
113 | LV_57-6_0_4_load_208 | 153 | 0.0048419 | 0.0012135 | 0 | 0 |  | 1 | TRUE | wye
114 | LV_57-6_0_4_load_160 | 154 | 0.00064862 | 0.00016256 | 0 | 0 |  | 1 | TRUE | wye
115 | LV_57-6_0_4_load_194 | 155 | 0.00090941 | 0.00022792 | 0 | 0 |  | 1 | TRUE | wye
116 | LV_57-6_0_4_load_187 | 156 | 0.0031287 | 0.00078412 | 0 | 0 |  | 1 | TRUE | wye
117 | LV_57-6_0_4_load_170 | 157 | 0.0020369 | 0.0005105 | 0 | 0 |  | 1 | TRUE | wye
118 | LV_57-6_0_4_load_154 | 158 | 0.00073816 | 0.000185 | 0 | 0 |  | 1 | TRUE | wye
119 | LV_57-6_0_4_load_144 | 159 | 0.0030119 | 0.00075485 | 0 | 0 |  | 1 | TRUE | wye
120 | LV_57-6_0_4_load_145 | 160 | 0.00057141 | 0.00014321 | 0 | 0 |  | 1 | TRUE | wye
121 | LV_57-6_0_4_load_147 | 162 | 0.0006102 | 0.00015293 | 0 | 0 |  | 1 | TRUE | wye
122 | LV_57-6_0_4_load_148 | 163 | 0.00063055 | 0.00015803 | 0 | 0 |  | 1 | TRUE | wye
123 | LV_57-6_0_4_load_184 | 164 | 0.00078241 | 0.00019609 | 0 | 0 |  | 1 | TRUE | wye
124 | LV_57-6_0_4_load_183 | 165 | 0.0020067 | 0.00050293 | 0 | 0 |  | 1 | TRUE | wye
125 | LV_57-6_0_4_load_149 | 167 | 0.00074242 | 0.00018607 | 0 | 0 |  | 1 | TRUE | wye
126 | LV_57-6_0_4_load_150 | 168 | 0.00090263 | 0.00022622 | 0 | 0 |  | 1 | TRUE | wye
127 | LV_57-6_0_4_load_152 | 169 | 0.00075263 | 0.00018863 | 0 | 0 |  | 1 | TRUE | wye
128 | LV_57-6_0_4_load_202 | 170 | 0.00063977 | 0.00016034 | 0 | 0 |  | 1 | TRUE | wye
129 | LV_57-6_0_4_load_200 | 171 | 0.001156 | 0.00028971 | 0 | 0 |  | 1 | TRUE | wye
130 | LV_57-6_0_4_load_158 | 172 | 0.0013849 | 0.00034708 | 0 | 0 |  | 1 | TRUE | wye
131 | LV_57-6_0_4_load_159 | 173 | 0.0016279 | 0.00040799 | 0 | 0 |  | 1 | TRUE | wye
132 | LV_57-6_0_4_load_161 | 174 | 0.0011519 | 0.00028869 | 0 | 0 |  | 1 | TRUE | wye
133 | LV_57-6_0_4_load_164 | 177 | 0.0039476 | 0.00098935 | 0 | 0 |  | 1 | TRUE | wye
134 | LV_57-6_0_4_load_163 | 178 | 0.0028425 | 0.00071239 | 0 | 0 |  | 1 | TRUE | wye
135 | LV_57-6_0_4_load_165 | 179 | 0.0027084 | 0.0006788 | 0 | 0 |  | 1 | TRUE | wye
136 | LV_57-6_0_4_load_169 | 181 | 0.0042077 | 0.0010546 | 0 | 0 |  | 1 | TRUE | wye
137 | LV_57-6_0_4_load_173 | 182 | 0.0061882 | 0.0015509 | 0 | 0 |  | 1 | TRUE | wye
138 | LV_57-6_0_4_load_177 | 185 | 0.0044107 | 0.0011054 | 0 | 0 |  | 1 | TRUE | wye
139 | LV_57-6_0_4_load_180 | 186 | 0.0041244 | 0.0010337 | 0 | 0 |  | 1 | TRUE | wye
140 | LV_57-6_0_4_load_178 | 187 | 0.0082294 | 0.0020625 | 0 | 0 |  | 1 | TRUE | wye
141 | LV_57-6_0_4_load_204 | 188 | 0.0030921 | 0.00077496 | 0 | 0 |  | 1 | TRUE | wye
142 | LV_57-6_0_4_load_179 | 190 | 0.0060499 | 0.0015163 | 0 | 0 |  | 1 | TRUE | wye
143 | LV_57-6_0_4_load_205 | 191 | 0.0023275 | 0.00058334 | 0 | 0 |  | 1 | TRUE | wye
144 | LV_57-6_0_4_load_210 | 193 | 0.001429 | 0.00035813 | 0 | 0 |  | 1 | TRUE | wye
145 | LV_57-6_0_4_load_215 | 194 | 0.0032663 | 0.00081862 | 0 | 0 |  | 1 | TRUE | wye
146 | LV_57-6_0_4_load_211 | 195 | 0.00097376 | 0.00024405 | 0 | 0 |  | 1 | TRUE | wye
147 | LV_57-6_0_4_load_225 | 197 | 0.00050214 | 0.00012585 | 0 | 0 |  | 1 | TRUE | wye
148 | LV_57-6_0_4_load_222 | 198 | 0.00081733 | 0.00020484 | 0 | 0 |  | 1 | TRUE | wye
149 | LV_57-6_0_4_load_223 | 199 | 0.00034774 | 8.7151e-05 | 0 | 0 |  | 1 | TRUE | wye
150 | LV_57-6_0_4_load_188 | 200 | 0.0027674 | 0.00069358 | 0 | 0 |  | 1 | TRUE | wye
151 | LV_57-6_0_4_load_190 | 201 | 0.0027684 | 0.00069382 | 0 | 0 |  | 1 | TRUE | wye
152 | LV_57-6_0_4_load_191 | 202 | 0.00097276 | 0.0002438 | 0 | 0 |  | 1 | TRUE | wye
153 | LV_57-6_0_4_load_196 | 203 | 0.0012484 | 0.00031287 | 0 | 0 |  | 1 | TRUE | wye
154 | LV_57-6_0_4_load_197 | 204 | 0.001554 | 0.00038947 | 0 | 0 |  | 1 | TRUE | wye
155 | LV_57-6_0_4_load_195 | 205 | 0.0010472 | 0.00026246 | 0 | 0 |  | 1 | TRUE | wye
156 | LV_57-6_0_4_load_201 | 206 | 0.0013088 | 0.00032802 | 0 | 0 |  | 1 | TRUE | wye
157 | LV_57-6_0_4_load_199 | 207 | 0.0011178 | 0.00028015 | 0 | 0 |  | 1 | TRUE | wye
158 | LV_57-6_0_4_load_198 | 208 | 0.001433 | 0.00035914 | 0 | 0 |  | 1 | TRUE | wye
159 | LV_57-6_0_4_load_203 | 209 | 0.0011943 | 0.00029932 | 0 | 0 |  | 1 | TRUE | wye
160 | LV_57-6_0_4_load_206 | 210 | 0.0016825 | 0.00042168 | 0 | 0 |  | 1 | TRUE | wye
161 | LV_57-6_0_4_load_207 | 211 | 0.0019679 | 0.00049319 | 0 | 0 |  | 1 | TRUE | wye
162 | LV_57-6_0_4_load_216 | 212 | 0.0016826 | 0.00042169 | 0 | 0 |  | 1 | TRUE | wye
163 | LV_57-6_0_4_load_217 | 213 | 0.0014095 | 0.00035326 | 0 | 0 |  | 1 | TRUE | wye
164 | LV_57-6_0_4_load_212 | 214 | 0.0012142 | 0.0003043 | 0 | 0 |  | 1 | TRUE | wye
165 | LV_57-6_0_4_load_218 | 215 | 0.0024362 | 0.00061056 | 0 | 0 |  | 1 | TRUE | wye
166 | LV_57-6_0_4_load_220 | 216 | 0.0023156 | 0.00058033 | 0 | 0 |  | 1 | TRUE | wye
167 | LV_57-6_0_4_load_219 | 217 | 0.0037802 | 0.0009474 | 0 | 0 |  | 1 | TRUE | wye
168 | LV_57-6_0_4_load_224 | 218 | 0.0010859 | 0.00027216 | 0 | 0 |  | 1 | TRUE | wye
169 | LV_57-6_0_4_load_226 | 219 | 0.00088878 | 0.00022275 | 0 | 0 |  | 1 | TRUE | wye
170 | LV_57-6_0_4_load_228 | 221 | 0.00062948 | 0.00015776 | 0 | 0 |  | 1 | TRUE | wye
171 | LV_57-6_0_4_load_236 | 223 | 8.3669e-05 | 2.097e-05 | 0 | 0 |  | 1 | TRUE | wye
172 | LV_57-6_0_4_load_235 | 226 | 0.00024643 | 6.1761e-05 | 0 | 0 |  | 1 | TRUE | wye
173 | LV_57-6_0_4_load_234 | 227 | 0.0020464 | 0.00051286 | 0 | 0 |  | 1 | TRUE | wye
174 | LV_57-6_0_4_load_245 | 229 | 0.00030808 | 7.7213e-05 | 0 | 0 |  | 1 | TRUE | wye
175 | LV_57-6_0_4_load_246 | 230 | 0.00017134 | 4.2943e-05 | 0 | 0 |  | 1 | TRUE | wye
176 | LV_57-6_0_4_load_237 | 231 | 0.00073576 | 0.0001844 | 0 | 0 |  | 1 | TRUE | wye
177 | LV_57-6_0_4_load_232 | 232 | 0.00083097 | 0.00020826 | 0 | 0 |  | 1 | TRUE | wye
178 | LV_57-6_0_4_load_238 | 233 | 0.00013897 | 3.4829e-05 | 0 | 0 |  | 1 | TRUE | wye
179 | LV_57-6_0_4_load_241 | 234 | 0.00079688 | 0.00019972 | 0 | 0 |  | 1 | TRUE | wye
180 | LV_57-6_0_4_load_242 | 235 | 0.001582 | 0.00039649 | 0 | 0 |  | 1 | TRUE | wye

## ext_grid
| name | bus | vm_pu | va_degree | slack_weight | in_service
0 |  | 137 | 1 | 0 | 1 | TRUE

## line
| name | std_type | from_bus | to_bus | length_km | r_ohm_per_km | x_ohm_per_km | c_nf_per_km | g_us_per_km | max_i_ka | df | parallel | type | in_service
0 | LV_57-6_0_4_line_0 |  | 0 | 1 | 0.031664 | 0.125 | 0.08 | 261 | 0 | 0.364 | 1 | 1 | cs | TRUE
1 | LV_57-6_0_4_line_1 |  | 1 | 2 | 0.031917 | 0.125 | 0.08 | 261 | 0 | 0.364 | 1 | 1 | cs | TRUE
2 | LV_57-6_0_4_line_2 |  | 2 | 5 | 0.011335 | 0.125 | 0.08 | 261 | 0 | 0.364 | 1 | 1 | cs | TRUE
3 | LV_57-6_0_4_line_3 |  | 2 | 3 | 0.17278 | 0.125 | 0.08 | 261 | 0 | 0.364 | 1 | 1 | cs | TRUE
4 | LV_57-6_0_4_line_4 |  | 3 | 4 | 0.064995 | 0.125 | 0.08 | 261 | 0 | 0.364 | 1 | 1 | cs | TRUE
5 | LV_57-6_0_4_line_5 |  | 4 | 13 | 0.076504 | 0.125 | 0.08 | 261 | 0 | 0.364 | 1 | 1 | cs | TRUE
6 | LV_57-6_0_4_line_6 |  | 5 | 6 | 0.089247 | 0.125 | 0.08 | 261 | 0 | 0.364 | 1 | 1 | cs | TRUE
7 | LV_57-6_0_4_line_7 |  | 6 | 7 | 0.23492 | 0.125 | 0.08 | 261 | 0 | 0.364 | 1 | 1 | cs | TRUE
8 | LV_57-6_0_4_line_8 |  | 7 | 9 | 0.039617 | 0.125 | 0.08 | 261 | 0 | 0.364 | 1 | 1 | cs | TRUE
9 | LV_57-6_0_4_line_9 |  | 8 | 9 | 0.019504 | 0.125 | 0.08 | 261 | 0 | 0.364 | 1 | 1 | cs | TRUE
10 | LV_57-6_0_4_line_10 |  | 8 | 10 | 0.0016663 | 0.125 | 0.08 | 261 | 0 | 0.364 | 1 | 1 | cs | TRUE
11 | LV_57-6_0_4_line_11 |  | 10 | 11 | 0.057867 | 0.125 | 0.08 | 261 | 0 | 0.364 | 1 | 1 | cs | TRUE
12 | LV_57-6_0_4_line_12 |  | 11 | 12 | 0.077196 | 0.125 | 0.08 | 261 | 0 | 0.364 | 1 | 1 | cs | TRUE
13 | LV_57-6_0_4_line_13 |  | 13 | 15 | 0.12914 | 0.125 | 0.08 | 261 | 0 | 0.364 | 1 | 1 | cs | TRUE
14 | LV_57-6_0_4_line_14 |  | 14 | 15 | 0.10006 | 0.125 | 0.08 | 261 | 0 | 0.364 | 1 | 1 | cs | TRUE
15 | LV_57-6_0_4_line_15 |  | 15 | 16 | 0.16864 | 0.125 | 0.08 | 261 | 0 | 0.364 | 1 | 1 | cs | TRUE
16 | LV_57-6_0_4_line_16 |  | 16 | 17 | 0.047766 | 0.125 | 0.08 | 261 | 0 | 0.364 | 1 | 2 | cs | TRUE
17 | LV_57-6_0_4_line_17 |  | 17 | 18 | 0.0082307 | 0.125 | 0.08 | 261 | 0 | 0.364 | 1 | 2 | cs | TRUE
18 | LV_57-6_0_4_line_18 |  | 18 | 24 | 0.015249 | 0.125 | 0.08 | 261 | 0 | 0.364 | 1 | 2 | cs | TRUE
19 | LV_57-6_0_4_line_19 |  | 19 | 20 | 0.063757 | 0.125 | 0.08 | 261 | 0 | 0.364 | 1 | 1 | cs | TRUE
20 | LV_57-6_0_4_line_20 |  | 19 | 21 | 0.038442 | 0.125 | 0.08 | 261 | 0 | 0.364 | 1 | 2 | cs | TRUE
21 | LV_57-6_0_4_line_21 |  | 19 | 22 | 0.016035 | 0.125 | 0.08 | 261 | 0 | 0.364 | 1 | 1 | cs | TRUE
22 | LV_57-6_0_4_line_22 |  | 20 | 23 | 0.031333 | 0.125 | 0.08 | 261 | 0 | 0.364 | 1 | 1 | cs | TRUE
23 | LV_57-6_0_4_line_23 |  | 21 | 25 | 0.0057509 | 0.125 | 0.08 | 261 | 0 | 0.364 | 1 | 2 | cs | TRUE
24 | LV_57-6_0_4_line_24 |  | 22 | 26 | 0.020399 | 0.125 | 0.08 | 261 | 0 | 0.364 | 1 | 1 | cs | TRUE
25 | LV_57-6_0_4_line_25 |  | 24 | 47 | 0.020164 | 0.125 | 0.08 | 261 | 0 | 0.364 | 1 | 2 | cs | TRUE
26 | LV_57-6_0_4_line_26 |  | 25 | 116 | 0.01635 | 0.125 | 0.08 | 261 | 0 | 0.364 | 1 | 2 | cs | TRUE
27 | LV_57-6_0_4_line_27 |  | 26 | 120 | 0.044486 | 0.125 | 0.08 | 261 | 0 | 0.364 | 1 | 1 | cs | TRUE
28 | LV_57-6_0_4_line_28 |  | 26 | 115 | 0.038756 | 0.125 | 0.08 | 261 | 0 | 0.364 | 1 | 1 | cs | TRUE
29 | LV_57-6_0_4_line_29 |  | 27 | 28 | 0.028023 | 0.125 | 0.08 | 261 | 0 | 0.364 | 1 | 2 | cs | TRUE
30 | LV_57-6_0_4_line_30 |  | 27 | 29 | 0.039174 | 0.125 | 0.08 | 261 | 0 | 0.364 | 1 | 2 | cs | TRUE
31 | LV_57-6_0_4_line_31 |  | 28 | 30 | 0.012419 | 0.125 | 0.08 | 261 | 0 | 0.364 | 1 | 2 | cs | TRUE
32 | LV_57-6_0_4_line_32 |  | 29 | 31 | 0.046777 | 0.125 | 0.08 | 261 | 0 | 0.364 | 1 | 2 | cs | TRUE
33 | LV_57-6_0_4_line_33 |  | 29 | 32 | 0.027673 | 0.125 | 0.08 | 261 | 0 | 0.364 | 1 | 1 | cs | TRUE
34 | LV_57-6_0_4_line_34 |  | 30 | 33 | 0.011783 | 0.125 | 0.08 | 261 | 0 | 0.364 | 1 | 2 | cs | TRUE
35 | LV_57-6_0_4_line_35 |  | 31 | 35 | 0.014439 | 0.125 | 0.08 | 261 | 0 | 0.364 | 1 | 2 | cs | TRUE
36 | LV_57-6_0_4_line_36 |  | 32 | 36 | 0.034553 | 0.125 | 0.08 | 261 | 0 | 0.364 | 1 | 1 | cs | TRUE
37 | LV_57-6_0_4_line_37 |  | 33 | 37 | 0.012121 | 0.125 | 0.08 | 261 | 0 | 0.364 | 1 | 2 | cs | TRUE
38 | LV_57-6_0_4_line_38 |  | 33 | 38 | 0.017823 | 0.125 | 0.08 | 261 | 0 | 0.364 | 1 | 1 | cs | TRUE
39 | LV_57-6_0_4_line_39 |  | 34 | 35 | 0.032807 | 0.125 | 0.08 | 261 | 0 | 0.364 | 1 | 1 | cs | TRUE
40 | LV_57-6_0_4_line_40 |  | 35 | 39 | 0.032347 | 0.125 | 0.08 | 261 | 0 | 0.364 | 1 | 2 | cs | TRUE
41 | LV_57-6_0_4_line_41 |  | 37 | 42 | 0.0085791 | 0.125 | 0.08 | 261 | 0 | 0.364 | 1 | 2 | cs | TRUE
42 | LV_57-6_0_4_line_42 |  | 38 | 43 | 0.0078894 | 0.125 | 0.08 | 261 | 0 | 0.364 | 1 | 1 | cs | TRUE
43 | LV_57-6_0_4_line_43 |  | 39 | 44 | 4.9999e-05 | 0.125 | 0.08 | 261 | 0 | 0.364 | 1 | 2 | cs | TRUE
44 | LV_57-6_0_4_line_44 |  | 40 | 41 | 0.017525 | 0.125 | 0.08 | 261 | 0 | 0.364 | 1 | 1 | cs | TRUE
45 | LV_57-6_0_4_line_45 |  | 41 | 45 | 0.014432 | 0.125 | 0.08 | 261 | 0 | 0.364 | 1 | 1 | cs | TRUE
46 | LV_57-6_0_4_line_46 |  | 41 | 46 | 0.02169 | 0.125 | 0.08 | 261 | 0 | 0.364 | 1 | 1 | cs | TRUE
47 | LV_57-6_0_4_line_47 |  | 42 | 91 | 0.010361 | 0.125 | 0.08 | 261 | 0 | 0.364 | 1 | 2 | cs | TRUE
48 | LV_57-6_0_4_line_48 |  | 43 | 90 | 0.002738 | 0.125 | 0.08 | 261 | 0 | 0.364 | 1 | 1 | cs | TRUE
49 | LV_57-6_0_4_line_49 |  | 44 | 136 | 0.064805 | 0.125 | 0.08 | 261 | 0 | 0.364 | 1 | 2 | cs | TRUE
50 | LV_57-6_0_4_line_50 |  | 45 | 183 | 0.014905 | 0.125 | 0.08 | 261 | 0 | 0.364 | 1 | 1 | cs | TRUE
51 | LV_57-6_0_4_line_51 |  | 45 | 182 | 0.019719 | 0.125 | 0.08 | 261 | 0 | 0.364 | 1 | 1 | cs | TRUE
52 | LV_57-6_0_4_line_52 |  | 46 | 176 | 0.032925 | 0.125 | 0.08 | 261 | 0 | 0.364 | 1 | 1 | cs | TRUE
53 | LV_57-6_0_4_line_53 |  | 47 | 48 | 0.023996 | 0.125 | 0.08 | 261 | 0 | 0.364 | 1 | 2 | cs | TRUE
54 | LV_57-6_0_4_line_54 |  | 48 | 49 | 0.017747 | 0.125 | 0.08 | 261 | 0 | 0.364 | 1 | 2 | cs | TRUE
55 | LV_57-6_0_4_line_55 |  | 48 | 50 | 0.006037 | 0.125 | 0.08 | 261 | 0 | 0.364 | 1 | 2 | cs | TRUE
56 | LV_57-6_0_4_line_56 |  | 49 | 53 | 0.0004623 | 0.125 | 0.08 | 261 | 0 | 0.364 | 1 | 2 | cs | TRUE
57 | LV_57-6_0_4_line_57 |  | 50 | 54 | 0.013254 | 0.125 | 0.08 | 261 | 0 | 0.364 | 1 | 2 | cs | TRUE
58 | LV_57-6_0_4_line_58 |  | 51 | 52 | 0.0077461 | 0.125 | 0.08 | 261 | 0 | 0.364 | 1 | 1 | cs | TRUE
59 | LV_57-6_0_4_line_59 |  | 52 | 55 | 0.017063 | 0.125 | 0.08 | 261 | 0 | 0.364 | 1 | 1 | cs | TRUE
60 | LV_57-6_0_4_line_60 |  | 53 | 59 | 0.013578 | 0.125 | 0.08 | 261 | 0 | 0.364 | 1 | 2 | cs | TRUE
61 | LV_57-6_0_4_line_61 |  | 54 | 56 | 0.010973 | 0.125 | 0.08 | 261 | 0 | 0.364 | 1 | 2 | cs | TRUE
62 | LV_57-6_0_4_line_62 |  | 55 | 89 | 0.00039393 | 0.125 | 0.08 | 261 | 0 | 0.364 | 1 | 1 | cs | TRUE
63 | LV_57-6_0_4_line_63 |  | 56 | 57 | 0.00062237 | 0.125 | 0.08 | 261 | 0 | 0.364 | 1 | 2 | cs | TRUE
64 | LV_57-6_0_4_line_64 |  | 57 | 58 | 0.0021211 | 0.125 | 0.08 | 261 | 0 | 0.364 | 1 | 2 | cs | TRUE
65 | LV_57-6_0_4_line_65 |  | 58 | 60 | 0.010217 | 0.125 | 0.08 | 261 | 0 | 0.364 | 1 | 2 | cs | TRUE
66 | LV_57-6_0_4_line_66 |  | 59 | 61 | 0.0048351 | 0.125 | 0.08 | 261 | 0 | 0.364 | 1 | 2 | cs | TRUE
67 | LV_57-6_0_4_line_67 |  | 59 | 62 | 0.027973 | 0.125 | 0.08 | 261 | 0 | 0.364 | 1 | 1 | cs | TRUE
68 | LV_57-6_0_4_line_68 |  | 60 | 132 | 0.013625 | 0.125 | 0.08 | 261 | 0 | 0.364 | 1 | 2 | cs | TRUE
69 | LV_57-6_0_4_line_69 |  | 61 | 91 | 0.0052811 | 0.125 | 0.08 | 261 | 0 | 0.364 | 1 | 2 | cs | TRUE
70 | LV_57-6_0_4_line_70 |  | 62 | 92 | 0.01314 | 0.125 | 0.08 | 261 | 0 | 0.364 | 1 | 1 | cs | TRUE
71 | LV_57-6_0_4_line_71 |  | 63 | 64 | 0.005997 | 0.125 | 0.08 | 261 | 0 | 0.364 | 1 | 1 | cs | TRUE
72 | LV_57-6_0_4_line_72 |  | 64 | 65 | 0.012672 | 0.125 | 0.08 | 261 | 0 | 0.364 | 1 | 1 | cs | TRUE
73 | LV_57-6_0_4_line_73 |  | 65 | 69 | 0.010887 | 0.125 | 0.08 | 261 | 0 | 0.364 | 1 | 1 | cs | TRUE
74 | LV_57-6_0_4_line_74 |  | 65 | 70 | 0.01007 | 0.125 | 0.08 | 261 | 0 | 0.364 | 1 | 1 | cs | TRUE
75 | LV_57-6_0_4_line_75 |  | 66 | 67 | 0.007663 | 0.125 | 0.08 | 261 | 0 | 0.364 | 1 | 1 | cs | TRUE
76 | LV_57-6_0_4_line_76 |  | 66 | 68 | 0.043343 | 0.125 | 0.08 | 261 | 0 | 0.364 | 1 | 1 | cs | TRUE
77 | LV_57-6_0_4_line_77 |  | 67 | 71 | 0.014977 | 0.125 | 0.08 | 261 | 0 | 0.364 | 1 | 1 | cs | TRUE
78 | LV_57-6_0_4_line_78 |  | 68 | 72 | 0.0072431 | 0.125 | 0.08 | 261 | 0 | 0.364 | 1 | 1 | cs | TRUE
79 | LV_57-6_0_4_line_79 |  | 69 | 73 | 0.02017 | 0.125 | 0.08 | 261 | 0 | 0.364 | 1 | 1 | cs | TRUE
80 | LV_57-6_0_4_line_80 |  | 70 | 74 | 0.016605 | 0.125 | 0.08 | 261 | 0 | 0.364 | 1 | 1 | cs | TRUE
81 | LV_57-6_0_4_line_81 |  | 72 | 74 | 0.020994 | 0.125 | 0.08 | 261 | 0 | 0.364 | 1 | 1 | cs | TRUE
82 | LV_57-6_0_4_line_82 |  | 72 | 75 | 0.023048 | 0.125 | 0.08 | 261 | 0 | 0.364 | 1 | 1 | cs | TRUE
83 | LV_57-6_0_4_line_83 |  | 73 | 76 | 0.014035 | 0.125 | 0.08 | 261 | 0 | 0.364 | 1 | 1 | cs | TRUE
84 | LV_57-6_0_4_line_84 |  | 75 | 77 | 0.026057 | 0.125 | 0.08 | 261 | 0 | 0.364 | 1 | 1 | cs | TRUE
85 | LV_57-6_0_4_line_85 |  | 76 | 90 | 0.0011076 | 0.125 | 0.08 | 261 | 0 | 0.364 | 1 | 1 | cs | TRUE
86 | LV_57-6_0_4_line_86 |  | 77 | 80 | 0.034348 | 0.125 | 0.08 | 261 | 0 | 0.364 | 1 | 1 | cs | TRUE
87 | LV_57-6_0_4_line_87 |  | 78 | 79 | 0.024672 | 0.125 | 0.08 | 261 | 0 | 0.364 | 1 | 1 | cs | TRUE
88 | LV_57-6_0_4_line_88 |  | 78 | 80 | 0.0083945 | 0.125 | 0.08 | 261 | 0 | 0.364 | 1 | 1 | cs | TRUE
89 | LV_57-6_0_4_line_89 |  | 79 | 81 | 0.0097843 | 0.125 | 0.08 | 261 | 0 | 0.364 | 1 | 1 | cs | TRUE
90 | LV_57-6_0_4_line_90 |  | 80 | 82 | 0.009594 | 0.125 | 0.08 | 261 | 0 | 0.364 | 1 | 1 | cs | TRUE
91 | LV_57-6_0_4_line_91 |  | 81 | 83 | 0.0020481 | 0.125 | 0.08 | 261 | 0 | 0.364 | 1 | 1 | cs | TRUE
92 | LV_57-6_0_4_line_92 |  | 82 | 84 | 0.036793 | 0.125 | 0.08 | 261 | 0 | 0.364 | 1 | 1 | cs | TRUE
93 | LV_57-6_0_4_line_93 |  | 83 | 85 | 0.0041171 | 0.125 | 0.08 | 261 | 0 | 0.364 | 1 | 1 | cs | TRUE
94 | LV_57-6_0_4_line_94 |  | 84 | 86 | 0.017187 | 0.125 | 0.08 | 261 | 0 | 0.364 | 1 | 1 | cs | TRUE
95 | LV_57-6_0_4_line_95 |  | 85 | 87 | 0.0062838 | 0.125 | 0.08 | 261 | 0 | 0.364 | 1 | 1 | cs | TRUE
96 | LV_57-6_0_4_line_96 |  | 87 | 88 | 0.0061732 | 0.125 | 0.08 | 261 | 0 | 0.364 | 1 | 1 | cs | TRUE
97 | LV_57-6_0_4_line_97 |  | 88 | 89 | 0.0073656 | 0.125 | 0.08 | 261 | 0 | 0.364 | 1 | 1 | cs | TRUE
98 | LV_57-6_0_4_line_98 |  | 93 | 94 | 0.030223 | 0.125 | 0.08 | 261 | 0 | 0.364 | 1 | 1 | cs | TRUE
99 | LV_57-6_0_4_line_99 |  | 94 | 95 | 0.0131 | 0.125 | 0.08 | 261 | 0 | 0.364 | 1 | 1 | cs | TRUE
100 | LV_57-6_0_4_line_100 |  | 95 | 96 | 0.0065288 | 0.125 | 0.08 | 261 | 0 | 0.364 | 1 | 1 | cs | TRUE
101 | LV_57-6_0_4_line_101 |  | 96 | 100 | 0.014097 | 0.125 | 0.08 | 261 | 0 | 0.364 | 1 | 1 | cs | TRUE
102 | LV_57-6_0_4_line_102 |  | 97 | 98 | 0.033713 | 0.125 | 0.08 | 261 | 0 | 0.364 | 1 | 1 | cs | TRUE
103 | LV_57-6_0_4_line_103 |  | 97 | 99 | 0.011322 | 0.125 | 0.08 | 261 | 0 | 0.364 | 1 | 1 | cs | TRUE
104 | LV_57-6_0_4_line_104 |  | 98 | 103 | 0.0021351 | 0.125 | 0.08 | 261 | 0 | 0.364 | 1 | 1 | cs | TRUE
105 | LV_57-6_0_4_line_105 |  | 99 | 104 | 0.030996 | 0.125 | 0.08 | 261 | 0 | 0.364 | 1 | 1 | cs | TRUE
106 | LV_57-6_0_4_line_106 |  | 99 | 105 | 0.037389 | 0.125 | 0.08 | 261 | 0 | 0.364 | 1 | 1 | cs | TRUE
107 | LV_57-6_0_4_line_107 |  | 100 | 106 | 0.0088778 | 0.125 | 0.08 | 261 | 0 | 0.364 | 1 | 1 | cs | TRUE
108 | LV_57-6_0_4_line_108 |  | 101 | 102 | 0.034339 | 0.125 | 0.08 | 261 | 0 | 0.364 | 1 | 1 | cs | TRUE
109 | LV_57-6_0_4_line_109 |  | 102 | 109 | 0.019183 | 0.125 | 0.08 | 261 | 0 | 0.364 | 1 | 1 | cs | TRUE
110 | LV_57-6_0_4_line_110 |  | 102 | 110 | 0.009866 | 0.125 | 0.08 | 261 | 0 | 0.364 | 1 | 1 | cs | TRUE
111 | LV_57-6_0_4_line_111 |  | 103 | 109 | 0.019005 | 0.125 | 0.08 | 261 | 0 | 0.364 | 1 | 1 | cs | TRUE
112 | LV_57-6_0_4_line_112 |  | 104 | 111 | 0.022459 | 0.125 | 0.08 | 261 | 0 | 0.364 | 1 | 1 | cs | TRUE
113 | LV_57-6_0_4_line_113 |  | 105 | 112 | 0.042994 | 0.125 | 0.08 | 261 | 0 | 0.364 | 1 | 1 | cs | TRUE
114 | LV_57-6_0_4_line_114 |  | 106 | 114 | 0.020097 | 0.125 | 0.08 | 261 | 0 | 0.364 | 1 | 1 | cs | TRUE
115 | LV_57-6_0_4_line_115 |  | 107 | 108 | 0.030794 | 0.125 | 0.08 | 261 | 0 | 0.364 | 1 | 1 | cs | TRUE
116 | LV_57-6_0_4_line_116 |  | 108 | 113 | 0.0066289 | 0.125 | 0.08 | 261 | 0 | 0.364 | 1 | 1 | cs | TRUE
117 | LV_57-6_0_4_line_117 |  | 110 | 159 | 0.011725 | 0.125 | 0.08 | 261 | 0 | 0.364 | 1 | 1 | cs | TRUE
118 | LV_57-6_0_4_line_118 |  | 111 | 167 | 0.016966 | 0.125 | 0.08 | 261 | 0 | 0.364 | 1 | 1 | cs | TRUE
119 | LV_57-6_0_4_line_119 |  | 112 | 172 | 0.030567 | 0.125 | 0.08 | 261 | 0 | 0.364 | 1 | 1 | cs | TRUE
120 | LV_57-6_0_4_line_120 |  | 113 | 114 | 0.050336 | 0.125 | 0.08 | 261 | 0 | 0.364 | 1 | 1 | cs | TRUE
121 | LV_57-6_0_4_line_121 |  | 114 | 115 | 0.0047335 | 0.125 | 0.08 | 261 | 0 | 0.364 | 1 | 1 | cs | TRUE
122 | LV_57-6_0_4_line_122 |  | 116 | 117 | 0.01846 | 0.125 | 0.08 | 261 | 0 | 0.364 | 1 | 2 | cs | TRUE
123 | LV_57-6_0_4_line_123 |  | 117 | 118 | 0.025157 | 0.125 | 0.08 | 261 | 0 | 0.364 | 1 | 2 | cs | TRUE
124 | LV_57-6_0_4_line_124 |  | 118 | 119 | 0.037501 | 0.125 | 0.08 | 261 | 0 | 0.364 | 1 | 2 | cs | TRUE
125 | LV_57-6_0_4_line_125 |  | 119 | 123 | 0.0087815 | 0.125 | 0.08 | 261 | 0 | 0.364 | 1 | 2 | cs | TRUE
126 | LV_57-6_0_4_line_126 |  | 120 | 121 | 0.0092397 | 0.125 | 0.08 | 261 | 0 | 0.364 | 1 | 1 | cs | TRUE
127 | LV_57-6_0_4_line_127 |  | 120 | 122 | 0.017162 | 0.125 | 0.08 | 261 | 0 | 0.364 | 1 | 1 | cs | TRUE
128 | LV_57-6_0_4_line_128 |  | 121 | 124 | 0.010869 | 0.125 | 0.08 | 261 | 0 | 0.364 | 1 | 1 | cs | TRUE
129 | LV_57-6_0_4_line_129 |  | 122 | 125 | 0.0085171 | 0.125 | 0.08 | 261 | 0 | 0.364 | 1 | 1 | cs | TRUE
130 | LV_57-6_0_4_line_130 |  | 123 | 126 | 0.013103 | 0.125 | 0.08 | 261 | 0 | 0.364 | 1 | 2 | cs | TRUE
131 | LV_57-6_0_4_line_131 |  | 124 | 130 | 0.007835 | 0.125 | 0.08 | 261 | 0 | 0.364 | 1 | 1 | cs | TRUE
132 | LV_57-6_0_4_line_132 |  | 125 | 127 | 0.025133 | 0.125 | 0.08 | 261 | 0 | 0.364 | 1 | 1 | cs | TRUE
133 | LV_57-6_0_4_line_133 |  | 126 | 135 | 0.0039237 | 0.125 | 0.08 | 261 | 0 | 0.364 | 1 | 2 | cs | TRUE
134 | LV_57-6_0_4_line_134 |  | 127 | 128 | 0.0014011 | 0.125 | 0.08 | 261 | 0 | 0.364 | 1 | 1 | cs | TRUE
135 | LV_57-6_0_4_line_135 |  | 128 | 129 | 0.019859 | 0.125 | 0.08 | 261 | 0 | 0.364 | 1 | 1 | cs | TRUE
136 | LV_57-6_0_4_line_136 |  | 130 | 131 | 0.0082603 | 0.125 | 0.08 | 261 | 0 | 0.364 | 1 | 1 | cs | TRUE
137 | LV_57-6_0_4_line_137 |  | 131 | 234 | 0.019131 | 0.125 | 0.08 | 261 | 0 | 0.364 | 1 | 1 | cs | TRUE
138 | LV_57-6_0_4_line_138 |  | 132 | 133 | 0.0057438 | 0.125 | 0.08 | 261 | 0 | 0.364 | 1 | 2 | cs | TRUE
139 | LV_57-6_0_4_line_139 |  | 133 | 134 | 0.0026341 | 0.125 | 0.08 | 261 | 0 | 0.364 | 1 | 2 | cs | TRUE
140 | LV_57-6_0_4_line_140 |  | 134 | 135 | 0.00987 | 0.125 | 0.08 | 261 | 0 | 0.364 | 1 | 2 | cs | TRUE
141 | LV_57-6_0_4_line_141 |  | 136 | 137 | 0.023999 | 0.125 | 0.08 | 261 | 0 | 0.364 | 1 | 2 | cs | TRUE
142 | LV_57-6_0_4_line_142 |  | 137 | 138 | 0.027197 | 0.125 | 0.08 | 261 | 0 | 0.364 | 1 | 2 | cs | TRUE
143 | LV_57-6_0_4_line_143 |  | 138 | 139 | 0.010807 | 0.125 | 0.08 | 261 | 0 | 0.364 | 1 | 2 | cs | TRUE
144 | LV_57-6_0_4_line_144 |  | 139 | 175 | 0.049818 | 0.125 | 0.08 | 261 | 0 | 0.364 | 1 | 2 | cs | TRUE
145 | LV_57-6_0_4_line_145 |  | 140 | 141 | 0.014231 | 0.125 | 0.08 | 261 | 0 | 0.364 | 1 | 1 | cs | TRUE
146 | LV_57-6_0_4_line_146 |  | 140 | 142 | 0.012111 | 0.125 | 0.08 | 261 | 0 | 0.364 | 1 | 1 | cs | TRUE
147 | LV_57-6_0_4_line_147 |  | 141 | 143 | 0.041643 | 0.125 | 0.08 | 261 | 0 | 0.364 | 1 | 1 | cs | TRUE
148 | LV_57-6_0_4_line_148 |  | 142 | 144 | 0.0044617 | 0.125 | 0.08 | 261 | 0 | 0.364 | 1 | 1 | cs | TRUE
149 | LV_57-6_0_4_line_149 |  | 143 | 145 | 0.018554 | 0.125 | 0.08 | 261 | 0 | 0.364 | 1 | 1 | cs | TRUE
150 | LV_57-6_0_4_line_150 |  | 143 | 146 | 0.050033 | 0.125 | 0.08 | 261 | 0 | 0.364 | 1 | 1 | cs | TRUE
151 | LV_57-6_0_4_line_151 |  | 144 | 147 | 0.0042338 | 0.125 | 0.08 | 261 | 0 | 0.364 | 1 | 1 | cs | TRUE
152 | LV_57-6_0_4_line_152 |  | 145 | 148 | 0.029266 | 0.125 | 0.08 | 261 | 0 | 0.364 | 1 | 1 | cs | TRUE
153 | LV_57-6_0_4_line_153 |  | 146 | 152 | 0.042177 | 0.125 | 0.08 | 261 | 0 | 0.364 | 1 | 1 | cs | TRUE
154 | LV_57-6_0_4_line_154 |  | 146 | 153 | 0.0074166 | 0.125 | 0.08 | 261 | 0 | 0.364 | 1 | 1 | cs | TRUE
155 | LV_57-6_0_4_line_155 |  | 146 | 149 | 0.045559 | 0.125 | 0.08 | 261 | 0 | 0.364 | 1 | 1 | cs | TRUE
156 | LV_57-6_0_4_line_156 |  | 147 | 154 | 0.02537 | 0.125 | 0.08 | 261 | 0 | 0.364 | 1 | 1 | cs | TRUE
157 | LV_57-6_0_4_line_157 |  | 148 | 155 | 0.011 | 0.125 | 0.08 | 261 | 0 | 0.364 | 1 | 1 | cs | TRUE
158 | LV_57-6_0_4_line_158 |  | 149 | 150 | 0.039699 | 0.125 | 0.08 | 261 | 0 | 0.364 | 1 | 1 | cs | TRUE
159 | LV_57-6_0_4_line_159 |  | 149 | 151 | 0.039572 | 0.125 | 0.08 | 261 | 0 | 0.364 | 1 | 1 | cs | TRUE
160 | LV_57-6_0_4_line_160 |  | 151 | 156 | 0.0080496 | 0.125 | 0.08 | 261 | 0 | 0.364 | 1 | 1 | cs | TRUE
161 | LV_57-6_0_4_line_161 |  | 153 | 157 | 0.017281 | 0.125 | 0.08 | 261 | 0 | 0.364 | 1 | 1 | cs | TRUE
162 | LV_57-6_0_4_line_162 |  | 154 | 158 | 0.014022 | 0.125 | 0.08 | 261 | 0 | 0.364 | 1 | 1 | cs | TRUE
163 | LV_57-6_0_4_line_163 |  | 155 | 205 | 0.020006 | 0.125 | 0.08 | 261 | 0 | 0.364 | 1 | 1 | cs | TRUE
164 | LV_57-6_0_4_line_164 |  | 156 | 200 | 0.031875 | 0.125 | 0.08 | 261 | 0 | 0.364 | 1 | 1 | cs | TRUE
165 | LV_57-6_0_4_line_165 |  | 157 | 180 | 0.027604 | 0.125 | 0.08 | 261 | 0 | 0.364 | 1 | 1 | cs | TRUE
166 | LV_57-6_0_4_line_166 |  | 158 | 169 | 0.0081238 | 0.125 | 0.08 | 261 | 0 | 0.364 | 1 | 1 | cs | TRUE
167 | LV_57-6_0_4_line_167 |  | 159 | 160 | 0.18781 | 0.125 | 0.08 | 261 | 0 | 0.364 | 1 | 1 | cs | TRUE
168 | LV_57-6_0_4_line_168 |  | 160 | 161 | 0.027368 | 0.125 | 0.08 | 261 | 0 | 0.364 | 1 | 1 | cs | TRUE
169 | LV_57-6_0_4_line_169 |  | 161 | 162 | 0.046832 | 0.125 | 0.08 | 261 | 0 | 0.364 | 1 | 1 | cs | TRUE
170 | LV_57-6_0_4_line_170 |  | 161 | 163 | 0.045313 | 0.125 | 0.08 | 261 | 0 | 0.364 | 1 | 1 | cs | TRUE
171 | LV_57-6_0_4_line_171 |  | 162 | 164 | 0.012673 | 0.125 | 0.08 | 261 | 0 | 0.364 | 1 | 1 | cs | TRUE
172 | LV_57-6_0_4_line_172 |  | 163 | 165 | 0.012422 | 0.125 | 0.08 | 261 | 0 | 0.364 | 1 | 1 | cs | TRUE
173 | LV_57-6_0_4_line_173 |  | 164 | 166 | 0.048774 | 0.125 | 0.08 | 261 | 0 | 0.364 | 1 | 1 | cs | TRUE
174 | LV_57-6_0_4_line_174 |  | 166 | 196 | 0.11201 | 0.125 | 0.08 | 261 | 0 | 0.364 | 1 | 1 | cs | TRUE
175 | LV_57-6_0_4_line_175 |  | 168 | 169 | 0.0053128 | 0.125 | 0.08 | 261 | 0 | 0.364 | 1 | 1 | cs | TRUE
176 | LV_57-6_0_4_line_176 |  | 170 | 171 | 3.953e-05 | 0.125 | 0.08 | 261 | 0 | 0.364 | 1 | 1 | cs | TRUE
177 | LV_57-6_0_4_line_177 |  | 171 | 207 | 0.01331 | 0.125 | 0.08 | 261 | 0 | 0.364 | 1 | 1 | cs | TRUE
178 | LV_57-6_0_4_line_178 |  | 172 | 173 | 0.022784 | 0.125 | 0.08 | 261 | 0 | 0.364 | 1 | 1 | cs | TRUE
179 | LV_57-6_0_4_line_179 |  | 173 | 174 | 0.028654 | 0.125 | 0.08 | 261 | 0 | 0.364 | 1 | 1 | cs | TRUE
180 | LV_57-6_0_4_line_180 |  | 174 | 175 | 0.038907 | 0.125 | 0.08 | 261 | 0 | 0.364 | 1 | 1 | cs | TRUE
181 | LV_57-6_0_4_line_181 |  | 175 | 176 | 0.026204 | 0.125 | 0.08 | 261 | 0 | 0.364 | 1 | 2 | cs | TRUE
182 | LV_57-6_0_4_line_182 |  | 176 | 177 | 6.468e-05 | 0.125 | 0.08 | 261 | 0 | 0.364 | 1 | 1 | cs | TRUE
183 | LV_57-6_0_4_line_183 |  | 178 | 179 | 0.017896 | 0.125 | 0.08 | 261 | 0 | 0.364 | 1 | 1 | cs | TRUE
184 | LV_57-6_0_4_line_184 |  | 179 | 180 | 0.0032684 | 0.125 | 0.08 | 261 | 0 | 0.364 | 1 | 1 | cs | TRUE
185 | LV_57-6_0_4_line_185 |  | 180 | 181 | 0.023475 | 0.125 | 0.08 | 261 | 0 | 0.364 | 1 | 1 | cs | TRUE
186 | LV_57-6_0_4_line_186 |  | 181 | 182 | 0.00015548 | 0.125 | 0.08 | 261 | 0 | 0.364 | 1 | 1 | cs | TRUE
187 | LV_57-6_0_4_line_187 |  | 183 | 184 | 0.021464 | 0.125 | 0.08 | 261 | 0 | 0.364 | 1 | 1 | cs | TRUE
188 | LV_57-6_0_4_line_188 |  | 183 | 185 | 0.024404 | 0.125 | 0.08 | 261 | 0 | 0.364 | 1 | 1 | cs | TRUE
189 | LV_57-6_0_4_line_189 |  | 184 | 186 | 0.0034162 | 0.125 | 0.08 | 261 | 0 | 0.364 | 1 | 1 | cs | TRUE
190 | LV_57-6_0_4_line_190 |  | 184 | 187 | 0.020611 | 0.125 | 0.08 | 261 | 0 | 0.364 | 1 | 1 | cs | TRUE
191 | LV_57-6_0_4_line_191 |  | 185 | 188 | 0.0067096 | 0.125 | 0.08 | 261 | 0 | 0.364 | 1 | 1 | cs | TRUE
192 | LV_57-6_0_4_line_192 |  | 186 | 189 | 0.086888 | 0.125 | 0.08 | 261 | 0 | 0.364 | 1 | 1 | cs | TRUE
193 | LV_57-6_0_4_line_193 |  | 187 | 190 | 0.043913 | 0.125 | 0.08 | 261 | 0 | 0.364 | 1 | 1 | cs | TRUE
194 | LV_57-6_0_4_line_194 |  | 188 | 191 | 0.046603 | 0.125 | 0.08 | 261 | 0 | 0.364 | 1 | 1 | cs | TRUE
195 | LV_57-6_0_4_line_195 |  | 189 | 192 | 0.021753 | 0.125 | 0.08 | 261 | 0 | 0.364 | 1 | 1 | cs | TRUE
196 | LV_57-6_0_4_line_196 |  | 189 | 193 | 0.067944 | 0.125 | 0.08 | 261 | 0 | 0.364 | 1 | 1 | cs | TRUE
197 | LV_57-6_0_4_line_197 |  | 191 | 210 | 0.023879 | 0.125 | 0.08 | 261 | 0 | 0.364 | 1 | 1 | cs | TRUE
198 | LV_57-6_0_4_line_198 |  | 192 | 194 | 0.076606 | 0.125 | 0.08 | 261 | 0 | 0.364 | 1 | 1 | cs | TRUE
199 | LV_57-6_0_4_line_199 |  | 193 | 195 | 0.015882 | 0.125 | 0.08 | 261 | 0 | 0.364 | 1 | 1 | cs | TRUE
200 | LV_57-6_0_4_line_200 |  | 195 | 214 | 0.01069 | 0.125 | 0.08 | 261 | 0 | 0.364 | 1 | 1 | cs | TRUE
201 | LV_57-6_0_4_line_201 |  | 196 | 197 | 0.024676 | 0.125 | 0.08 | 261 | 0 | 0.364 | 1 | 1 | cs | TRUE
202 | LV_57-6_0_4_line_202 |  | 196 | 198 | 0.011895 | 0.125 | 0.08 | 261 | 0 | 0.364 | 1 | 1 | cs | TRUE
203 | LV_57-6_0_4_line_203 |  | 198 | 199 | 0.10439 | 0.125 | 0.08 | 261 | 0 | 0.364 | 1 | 1 | cs | TRUE
204 | LV_57-6_0_4_line_204 |  | 199 | 218 | 0.053264 | 0.125 | 0.08 | 261 | 0 | 0.364 | 1 | 1 | cs | TRUE
205 | LV_57-6_0_4_line_205 |  | 200 | 201 | 0.011005 | 0.125 | 0.08 | 261 | 0 | 0.364 | 1 | 1 | cs | TRUE
206 | LV_57-6_0_4_line_206 |  | 201 | 202 | 0.027082 | 0.125 | 0.08 | 261 | 0 | 0.364 | 1 | 1 | cs | TRUE
207 | LV_57-6_0_4_line_207 |  | 202 | 203 | 0.026571 | 0.125 | 0.08 | 261 | 0 | 0.364 | 1 | 1 | cs | TRUE
208 | LV_57-6_0_4_line_208 |  | 203 | 204 | 0.019453 | 0.125 | 0.08 | 261 | 0 | 0.364 | 1 | 1 | cs | TRUE
209 | LV_57-6_0_4_line_209 |  | 204 | 208 | 0.028645 | 0.125 | 0.08 | 261 | 0 | 0.364 | 1 | 1 | cs | TRUE
210 | LV_57-6_0_4_line_210 |  | 205 | 206 | 0.025209 | 0.125 | 0.08 | 261 | 0 | 0.364 | 1 | 1 | cs | TRUE
211 | LV_57-6_0_4_line_211 |  | 206 | 207 | 0.010213 | 0.125 | 0.08 | 261 | 0 | 0.364 | 1 | 1 | cs | TRUE
212 | LV_57-6_0_4_line_212 |  | 208 | 209 | 0.010646 | 0.125 | 0.08 | 261 | 0 | 0.364 | 1 | 1 | cs | TRUE
213 | LV_57-6_0_4_line_213 |  | 210 | 211 | 0.0086804 | 0.125 | 0.08 | 261 | 0 | 0.364 | 1 | 1 | cs | TRUE
214 | LV_57-6_0_4_line_214 |  | 211 | 212 | 0.019149 | 0.125 | 0.08 | 261 | 0 | 0.364 | 1 | 1 | cs | TRUE
215 | LV_57-6_0_4_line_215 |  | 212 | 213 | 0.0082714 | 0.125 | 0.08 | 261 | 0 | 0.364 | 1 | 1 | cs | TRUE
216 | LV_57-6_0_4_line_216 |  | 213 | 215 | 0.021763 | 0.125 | 0.08 | 261 | 0 | 0.364 | 1 | 1 | cs | TRUE
217 | LV_57-6_0_4_line_217 |  | 215 | 216 | 0.019998 | 0.125 | 0.08 | 261 | 0 | 0.364 | 1 | 1 | cs | TRUE
218 | LV_57-6_0_4_line_218 |  | 216 | 217 | 0.032426 | 0.125 | 0.08 | 261 | 0 | 0.364 | 1 | 1 | cs | TRUE
219 | LV_57-6_0_4_line_219 |  | 218 | 219 | 0.015098 | 0.125 | 0.08 | 261 | 0 | 0.364 | 1 | 1 | cs | TRUE
220 | LV_57-6_0_4_line_220 |  | 219 | 220 | 0.024435 | 0.125 | 0.08 | 261 | 0 | 0.364 | 1 | 1 | cs | TRUE
221 | LV_57-6_0_4_line_221 |  | 220 | 221 | 0.10843 | 0.125 | 0.08 | 261 | 0 | 0.364 | 1 | 1 | cs | TRUE
222 | LV_57-6_0_4_line_222 |  | 220 | 222 | 0.096319 | 0.125 | 0.08 | 261 | 0 | 0.364 | 1 | 1 | cs | TRUE
223 | LV_57-6_0_4_line_223 |  | 222 | 223 | 0.010906 | 0.125 | 0.08 | 261 | 0 | 0.364 | 1 | 1 | cs | TRUE
224 | LV_57-6_0_4_line_224 |  | 222 | 224 | 0.074228 | 0.125 | 0.08 | 261 | 0 | 0.364 | 1 | 1 | cs | TRUE
225 | LV_57-6_0_4_line_225 |  | 222 | 225 | 0.19925 | 0.125 | 0.08 | 261 | 0 | 0.364 | 1 | 1 | cs | TRUE
226 | LV_57-6_0_4_line_226 |  | 222 | 226 | 0.0068048 | 0.125 | 0.08 | 261 | 0 | 0.364 | 1 | 1 | cs | TRUE
227 | LV_57-6_0_4_line_227 |  | 223 | 231 | 0.0063335 | 0.125 | 0.08 | 261 | 0 | 0.364 | 1 | 1 | cs | TRUE
228 | LV_57-6_0_4_line_228 |  | 224 | 229 | 0.002742 | 0.125 | 0.08 | 261 | 0 | 0.364 | 1 | 1 | cs | TRUE
229 | LV_57-6_0_4_line_229 |  | 224 | 230 | 0.011296 | 0.125 | 0.08 | 261 | 0 | 0.364 | 1 | 1 | cs | TRUE
230 | LV_57-6_0_4_line_230 |  | 225 | 227 | 0.069121 | 0.125 | 0.08 | 261 | 0 | 0.364 | 1 | 1 | cs | TRUE
231 | LV_57-6_0_4_line_231 |  | 225 | 228 | 0.076319 | 0.125 | 0.08 | 261 | 0 | 0.364 | 1 | 1 | cs | TRUE
232 | LV_57-6_0_4_line_232 |  | 228 | 232 | 0.033397 | 0.125 | 0.08 | 261 | 0 | 0.364 | 1 | 1 | cs | TRUE
233 | LV_57-6_0_4_line_233 |  | 231 | 233 | 0.016436 | 0.125 | 0.08 | 261 | 0 | 0.364 | 1 | 1 | cs | TRUE
234 | LV_57-6_0_4_line_234 |  | 234 | 235 | 0.0019516 | 0.125 | 0.08 | 261 | 0 | 0.364 | 1 | 1 | cs | TRUE

## trafo
| name | std_type | hv_bus | lv_bus | sn_mva | vn_hv_kv | vn_lv_kv | vk_percent | vkr_percent | pfe_kw | i0_percent | shift_degree | tap_side | tap_neutral | tap_min | tap_max | tap_step_percent | tap_step_degree | tap_pos | tap_phase_shifter | parallel | df | in_service
0 | LV_57-6_0_4_trafo_129 | 0.63 MVA 20/0.4 kV | 236 | 137 | 0.63 | 20 | 0.4 | 6 | 1.206 | 1.65 | 0.2619 | 150 | hv | 0 | -2 | 2 | 2.5 | 0 | 0 | FALSE | 1 | 1 | TRUE

## line_geodata
| x0 | y0 | x1 | y1 | x2 | y2 | x3 | y3 | x4 | y4 | x5 | y5 | x6 | y6 | x7 | y7 | x8 | y8 | x9 | y9 | x10 | y10 | x11 | y11
0 | 2684329.8301 | 1267089.1524 | 2684328.7441 | 1267081.3752 | 2684329.9789 | 1267076.0886 | 2684334.3279 | 1267071.5247 | 2684344.4071 | 1267064.87
1 | 2684329.8301 | 1267089.1524 | 2684350.5442 | 1267109.4975 | 2684352.0137 | 1267112.0316
2 | 2684352.0137 | 1267112.0316 | 2684352.2975 | 1267115.8832 | 2684349.7953 | 1267122.9249
3 | 2684524.3148 | 1267099.2049 | 2684352.0137 | 1267112.0316
4 | 2684524.3148 | 1267099.2049 | 2684517.942 | 1267100.5148 | 2684529.8155 | 1267157.7859
5 | 2684604.1393 | 1267139.7348 | 2684586.2652 | 1267143.5153 | 2684546.2757 | 1267155.9976 | 2684529.8155 | 1267157.7859
6 | 2684326.2397 | 1267208.7967 | 2684328.651 | 1267195.9875 | 2684336.3198 | 1267160.8467 | 2684349.7953 | 1267122.9249
7 | 2684326.2397 | 1267208.7967 | 2684113.3739 | 1267308.1764
8 | 2684113.3739 | 1267308.1764 | 2684100.7145 | 1267312.711 | 2684081.7176 | 1267316.099 | 2684075.4255 | 1267318.8644
9 | 2684057.6617 | 1267326.9143 | 2684065.7633 | 1267323.111 | 2684075.4255 | 1267318.8644
10 | 2684056.1533 | 1267327.6224 | 2684057.6617 | 1267326.9143
11 | 2684029.4198 | 1267367.3518 | 2684026.1104 | 1267349.6795 | 2684035.7083 | 1267333.8478 | 2684040.0164 | 1267332.6525 | 2684056.1533 | 1267327.6224
12 | 2684029.4198 | 1267367.3518 | 2684042.631 | 1267368.4627 | 2684053.1994 | 1267368.0237 | 2684072.1935 | 1267366.4037 | 2684092.762 | 1267363.6608 | 2684105.6967 | 1267361.9879 | 2684105.7729 | 1267362.4868
13 | 2684574.9941 | 1267265.5516 | 2684604.1393 | 1267139.7348
14 | 2684574.9941 | 1267265.5516 | 2684563.7864 | 1267286.4412 | 2684535.7509 | 1267339.0378 | 2684530.0977 | 1267345.8402 | 2684522.2084 | 1267346.35
15 | 2684574.9941 | 1267265.5516 | 2684720.8503 | 1267350.9642
16 | 2684720.8503 | 1267350.9642 | 2684725.7235 | 1267352.3685 | 2684767.2184 | 1267362.4192
17 | 2684767.2184 | 1267362.4192 | 2684775.2177 | 1267364.3568
18 | 2684790.0383 | 1267367.9465 | 2684775.2177 | 1267364.3568
19 | 2684824.6375 | 1267140.5733 | 2684811.7983 | 1267138.1649 | 2684786.4264 | 1267136.1216 | 2684761.2496 | 1267132.5465
20 | 2684824.6375 | 1267140.5733 | 2684817.3049 | 1267178.3094
21 | 2684824.6375 | 1267140.5733 | 2684840.2225 | 1267144.3454
22 | 2684761.2496 | 1267132.5465 | 2684743.383 | 1267126.8747 | 2684732.0915 | 1267121.3123
23 | 2684817.3049 | 1267178.3094 | 2684817.2707 | 1267180.6886 | 2684818.8465 | 1267183.6691 | 2684818.8465 | 1267183.6691
24 | 2684860.049 | 1267149.144 | 2684840.2225 | 1267144.3454
25 | 2684809.4299 | 1267373.3524 | 2684804.4887 | 1267371.4466 | 2684790.0383 | 1267367.9465
26 | 2684834.3626 | 1267188.1641 | 2684823.1178 | 1267186.1101 | 2684818.8465 | 1267183.6691
27 | 2684860.049 | 1267149.144 | 2684858.3319 | 1267159.1385 | 2684864.4909 | 1267160.6614 | 2684870.7964 | 1267164.5662 | 2684881.9367 | 1267173.6 | 2684886.0094 | 1267178.329
28 | 2684860.049 | 1267149.144 | 2684867.4858 | 1267111.1085
29 | 2684903.5252 | 1267371.2571 | 2684906.8701 | 1267372.1392 | 2684910.7588 | 1267370.2825 | 2684927.7276 | 1267359.2232
30 | 2684960.6456 | 1267338.029 | 2684955.9347 | 1267340.5189 | 2684933.0784 | 1267355.7359 | 2684927.7276 | 1267359.2232
31 | 2684903.5252 | 1267371.2571 | 2684901.4976 | 1267374.5751 | 2684898.0596 | 1267378.0729 | 2684894.9045 | 1267379.8593
32 | 2684960.6456 | 1267338.029 | 2684957.8425 | 1267330.3604 | 2684940.5333 | 1267295.8452
33 | 2684960.6456 | 1267338.029 | 2684963.4257 | 1267347.8213 | 2684965.0931 | 1267359.0765 | 2684966.1369 | 1267365.1025
34 | 2684883.7067 | 1267383.0708 | 2684888.8428 | 1267382.4218 | 2684892.7922 | 1267381.0552 | 2684894.9045 | 1267379.8593
35 | 2684929.8249 | 1267287.2455 | 2684936.5704 | 1267289.8556 | 2684939.5025 | 1267293.7898 | 2684940.5333 | 1267295.8452
36 | 2684967.7579 | 1267399.4434 | 2684968.4643 | 1267378.5405 | 2684966.1369 | 1267365.1025
37 | 2684883.7067 | 1267383.0708 | 2684878.4944 | 1267381.6949 | 2684872.7488 | 1267378.1894
38 | 2684883.7067 | 1267383.0708 | 2684883.699 | 1267400.8935
39 | 2684929.8249 | 1267287.2455 | 2684920.4603 | 1267318.6871
40 | 2684929.8249 | 1267287.2455 | 2684939.4345 | 1267258.2159 | 2684940.0517 | 1267256.5584
41 | 2684872.7488 | 1267378.1894 | 2684865.4252 | 1267373.7211
42 | 2684883.699 | 1267400.8935 | 2684883.6956 | 1267408.7829
43 | 2684940.0691 | 1267256.5116 | 2684940.0517 | 1267256.5584
44 | 2685060.4349 | 1267157.0194 | 2685057.5523 | 1267160.1026 | 2685051.0355 | 1267171.7011
45 | 2685060.4349 | 1267157.0194 | 2685066.2914 | 1267162.2968 | 2685071.542 | 1267166.2533
46 | 2685060.4349 | 1267157.0194 | 2685051.0651 | 1267147.388 | 2685045.9948 | 1267140.8761
47 | 2684856.0366 | 1267369.4194 | 2684862.6285 | 1267372.0148 | 2684865.4252 | 1267373.7211
48 | 2684883.6956 | 1267408.7829 | 2684883.6944 | 1267411.5209
49 | 2684962.6847 | 1267195.7809 | 2684940.0691 | 1267256.5116
50 | 2685083.1742 | 1267175.6171 | 2685071.542 | 1267166.2533
51 | 2685071.542 | 1267166.2533 | 2685073.8295 | 1267163.7175 | 2685076.8839 | 1267154.9878 | 2685079.1527 | 1267148.3071
52 | 2685033.7625 | 1267112.5 | 2685031.9738 | 1267118.5569 | 2685035.3649 | 1267127.2237 | 2685045.9948 | 1267140.8761
53 | 2684818.4145 | 1267351.0968 | 2684813.3882 | 1267362.9786 | 2684809.4299 | 1267373.3524
54 | 2684818.4145 | 1267351.0968 | 2684834.0526 | 1267359.4885
55 | 2684818.4145 | 1267351.0968 | 2684820.7666 | 1267345.5369
56 | 2684834.46 | 1267359.7071 | 2684834.0526 | 1267359.4885
57 | 2684825.3313 | 1267333.1137 | 2684823.6045 | 1267338.8282 | 2684820.7666 | 1267345.5369
58 | 2684800.2415 | 1267424.203 | 2684800.5551 | 1267416.4633
59 | 2684799.5506 | 1267441.2515 | 2684800.2415 | 1267424.203
60 | 2684846.6237 | 1267365.7134 | 2684841.8575 | 1267363.6767 | 2684834.46 | 1267359.7071
61 | 2684825.3313 | 1267333.1137 | 2684827.1376 | 1267327.1362 | 2684828.1927 | 1267322.527
62 | 2684799.5506 | 1267441.2515 | 2684799.5346 | 1267441.6451
63 | 2684828.1927 | 1267322.527 | 2684828.3315 | 1267321.9203
64 | 2684828.3315 | 1267321.9203 | 2684828.8048 | 1267319.8526
65 | 2684831.0845 | 1267309.8934 | 2684828.8048 | 1267319.8526
66 | 2684846.6237 | 1267365.7134 | 2684851.1226 | 1267367.4847
67 | 2684846.6237 | 1267365.7134 | 2684837.5184 | 1267392.1705
68 | 2684831.0845 | 1267309.8934 | 2684831.2501 | 1267309.1697 | 2684833.6701 | 1267296.5164
69 | 2684851.1226 | 1267367.4847 | 2684856.0366 | 1267369.4194
70 | 2684837.5184 | 1267392.1705 | 2684824.6419 | 1267389.5533
71 | 2684889.3544 | 1267462.8386 | 2684894.905 | 1267465.0306 | 2684894.9307 | 1267465.0446
72 | 2684878.1426 | 1267456.9834 | 2684886.4013 | 1267461.6724 | 2684889.3544 | 1267462.8386
73 | 2684878.1426 | 1267456.9834 | 2684880.99 | 1267446.4757
74 | 2684878.1426 | 1267456.9834 | 2684874.8921 | 1267466.5146
75 | 2684904.7548 | 1267531.8478 | 2684902.9914 | 1267539.3062
76 | 2684904.7548 | 1267531.8478 | 2684895.1084 | 1267530.4859 | 2684886.2754 | 1267527.5233 | 2684881.6115 | 1267524.6652 | 2684878.0963 | 1267521.4899 | 2684875.0025 | 1267517.8092 | 2684872.0175 | 1267511.7949 | 2684871.1018 | 1267509.41
77 | 2684902.9914 | 1267539.3062 | 2684902.1522 | 1267543.2195 | 2684898.4386 | 1267553.5464
78 | 2684868.5054 | 1267502.6482 | 2684871.1018 | 1267509.41
79 | 2684880.99 | 1267446.4757 | 2684883.6836 | 1267436.5355 | 2684883.6879 | 1267426.664
80 | 2684874.8921 | 1267466.5146 | 2684869.5323 | 1267482.2309
81 | 2684868.5054 | 1267502.6482 | 2684867.0154 | 1267496.3218 | 2684867.1004 | 1267489.3619 | 2684869.5323 | 1267482.2309
82 | 2684868.5054 | 1267502.6482 | 2684866.8235 | 1267503.3913 | 2684866.1419 | 1267504.1933 | 2684862.5864 | 1267514.3059 | 2684860.4663 | 1267517.2556 | 2684855.4394 | 1267520.159
83 | 2684883.694 | 1267412.6286 | 2684883.6879 | 1267426.664
84 | 2684829.8781 | 1267519.4739 | 2684837.0205 | 1267521.1666 | 2684845.3517 | 1267521.8534 | 2684851.1232 | 1267521.5027 | 2684854.1354 | 1267520.9121 | 2684855.4394 | 1267520.159
85 | 2684883.694 | 1267412.6286 | 2684883.6944 | 1267411.5209
86 | 2684796.6438 | 1267510.4231 | 2684829.8781 | 1267519.4739
87 | 2684798.0455 | 1267477.3863 | 2684796.9997 | 1267502.0361
88 | 2684796.6438 | 1267510.4231 | 2684796.9997 | 1267502.0361
89 | 2684798.0455 | 1267477.3863 | 2684798.4602 | 1267467.6108
90 | 2684796.6438 | 1267510.4231 | 2684796.0847 | 1267520.0005
91 | 2684798.4602 | 1267467.6108 | 2684798.5471 | 1267465.5645
92 | 2684796.0847 | 1267520.0005 | 2684794.644 | 1267556.765
93 | 2684798.7216 | 1267461.451 | 2684798.5471 | 1267465.5645
94 | 2684793.971 | 1267573.9384 | 2684794.644 | 1267556.765
95 | 2684798.7216 | 1267461.451 | 2684798.9537 | 1267455.9793 | 2684798.9864 | 1267455.1728
96 | 2684798.9864 | 1267455.1728 | 2684799.2364 | 1267449.0047
97 | 2684799.2364 | 1267449.0047 | 2684799.5346 | 1267441.6451
98 | 2684914.1027 | 1267077.3466 | 2684920.3273 | 1267063.9638 | 2684928.4918 | 1267050.8315
99 | 2684914.1027 | 1267077.3466 | 2684908.5778 | 1267089.2248
100 | 2684908.5778 | 1267089.2248 | 2684905.8243 | 1267095.1446
101 | 2684905.8243 | 1267095.1446 | 2684904.8676 | 1267097.2016 | 2684899.7119 | 1267103.3881 | 2684896.437 | 1267105.267
102 | 2685056.2031 | 1266917.1111 | 2685042.7094 | 1266886.216
103 | 2685067.4373 | 1266915.4603 | 2685056.2031 | 1266917.1111
104 | 2685041.8548 | 1266884.2594 | 2685042.7094 | 1266886.216
105 | 2685067.4373 | 1266915.4603 | 2685079.9833 | 1266910.5481 | 2685095.448 | 1266902.1529
106 | 2685067.4373 | 1266915.4603 | 2685069.2802 | 1266920.8022 | 2685069.6082 | 1266928.3463 | 2685067.4633 | 1266934.5649 | 2685062.394 | 1266945.1893 | 2685059.8208 | 1266950.4287
107 | 2684896.437 | 1267105.267 | 2684891.5059 | 1267108.0962 | 2684888.3152 | 1267108.2094
108 | 2685023.4947 | 1266851.4325 | 2685015.2299 | 1266862.289 | 2685009.8013 | 1266868.06 | 2685001.261 | 1266877.1333 | 2685001.0506 | 1266877.3622
109 | 2685023.4947 | 1266851.4325 | 2685030.3141 | 1266857.8357 | 2685034.2481 | 1266866.843
110 | 2685029.3761 | 1266843.4997 | 2685023.4947 | 1266851.4325
111 | 2685041.8548 | 1266884.2594 | 2685034.2481 | 1266866.843
112 | 2685095.448 | 1266902.1529 | 2685098.3838 | 1266906.8878 | 2685104.3719 | 1266916.1036 | 2685106.6762 | 1266921.5325
113 | 2685042.3593 | 1266989.6895 | 2685051.3802 | 1266967.6154 | 2685059.8208 | 1266950.4287
114 | 2684868.394 | 1267106.463 | 2684880.3504 | 1267108.4919 | 2684888.3152 | 1267108.2094
115 | 2684883.3499 | 1267051.5291 | 2684886.4993 | 1267041.0485 | 2684893.4802 | 1267022.4665
116 | 2684883.3499 | 1267051.5291 | 2684881.4422 | 1267057.8775
117 | 2685029.3761 | 1266843.4997 | 2685036.9868 | 1266834.5802
118 | 2685106.6762 | 1266921.5325 | 2685109.287 | 1266927.6836 | 2685110.2505 | 1266934.4918 | 2685109.918 | 1266937.8832
119 | 2685042.3593 | 1266989.6895 | 2685039.3313 | 1266997.099 | 2685033.6981 | 1267011.3404 | 2685031.3709 | 1267018.2041
120 | 2684868.394 | 1267106.463 | 2684869.7165 | 1267099.3096 | 2684878.1181 | 1267068.9393 | 2684881.4422 | 1267057.8775
121 | 2684868.394 | 1267106.463 | 2684867.4858 | 1267111.1085
122 | 2684852.522 | 1267191.4809 | 2684834.3626 | 1267188.1641
123 | 2684852.522 | 1267191.4809 | 2684848.0965 | 1267216.2455
124 | 2684848.0965 | 1267216.2455 | 2684841.4994 | 1267253.1617
125 | 2684839.9546 | 1267261.8062 | 2684841.4994 | 1267253.1617
126 | 2684886.0094 | 1267178.329 | 2684891.8053 | 1267173.1636 | 2684892.7417 | 1267172.0225
127 | 2684886.0094 | 1267178.329 | 2684888.1327 | 1267184.0752 | 2684888.0981 | 1267192.7705 | 2684887.6831 | 1267195.0744
128 | 2684892.7417 | 1267172.0225 | 2684895.1692 | 1267169.0642 | 2684897.1378 | 1267164.6223 | 2684897.7318 | 1267162.5211
129 | 2684886.1734 | 1267203.4566 | 2684887.6831 | 1267195.0744
130 | 2684837.6495 | 1267274.7051 | 2684839.9546 | 1267261.8062
131 | 2684899.8633 | 1267154.9816 | 2684897.7318 | 1267162.5211
132 | 2684886.1734 | 1267203.4566 | 2684883.3038 | 1267219.3896 | 2684882.3764 | 1267228.2856
133 | 2684837.6495 | 1267274.7051 | 2684836.9592 | 1267278.5676
134 | 2684882.2311 | 1267229.6791 | 2684882.3764 | 1267228.2856
135 | 2684884.3478 | 1267248.8949 | 2684881.9287 | 1267244.3565 | 2684881.601 | 1267235.7227 | 2684882.2311 | 1267229.6791
136 | 2684899.8633 | 1267154.9816 | 2684902.1105 | 1267147.0328
137 | 2684902.1105 | 1267147.0328 | 2684907.3149 | 1267128.6238
138 | 2684834.7491 | 1267290.8748 | 2684833.6701 | 1267296.5164
139 | 2684834.7491 | 1267290.8748 | 2684834.913 | 1267290.0181 | 2684835.2229 | 1267288.2837
140 | 2684836.9592 | 1267278.5676 | 2684835.2229 | 1267288.2837
141 | 2684962.6847 | 1267195.7809 | 2684966.2239 | 1267186.2767 | 2684970.0415 | 1267174.1997 | 2684970.2901 | 1267173.0346
142 | 2684974.3613 | 1267146.1762 | 2684972.5117 | 1267162.626 | 2684970.2901 | 1267173.0346
143 | 2684975.156 | 1267135.3995 | 2684974.4628 | 1267145.2735 | 2684974.3613 | 1267146.1762
144 | 2685008.6445 | 1267104.8437 | 2685002.9028 | 1267105.1836 | 2684992.1664 | 1267109.4104 | 2684981.2358 | 1267118.2492 | 2684975.5328 | 1267130.0322 | 2684975.156 | 1267135.3995
145 | 2685102.7108 | 1267045.3136 | 2685115.321 | 1267051.9092
146 | 2685092.9764 | 1267038.1342 | 2685101.6449 | 1267044.7561 | 2685102.7108 | 1267045.3136
147 | 2685155.0795 | 1267062.7734 | 2685126.6996 | 1267057.8607 | 2685115.321 | 1267051.9092
148 | 2685092.9764 | 1267038.1342 | 2685089.4308 | 1267035.4257
149 | 2685155.0795 | 1267062.7734 | 2685157.9225 | 1267044.4388
150 | 2685155.0795 | 1267062.7734 | 2685154.0623 | 1267071.7103 | 2685151.6785 | 1267083.5299 | 2685147.8035 | 1267094.3382 | 2685144.8271 | 1267100.2668 | 2685140.8039 | 1267105.1683 | 2685137.2034 | 1267107.9075
151 | 2685089.4308 | 1267035.4257 | 2685086.0664 | 1267032.8556 | 2685086.0664 | 1267032.8556
152 | 2685162.4071 | 1267015.5186 | 2685157.9225 | 1267044.4388
153 | 2685137.2034 | 1267107.9075 | 2685139.5211 | 1267110.076 | 2685143.1208 | 1267116.2661 | 2685146.4081 | 1267126.3771 | 2685147.8929 | 1267135.6615 | 2685148.1891 | 1267143.3163 | 2685146.4961 | 1267147.1022
154 | 2685137.2034 | 1267107.9075 | 2685131.1103 | 1267112.1359
155 | 2685137.2034 | 1267107.9075 | 2685140.8039 | 1267105.1683 | 2685144.8271 | 1267100.2668 | 2685149.3027 | 1267102.622 | 2685154.6504 | 1267101.4092 | 2685163.7923 | 1267096.0366 | 2685166.8746 | 1267094.2574 | 2685170.0433 | 1267093.2689 | 2685176.7105 | 1267093.4874
156 | 2685078.7298 | 1267009.21 | 2685078.1985 | 1267014.0718 | 2685080.177 | 1267021.4951 | 2685086.0664 | 1267032.8556
157 | 2685162.4071 | 1267015.5186 | 2685164.0927 | 1267004.6482
158 | 2685176.7105 | 1267093.4874 | 2685182.8306 | 1267095.6217 | 2685188.1657 | 1267100.5025 | 2685191.1073 | 1267104.3035 | 2685193.1217 | 1267110.2706 | 2685195.4392 | 1267124.9713
159 | 2685176.7105 | 1267093.4874 | 2685177.9889 | 1267089.4136 | 2685183.9201 | 1267069.1496 | 2685189.9069 | 1267056.2868
160 | 2685189.9069 | 1267056.2868 | 2685193.3037 | 1267048.9889
161 | 2685116.1986 | 1267120.7615 | 2685124.2527 | 1267116.8949 | 2685131.1103 | 1267112.1359
162 | 2685083.5556 | 1266996.2496 | 2685079.2044 | 1267004.8678 | 2685078.7298 | 1267009.21
163 | 2685164.0927 | 1267004.6482 | 2685166.999 | 1266985.9058 | 2685167.1489 | 1266984.8775
164 | 2685201.292 | 1267018.341 | 2685197.097 | 1267040.839 | 2685193.3037 | 1267048.9889
165 | 2685089.8103 | 1267128.3415 | 2685101.6666 | 1267126.3328 | 2685112.8964 | 1267122.3468 | 2685116.1986 | 1267120.7615
166 | 2685087.2169 | 1266988.9976 | 2685083.5556 | 1266996.2496
167 | 2685036.9868 | 1266834.5802 | 2685044.9451 | 1266825.2535 | 2685060.5215 | 1266807.0186 | 2685098.4681 | 1266762.5515 | 2685118.785 | 1266740.3596 | 2685136.0768 | 1266725.897 | 2685154.0497 | 1266712.245 | 2685169.7351 | 1266703.6016
168 | 2685194.2754 | 1266691.5191 | 2685177.5693 | 1266699.2846 | 2685169.7351 | 1266703.6016
169 | 2685194.2754 | 1266691.5191 | 2685225.8288 | 1266676.4619 | 2685235.8073 | 1266670.034
170 | 2685194.2754 | 1266691.5191 | 2685189.2907 | 1266684.2415 | 2685171.6941 | 1266671.778 | 2685158.3854 | 1266665.0155
171 | 2685235.8073 | 1266670.034 | 2685245.0576 | 1266661.3716 | 2685245.0576 | 1266661.3716
172 | 2685147.3113 | 1266659.3884 | 2685158.3854 | 1266665.0155
173 | 2685262.7875 | 1266616.6026 | 2685259.5589 | 1266633.1915 | 2685255.615 | 1266644.0544 | 2685251.1406 | 1266652.5411 | 2685245.0576 | 1266661.3716
174 | 2685262.7875 | 1266616.6026 | 2685277.4075 | 1266536.9277 | 2685279.1906 | 1266527.6349 | 2685286.9023 | 1266529.0806 | 2685290.2716 | 1266530.9084 | 2685292.9612 | 1266533.4048 | 2685294.2288 | 1266539.4724
175 | 2685087.2169 | 1266988.9976 | 2685089.6114 | 1266984.2549
176 | 2685174.9377 | 1266936.7764 | 2685174.9445 | 1266936.7375
177 | 2685172.6637 | 1266949.8903 | 2685174.9377 | 1266936.7764
178 | 2685031.3709 | 1267018.2041 | 2685025.2223 | 1267036.3385 | 2685023.9044 | 1267039.727
179 | 2685013.518 | 1267066.4321 | 2685023.9044 | 1267039.727
180 | 2685008.6445 | 1267104.8437 | 2685008.8476 | 1267099.6202 | 2685009.1281 | 1267089.0269 | 2685010.3435 | 1267079.3811 | 2685012.565 | 1267068.8825 | 2685013.518 | 1267066.4321
181 | 2685008.6445 | 1267104.8437 | 2685019.7829 | 1267107.7284 | 2685033.7625 | 1267112.5
182 | 2685033.8237 | 1267112.5209 | 2685033.7625 | 1267112.5
183 | 2685086.5501 | 1267128.1096 | 2685084.7111 | 1267127.9789 | 2685080.8402 | 1267127.545 | 2685069.7832 | 1267124.7614 | 2685069.0679 | 1267124.518
184 | 2685089.8103 | 1267128.3415 | 2685086.5501 | 1267128.1096
185 | 2685089.8103 | 1267128.3415 | 2685089.4772 | 1267131.6059 | 2685088.5721 | 1267133.2831 | 2685084.0497 | 1267136.2649 | 2685081.4124 | 1267141.6534 | 2685079.2027 | 1267148.1599
186 | 2685079.2027 | 1267148.1599 | 2685079.1527 | 1267148.3071
187 | 2685083.1742 | 1267175.6171 | 2685095.1293 | 1267188.6885 | 2685097.8545 | 1267191.3076
188 | 2685083.1742 | 1267175.6171 | 2685097.1939 | 1267169.2249 | 2685106.0962 | 1267167.9298
189 | 2685097.8545 | 1267191.3076 | 2685100.3173 | 1267193.675
190 | 2685097.8545 | 1267191.3076 | 2685082.7632 | 1267205.3458
191 | 2685106.0962 | 1267167.9298 | 2685112.315 | 1267170.4488
192 | 2685165.3353 | 1267251.1274 | 2685144.8544 | 1267235.72 | 2685135.9774 | 1267227.9526 | 2685100.3173 | 1267193.675
193 | 2685065.3326 | 1267238.7997 | 2685061.1673 | 1267233.7135 | 2685060.2915 | 1267231.2767 | 2685061.1374 | 1267228.4756 | 2685067.118 | 1267219.8992 | 2685082.7632 | 1267205.3458
194 | 2685112.315 | 1267170.4488 | 2685118.9626 | 1267173.1415 | 2685139.1845 | 1267185.1312 | 2685148.4728 | 1267187.3445 | 2685154.7979 | 1267186.5599
195 | 2685165.3353 | 1267251.1274 | 2685156.878 | 1267264.9055 | 2685152.4839 | 1267268.3894
196 | 2685165.3353 | 1267251.1274 | 2685190.34 | 1267264.4984 | 2685207.9016 | 1267271.4238 | 2685227.1701 | 1267279.0188
197 | 2685177.4188 | 1267179.0711 | 2685157.146 | 1267186.2686 | 2685154.7979 | 1267186.5599
198 | 2685076.8744 | 1267255.4681 | 2685110.548 | 1267262.325 | 2685146.0535 | 1267268.4746 | 2685152.4839 | 1267268.3894
199 | 2685227.1701 | 1267279.0188 | 2685227.1701 | 1267279.0188 | 2685242.333 | 1267283.7425
200 | 2685252.5397 | 1267286.9222 | 2685242.333 | 1267283.7425
201 | 2685294.2288 | 1266539.4724 | 2685305.7079 | 1266538.1258 | 2685316.636 | 1266536.8714 | 2685318.6237 | 1266536.139
202 | 2685294.2288 | 1266539.4724 | 2685291.7987 | 1266551.1165
203 | 2685291.7987 | 1266551.1165 | 2685288.1136 | 1266568.7742 | 2685285.8411 | 1266586.4111 | 2685286.7957 | 1266591.7402 | 2685288.1517 | 1266594.8178 | 2685294.7689 | 1266600.6179 | 2685305.6589 | 1266604.6004 | 2685314.917 | 1266603.7556 | 2685341.5884 | 1266596.2568 | 2685343.9066 | 1266595.6516
204 | 2685395.4436 | 1266582.1979 | 2685343.9066 | 1266595.6516
205 | 2685201.292 | 1267018.341 | 2685202.6865 | 1267010.8623 | 2685203.3288 | 1267007.5264
206 | 2685203.3288 | 1267007.5264 | 2685208.4486 | 1266980.9325 | 2685208.4486 | 1266980.9325
207 | 2685218.9008 | 1266956.5036 | 2685208.4486 | 1266980.9325
208 | 2685218.9008 | 1266956.5036 | 2685222.9798 | 1266946.9704 | 2685226.1979 | 1266938.4754
209 | 2685226.1979 | 1266938.4754 | 2685227.1359 | 1266935.9993 | 2685232.5115 | 1266910.5644
210 | 2685170.9187 | 1266959.9532 | 2685170.0571 | 1266964.922 | 2685167.1489 | 1266984.8775
211 | 2685170.9187 | 1266959.9532 | 2685172.6637 | 1266949.8903
212 | 2685234.7128 | 1266900.1488 | 2685232.5115 | 1266910.5644
213 | 2685177.4188 | 1267179.0711 | 2685185.599 | 1267176.1669
214 | 2685203.4337 | 1267169.2504 | 2685198.5918 | 1267171.5541 | 2685185.599 | 1267176.1669
215 | 2685203.4337 | 1267169.2504 | 2685210.9028 | 1267165.6967
216 | 2685210.9028 | 1267165.6967 | 2685222.66 | 1267160.103 | 2685229.8484 | 1267155.1261
217 | 2685229.8484 | 1267155.1261 | 2685246.29 | 1267143.743
218 | 2685272.5822 | 1267124.7684 | 2685253.4506 | 1267138.7855 | 2685246.29 | 1267143.743
219 | 2685395.4436 | 1266582.1979 | 2685410.0525 | 1266578.3843
220 | 2685433.695 | 1266572.2124 | 2685410.0525 | 1266578.3843
221 | 2685433.695 | 1266572.2124 | 2685432.3534 | 1266568.1454 | 2685428.9219 | 1266558.1211 | 2685422.6717 | 1266549.8575 | 2685411.6072 | 1266529.3034 | 2685410.0406 | 1266526.2117 | 2685410.5943 | 1266522.8058 | 2685412.0619 | 1266519.2019 | 2685418.1227 | 1266511.9393 | 2685427.3265 | 1266503.9214 | 2685449.7556 | 1266488.235
222 | 2685433.695 | 1266572.2124 | 2685473.9855 | 1266562.2313 | 2685480.3458 | 1266558.7205 | 2685477.9693 | 1266536.157 | 2685475.2067 | 1266530.9128 | 2685473.2848 | 1266526.8818 | 2685460.6393 | 1266533.9046
223 | 2685460.6393 | 1266533.9046 | 2685455.7095 | 1266524.177
224 | 2685460.6393 | 1266533.9046 | 2685473.2848 | 1266526.8818 | 2685484.31 | 1266522.56 | 2685503.6772 | 1266520.3606 | 2685525.8916 | 1266518.0801 | 2685526.934 | 1266524.0889
225 | 2685460.6393 | 1266533.9046 | 2685473.2848 | 1266526.8818 | 2685475.2067 | 1266530.9128 | 2685477.9693 | 1266536.157 | 2685480.3458 | 1266558.7205 | 2685484.8219 | 1266559.5081 | 2685510.167 | 1266560.442 | 2685528.6711 | 1266561.6774 | 2685549.5067 | 1266566.7385 | 2685598.7878 | 1266569.7209 | 2685628.0448 | 1266573.9925 | 2685630.485 | 1266575.5068
226 | 2685460.6393 | 1266533.9046 | 2685454.627 | 1266537.0918
227 | 2685455.7095 | 1266524.177 | 2685453.4068 | 1266519.6331 | 2685453.228 | 1266518.4066
228 | 2685526.934 | 1266524.0889 | 2685527.422 | 1266526.787
229 | 2685538.1255 | 1266522.3272 | 2685526.934 | 1266524.0889
230 | 2685630.485 | 1266575.5068 | 2685690.4318 | 1266608.2905 | 2685691.089 | 1266608.7381
231 | 2685627.0484 | 1266503.0102 | 2685629.0301 | 1266509.1438 | 2685633.8694 | 1266520.1894 | 2685637.8573 | 1266531.8009 | 2685639.999 | 1266544.5532 | 2685638.2884 | 1266556.5936 | 2685632.2475 | 1266570.7841 | 2685630.485 | 1266575.5068
232 | 2685627.0484 | 1266503.0102 | 2685622.8082 | 1266503.0933 | 2685593.6574 | 1266503.6679
233 | 2685459.3432 | 1266504.2611 | 2685455.3706 | 1266508.2747 | 2685452.6122 | 1266514.1839 | 2685453.228 | 1266518.4066
234 | 2684907.8458 | 1267126.7458 | 2684907.3149 | 1267128.6238

## bus_geodata
| x | y | coords
0 | 2684344.4071 | 1267064.87
1 | 2684329.8301 | 1267089.1524
2 | 2684352.0137 | 1267112.0316
3 | 2684524.3148 | 1267099.2049
4 | 2684529.8155 | 1267157.7859
5 | 2684349.7953 | 1267122.9249
6 | 2684326.2397 | 1267208.7967
7 | 2684113.3739 | 1267308.1764
8 | 2684057.6617 | 1267326.9143
9 | 2684075.4255 | 1267318.8644
10 | 2684056.1533 | 1267327.6224
11 | 2684029.4198 | 1267367.3518
12 | 2684105.7729 | 1267362.4868
13 | 2684604.1393 | 1267139.7348
14 | 2684522.2084 | 1267346.35
15 | 2684574.9941 | 1267265.5516
16 | 2684720.8503 | 1267350.9642
17 | 2684767.2184 | 1267362.4192
18 | 2684775.2177 | 1267364.3567
19 | 2684824.6375 | 1267140.5733
20 | 2684761.2496 | 1267132.5465
21 | 2684817.3049 | 1267178.3094
22 | 2684840.2225 | 1267144.3454
23 | 2684732.0915 | 1267121.3123
24 | 2684790.0383 | 1267367.9465
25 | 2684818.8465 | 1267183.6691
26 | 2684860.049 | 1267149.144
27 | 2684927.7276 | 1267359.2232
28 | 2684903.5252 | 1267371.2571
29 | 2684960.6456 | 1267338.029
30 | 2684894.9045 | 1267379.8593
31 | 2684940.5333 | 1267295.8452
32 | 2684966.1369 | 1267365.1025
33 | 2684883.7067 | 1267383.0708
34 | 2684920.4603 | 1267318.6871
35 | 2684929.8249 | 1267287.2455
36 | 2684967.7579 | 1267399.4434
37 | 2684872.7488 | 1267378.1894
38 | 2684883.699 | 1267400.8935
39 | 2684940.0517 | 1267256.5584
40 | 2685051.0355 | 1267171.7011
41 | 2685060.4349 | 1267157.0194
42 | 2684865.4252 | 1267373.7211
43 | 2684883.6956 | 1267408.7829
44 | 2684940.0691 | 1267256.5116
45 | 2685071.542 | 1267166.2533
46 | 2685045.9948 | 1267140.8761
47 | 2684809.4299 | 1267373.3524
48 | 2684818.4145 | 1267351.0968
49 | 2684834.0526 | 1267359.4885
50 | 2684820.7666 | 1267345.5369
51 | 2684800.5551 | 1267416.4633
52 | 2684800.2415 | 1267424.203
53 | 2684834.46 | 1267359.7071
54 | 2684825.3313 | 1267333.1137
55 | 2684799.5506 | 1267441.2515
56 | 2684828.1927 | 1267322.527
57 | 2684828.3315 | 1267321.9203
58 | 2684828.8048 | 1267319.8526
59 | 2684846.6237 | 1267365.7134
60 | 2684831.0845 | 1267309.8934
61 | 2684851.1226 | 1267367.4847
62 | 2684837.5184 | 1267392.1705
63 | 2684894.9307 | 1267465.0446
64 | 2684889.3544 | 1267462.8386
65 | 2684878.1426 | 1267456.9834
66 | 2684904.7548 | 1267531.8478
67 | 2684902.9914 | 1267539.3062
68 | 2684871.1018 | 1267509.41
69 | 2684880.99 | 1267446.4757
70 | 2684874.8921 | 1267466.5146
71 | 2684898.4386 | 1267553.5464
72 | 2684868.5054 | 1267502.6482
73 | 2684883.6879 | 1267426.664
74 | 2684869.5323 | 1267482.2309
75 | 2684855.4394 | 1267520.159
76 | 2684883.694 | 1267412.6286
77 | 2684829.8781 | 1267519.4739
78 | 2684796.9997 | 1267502.0361
79 | 2684798.0455 | 1267477.3863
80 | 2684796.6438 | 1267510.4231
81 | 2684798.4602 | 1267467.6108
82 | 2684796.0847 | 1267520.0005
83 | 2684798.5471 | 1267465.5645
84 | 2684794.644 | 1267556.765
85 | 2684798.7216 | 1267461.451
86 | 2684793.971 | 1267573.9384
87 | 2684798.9864 | 1267455.1728
88 | 2684799.2364 | 1267449.0047
89 | 2684799.5346 | 1267441.6451
90 | 2684883.6944 | 1267411.5209
91 | 2684856.0366 | 1267369.4194
92 | 2684824.6419 | 1267389.5533
93 | 2684928.4918 | 1267050.8315
94 | 2684914.1027 | 1267077.3466
95 | 2684908.5778 | 1267089.2248
96 | 2684905.8243 | 1267095.1446
97 | 2685056.2031 | 1266917.1111
98 | 2685042.7094 | 1266886.216
99 | 2685067.4373 | 1266915.4603
100 | 2684896.437 | 1267105.267
101 | 2685001.0506 | 1266877.3622
102 | 2685023.4947 | 1266851.4325
103 | 2685041.8548 | 1266884.2594
104 | 2685095.448 | 1266902.1529
105 | 2685059.8208 | 1266950.4287
106 | 2684888.3152 | 1267108.2094
107 | 2684893.4802 | 1267022.4665
108 | 2684883.3499 | 1267051.5291
109 | 2685034.2481 | 1266866.843
110 | 2685029.3761 | 1266843.4997
111 | 2685106.6762 | 1266921.5325
112 | 2685042.3593 | 1266989.6895
113 | 2684881.4422 | 1267057.8775
114 | 2684868.394 | 1267106.463
115 | 2684867.4858 | 1267111.1085
116 | 2684834.3626 | 1267188.1641
117 | 2684852.522 | 1267191.4809
118 | 2684848.0965 | 1267216.2455
119 | 2684841.4994 | 1267253.1617
120 | 2684886.0094 | 1267178.329
121 | 2684892.7417 | 1267172.0225
122 | 2684887.6831 | 1267195.0744
123 | 2684839.9546 | 1267261.8062
124 | 2684897.7318 | 1267162.5211
125 | 2684886.1734 | 1267203.4566
126 | 2684837.6495 | 1267274.7051
127 | 2684882.3764 | 1267228.2856
128 | 2684882.2311 | 1267229.6791
129 | 2684884.3478 | 1267248.8949
130 | 2684899.8633 | 1267154.9816
131 | 2684902.1105 | 1267147.0328
132 | 2684833.6701 | 1267296.5164
133 | 2684834.7491 | 1267290.8748
134 | 2684835.2229 | 1267288.2837
135 | 2684836.9592 | 1267278.5676
136 | 2684962.6846 | 1267195.7809
137 | 2684970.2901 | 1267173.0346
138 | 2684974.3613 | 1267146.1762
139 | 2684975.156 | 1267135.3995
140 | 2685102.7108 | 1267045.3136
141 | 2685115.321 | 1267051.9092
142 | 2685092.9764 | 1267038.1342
143 | 2685155.0795 | 1267062.7734
144 | 2685089.4308 | 1267035.4257
145 | 2685157.9225 | 1267044.4388
146 | 2685137.2034 | 1267107.9075
147 | 2685086.0664 | 1267032.8556
148 | 2685162.4071 | 1267015.5186
149 | 2685176.7105 | 1267093.4874
150 | 2685195.4392 | 1267124.9713
151 | 2685189.9069 | 1267056.2868
152 | 2685146.4961 | 1267147.1022
153 | 2685131.1103 | 1267112.1359
154 | 2685078.7298 | 1267009.21
155 | 2685164.0927 | 1267004.6482
156 | 2685193.3037 | 1267048.9889
157 | 2685116.1986 | 1267120.7615
158 | 2685083.5556 | 1266996.2496
159 | 2685036.9868 | 1266834.5802
160 | 2685169.7351 | 1266703.6016
161 | 2685194.2754 | 1266691.5191
162 | 2685235.8073 | 1266670.034
163 | 2685158.3854 | 1266665.0155
164 | 2685245.0576 | 1266661.3716
165 | 2685147.3113 | 1266659.3884
166 | 2685262.7875 | 1266616.6026
167 | 2685109.918 | 1266937.8832
168 | 2685089.6114 | 1266984.2549
169 | 2685087.2169 | 1266988.9976
170 | 2685174.9445 | 1266936.7375
171 | 2685174.9377 | 1266936.7764
172 | 2685031.3709 | 1267018.2041
173 | 2685023.9044 | 1267039.727
174 | 2685013.518 | 1267066.4321
175 | 2685008.6445 | 1267104.8437
176 | 2685033.7625 | 1267112.5
177 | 2685033.8237 | 1267112.5209
178 | 2685069.0679 | 1267124.518
179 | 2685086.5501 | 1267128.1096
180 | 2685089.8103 | 1267128.3415
181 | 2685079.2027 | 1267148.1599
182 | 2685079.1527 | 1267148.3071
183 | 2685083.1742 | 1267175.6171
184 | 2685097.8545 | 1267191.3076
185 | 2685106.0962 | 1267167.9298
186 | 2685100.3173 | 1267193.675
187 | 2685082.7632 | 1267205.3458
188 | 2685112.315 | 1267170.4488
189 | 2685165.3353 | 1267251.1274
190 | 2685065.3326 | 1267238.7997
191 | 2685154.7979 | 1267186.5599
192 | 2685152.4839 | 1267268.3894
193 | 2685227.1701 | 1267279.0188
194 | 2685076.8744 | 1267255.4681
195 | 2685242.333 | 1267283.7425
196 | 2685294.2288 | 1266539.4724
197 | 2685318.6237 | 1266536.139
198 | 2685291.7987 | 1266551.1165
199 | 2685343.9066 | 1266595.6516
200 | 2685201.292 | 1267018.341
201 | 2685203.3288 | 1267007.5264
202 | 2685208.4486 | 1266980.9325
203 | 2685218.9008 | 1266956.5036
204 | 2685226.1979 | 1266938.4754
205 | 2685167.1489 | 1266984.8775
206 | 2685170.9187 | 1266959.9532
207 | 2685172.6637 | 1266949.8903
208 | 2685232.5115 | 1266910.5644
209 | 2685234.7128 | 1266900.1488
210 | 2685177.4188 | 1267179.0711
211 | 2685185.599 | 1267176.1669
212 | 2685203.4337 | 1267169.2504
213 | 2685210.9028 | 1267165.6967
214 | 2685252.5397 | 1267286.9222
215 | 2685229.8484 | 1267155.1261
216 | 2685246.29 | 1267143.743
217 | 2685272.5822 | 1267124.7684
218 | 2685395.4436 | 1266582.1979
219 | 2685410.0525 | 1266578.3843
220 | 2685433.695 | 1266572.2124
221 | 2685449.7556 | 1266488.235
222 | 2685460.6393 | 1266533.9046
223 | 2685455.7095 | 1266524.177
224 | 2685526.934 | 1266524.0889
225 | 2685630.485 | 1266575.5068
226 | 2685454.627 | 1266537.0918
227 | 2685691.089 | 1266608.7381
228 | 2685627.0484 | 1266503.0102
229 | 2685527.422 | 1266526.787
230 | 2685538.1255 | 1266522.3272
231 | 2685453.228 | 1266518.4066
232 | 2685593.6574 | 1266503.6679
233 | 2685459.3432 | 1266504.2611
234 | 2684907.3149 | 1267128.6238
235 | 2684907.8458 | 1267126.7458
236 | 2685008.6445 | 1267104.8437

## line_std_types
| c_nf_per_km | r_ohm_per_km | x_ohm_per_km | max_i_ka | type | q_mm2 | alpha | voltage_rating
NAYY 4x50 SE | 210 | 0.642 | 0.083 | 0.142 | cs | 50 | 0.00403 | LV
NAYY 4x120 SE | 264 | 0.225 | 0.08 | 0.242 | cs | 120 | 0.00403 | LV
NAYY 4x150 SE | 261 | 0.208 | 0.08 | 0.27 | cs | 150 | 0.00403 | LV
NA2XS2Y 1x95 RM/25 12/20 kV | 216 | 0.313 | 0.132 | 0.252 | cs | 95 | 0.00403 | MV
NA2XS2Y 1x185 RM/25 12/20 kV | 273 | 0.161 | 0.117 | 0.362 | cs | 185 | 0.00403 | MV
NA2XS2Y 1x240 RM/25 12/20 kV | 304 | 0.122 | 0.112 | 0.421 | cs | 240 | 0.00403 | MV
NA2XS2Y 1x95 RM/25 6/10 kV | 315 | 0.313 | 0.123 | 0.249 | cs | 95 | 0.00403 | MV
NA2XS2Y 1x185 RM/25 6/10 kV | 406 | 0.161 | 0.11 | 0.358 | cs | 185 | 0.00403 | MV
NA2XS2Y 1x240 RM/25 6/10 kV | 456 | 0.122 | 0.105 | 0.416 | cs | 240 | 0.00403 | MV
NA2XS2Y 1x150 RM/25 12/20 kV | 250 | 0.206 | 0.116 | 0.319 | cs | 150 | 0.00403 | MV
NA2XS2Y 1x120 RM/25 12/20 kV | 230 | 0.253 | 0.119 | 0.283 | cs | 120 | 0.00403 | MV
NA2XS2Y 1x70 RM/25 12/20 kV | 190 | 0.443 | 0.132 | 0.22 | cs | 70 | 0.00403 | MV
NA2XS2Y 1x150 RM/25 6/10 kV | 360 | 0.206 | 0.11 | 0.315 | cs | 150 | 0.00403 | MV
NA2XS2Y 1x120 RM/25 6/10 kV | 340 | 0.253 | 0.113 | 0.28 | cs | 120 | 0.00403 | MV
NA2XS2Y 1x70 RM/25 6/10 kV | 280 | 0.443 | 0.123 | 0.217 | cs | 70 | 0.00403 | MV
N2XS(FL)2Y 1x120 RM/35 64/110 kV | 112 | 0.153 | 0.166 | 0.366 | cs | 120 | 0.00393 | HV
N2XS(FL)2Y 1x185 RM/35 64/110 kV | 125 | 0.099 | 0.156 | 0.457 | cs | 185 | 0.00393 | HV
N2XS(FL)2Y 1x240 RM/35 64/110 kV | 135 | 0.075 | 0.149 | 0.526 | cs | 240 | 0.00393 | HV
N2XS(FL)2Y 1x300 RM/35 64/110 kV | 144 | 0.06 | 0.144 | 0.588 | cs | 300 | 0.00393 | HV
15-AL1/3-ST1A 0.4 | 11 | 1.8769 | 0.35 | 0.105 | ol | 16 | 0.00403 | LV
24-AL1/4-ST1A 0.4 | 11.25 | 1.2012 | 0.335 | 0.14 | ol | 24 | 0.00403 | LV
48-AL1/8-ST1A 0.4 | 12.2 | 0.5939 | 0.3 | 0.21 | ol | 48 | 0.00403 | LV
94-AL1/15-ST1A 0.4 | 13.2 | 0.306 | 0.29 | 0.35 | ol | 94 | 0.00403 | LV
34-AL1/6-ST1A 10.0 | 9.7 | 0.8342 | 0.36 | 0.17 | ol | 34 | 0.00403 | MV
48-AL1/8-ST1A 10.0 | 10.1 | 0.5939 | 0.35 | 0.21 | ol | 48 | 0.00403 | MV
70-AL1/11-ST1A 10.0 | 10.4 | 0.4132 | 0.339 | 0.29 | ol | 70 | 0.00403 | MV
94-AL1/15-ST1A 10.0 | 10.75 | 0.306 | 0.33 | 0.35 | ol | 94 | 0.00403 | MV
122-AL1/20-ST1A 10.0 | 11.1 | 0.2376 | 0.323 | 0.41 | ol | 122 | 0.00403 | MV
149-AL1/24-ST1A 10.0 | 11.25 | 0.194 | 0.315 | 0.47 | ol | 149 | 0.00403 | MV
34-AL1/6-ST1A 20.0 | 9.15 | 0.8342 | 0.382 | 0.17 | ol | 34 | 0.00403 | MV
48-AL1/8-ST1A 20.0 | 9.5 | 0.5939 | 0.372 | 0.21 | ol | 48 | 0.00403 | MV
70-AL1/11-ST1A 20.0 | 9.7 | 0.4132 | 0.36 | 0.29 | ol | 70 | 0.00403 | MV
94-AL1/15-ST1A 20.0 | 10 | 0.306 | 0.35 | 0.35 | ol | 94 | 0.00403 | MV
122-AL1/20-ST1A 20.0 | 10.3 | 0.2376 | 0.344 | 0.41 | ol | 122 | 0.00403 | MV
149-AL1/24-ST1A 20.0 | 10.5 | 0.194 | 0.337 | 0.47 | ol | 149 | 0.00403 | MV
184-AL1/30-ST1A 20.0 | 10.75 | 0.1571 | 0.33 | 0.535 | ol | 184 | 0.00403 | MV
243-AL1/39-ST1A 20.0 | 11 | 0.1188 | 0.32 | 0.645 | ol | 243 | 0.00403 | MV
48-AL1/8-ST1A 110.0 | 8 | 0.5939 | 0.46 | 0.21 | ol | 48 | 0.00403 | HV
70-AL1/11-ST1A 110.0 | 8.4 | 0.4132 | 0.45 | 0.29 | ol | 70 | 0.00403 | HV
94-AL1/15-ST1A 110.0 | 8.65 | 0.306 | 0.44 | 0.35 | ol | 94 | 0.00403 | HV
122-AL1/20-ST1A 110.0 | 8.5 | 0.2376 | 0.43 | 0.41 | ol | 122 | 0.00403 | HV
149-AL1/24-ST1A 110.0 | 8.75 | 0.194 | 0.41 | 0.47 | ol | 149 | 0.00403 | HV
184-AL1/30-ST1A 110.0 | 8.8 | 0.1571 | 0.4 | 0.535 | ol | 184 | 0.00403 | HV
243-AL1/39-ST1A 110.0 | 9 | 0.1188 | 0.39 | 0.645 | ol | 243 | 0.00403 | HV
305-AL1/39-ST1A 110.0 | 9.2 | 0.0949 | 0.38 | 0.74 | ol | 305 | 0.00403 | HV
490-AL1/64-ST1A 110.0 | 9.75 | 0.059 | 0.37 | 0.96 | ol | 490 | 0.00403 | HV
679-AL1/86-ST1A 110.0 | 9.95 | 0.042 | 0.36 | 1.15 | ol | 679 | 0.00403 | HV
490-AL1/64-ST1A 220.0 | 10 | 0.059 | 0.285 | 0.96 | ol | 490 | 0.00403 | HV
679-AL1/86-ST1A 220.0 | 11.7 | 0.042 | 0.275 | 1.15 | ol | 679 | 0.00403 | HV
490-AL1/64-ST1A 380.0 | 11 | 0.059 | 0.253 | 0.96 | ol | 490 | 0.00403 | HV
679-AL1/86-ST1A 380.0 | 14.6 | 0.042 | 0.25 | 1.15 | ol | 679 | 0.00403 | HV

## trafo_std_types
| i0_percent | pfe_kw | vkr_percent | sn_mva | vn_lv_kv | vn_hv_kv | vk_percent | shift_degree | vector_group | tap_side | tap_neutral | tap_min | tap_max | tap_step_degree | tap_step_percent | tap_phase_shifter
160 MVA 380/110 kV | 0.06 | 60 | 0.25 | 160 | 110 | 380 | 12.2 | 0 | Yy0 | hv | 0 | -9 | 9 | 0 | 1.5 | FALSE
100 MVA 220/110 kV | 0.06 | 55 | 0.26 | 100 | 110 | 220 | 12 | 0 | Yy0 | hv | 0 | -9 | 9 | 0 | 1.5 | FALSE
63 MVA 110/20 kV | 0.04 | 22 | 0.32 | 63 | 20 | 110 | 18 | 150 | YNd5 | hv | 0 | -9 | 9 | 0 | 1.5 | FALSE
40 MVA 110/20 kV | 0.05 | 18 | 0.34 | 40 | 20 | 110 | 16.2 | 150 | YNd5 | hv | 0 | -9 | 9 | 0 | 1.5 | FALSE
25 MVA 110/20 kV | 0.07 | 14 | 0.41 | 25 | 20 | 110 | 12 | 150 | YNd5 | hv | 0 | -9 | 9 | 0 | 1.5 | FALSE
63 MVA 110/10 kV | 0.04 | 22 | 0.32 | 63 | 10 | 110 | 18 | 150 | YNd5 | hv | 0 | -9 | 9 | 0 | 1.5 | FALSE
40 MVA 110/10 kV | 0.05 | 18 | 0.34 | 40 | 10 | 110 | 16.2 | 150 | YNd5 | hv | 0 | -9 | 9 | 0 | 1.5 | FALSE
25 MVA 110/10 kV | 0.07 | 14 | 0.41 | 25 | 10 | 110 | 12 | 150 | YNd5 | hv | 0 | -9 | 9 | 0 | 1.5 | FALSE
0.25 MVA 20/0.4 kV | 0.32 | 0.8 | 1.44 | 0.25 | 0.4 | 20 | 6 | 150 | Yzn5 | hv | 0 | -2 | 2 | 0 | 2.5 | FALSE
0.4 MVA 20/0.4 kV | 0.3375 | 1.35 | 1.425 | 0.4 | 0.4 | 20 | 6 | 150 | Dyn5 | hv | 0 | -2 | 2 | 0 | 2.5 | FALSE
0.63 MVA 20/0.4 kV | 0.2619 | 1.65 | 1.206 | 0.63 | 0.4 | 20 | 6 | 150 | Dyn5 | hv | 0 | -2 | 2 | 0 | 2.5 | FALSE
0.25 MVA 10/0.4 kV | 0.24 | 0.6 | 1.2 | 0.25 | 0.4 | 10 | 4 | 150 | Dyn5 | hv | 0 | -2 | 2 | 0 | 2.5 | FALSE
0.4 MVA 10/0.4 kV | 0.2375 | 0.95 | 1.325 | 0.4 | 0.4 | 10 | 4 | 150 | Dyn5 | hv | 0 | -2 | 2 | 0 | 2.5 | FALSE
0.63 MVA 10/0.4 kV | 0.1873 | 1.18 | 1.0794 | 0.63 | 0.4 | 10 | 4 | 150 | Dyn5 | hv | 0 | -2 | 2 | 0 | 2.5 | FALSE

## trafo3w_std_types
| sn_hv_mva | sn_mv_mva | sn_lv_mva | vn_hv_kv | vn_mv_kv | vn_lv_kv | vk_hv_percent | vk_mv_percent | vk_lv_percent | vkr_hv_percent | vkr_mv_percent | vkr_lv_percent | pfe_kw | i0_percent | shift_mv_degree | shift_lv_degree | vector_group | tap_side | tap_neutral | tap_min | tap_max | tap_step_percent
63/25/38 MVA 110/20/10 kV | 63 | 25 | 38 | 110 | 20 | 10 | 10.4 | 10.4 | 10.4 | 0.28 | 0.32 | 0.35 | 35 | 0.89 | 0 | 0 | YN0yn0yn0 | hv | 0 | -10 | 10 | 1.2
63/25/38 MVA 110/10/10 kV | 63 | 25 | 38 | 110 | 10 | 10 | 10.4 | 10.4 | 10.4 | 0.28 | 0.32 | 0.35 | 35 | 0.89 | 0 | 0 | YN0yn0yn0 | hv | 0 | -10 | 10 | 1.2

## fuse_std_types
| fuse_type | i_rated_a | t_avg | t_min | t_total | x_avg | x_min | x_total
HV 100A | HV 100A | 100 | 0 | [10.0, 3.64, 0.854, 0.281, 0.1, 0.0531, 0.022, 0.01] | [10.0, 4.267, 1.21, 0.403, 0.1, 0.058, 0.022, 0.01] | 0 | [300.0, 350.0, 450.0, 550.0, 700.0, 850.0, 1200.0, 1752.0] | [600.0, 700.0, 900.0, 1150.0, 1665.0, 2000.0, 3000.0, 4313.0]
HV 10A | HV 10A | 10 | 0 | [10.0, 1675.0, 0.344, 0.156, 0.1, 0.0417, 0.0171, 0.01] | [10.0, 1.3, 0.3, 0.155, 0.1, 0.0555, 0.023, 0.01] | 0 | [30.0, 32.0, 35.0, 37.0, 39.0, 50.0, 70.0, 88.0] | [60.0, 70.0, 80.0, 87.0, 94.0, 110.0, 150.0, 216.0]
HV 125A | HV 125A | 125 | 0 | [10.0, 1.82, 0.344, 0.1, 0.0467, 0.0269, 0.01] | [10.0, 2.478, 0.426, 0.1, 0.0427, 0.0211, 0.01] | 0 | [375.0, 500.0, 700.0, 925.0, 1200.0, 1500.0, 2341.0] | [750.0, 1000.0, 1500.0, 2200.0, 3000.0, 4000.0, 5765.0]
HV 160A | HV 160A | 160 | 0 | [10.0, 4.15, 1.03, 0.198, 0.1, 0.051, 0.0172, 0.01] | [10.0, 2.3, 0.734, 0.274, 0.1, 0.046, 0.0177, 0.01] | 0 | [480.0, 550.0, 700.0, 1000.0, 1260.0, 1600.0, 2500.0, 3227.0] | [960.0, 1300.0, 1700.0, 2200.0, 2996.0, 4000.0, 6000.0, 7946.0]
HV 16A | HV 16A | 16 | 0 | [10.0, 0.352, 0.164, 0.1, 0.0649, 0.0342, 0.01] | [10.0, 2.34, 0.722, 0.181, 0.1, 0.055, 0.0296, 0.01] | 0 | [48.0, 60.0, 65.0, 71.0, 80.0, 100.0, 162.0] | [96.0, 110.0, 125.0, 150.0, 168.0, 200.0, 250.0, 398.0]
HV 200A | HV 200A | 200 | 0 | [10.0, 4.267, 1.21, 0.403, 0.1, 0.058, 0.022, 0.01] | [10.0, 3.73, 1.654, 0.328, 0.1, 0.0531, 0.019, 0.01] | 0 | [600.0, 700.0, 900.0, 1150.0, 1665.0, 2000.0, 3000.0, 4313.0] | [1200.0, 1500.0, 1800.0, 2700.0, 3960.0, 5000.0, 7500.0, 10620.0]
HV 20A | HV 20A | 20 | 0 | [10.0, 1.3, 0.3, 0.155, 0.1, 0.0555, 0.023, 0.01] | [10.0, 1.3, 0.161, 0.1, 0.0611, 0.0399, 0.0141, 0.01] | 0 | [60.0, 70.0, 80.0, 87.0, 94.0, 110.0, 150.0, 216.0] | [120.0, 150.0, 200.0, 223.0, 260.0, 300.0, 450.0, 532.0]
HV 25A | HV 25A | 25 | 0 | [10.0, 2.512, 0.833, 0.299, 0.1, 0.0372, 0.0223, 0.01] | [10.0, 3.125, 0.597, 0.198, 0.1, 0.0378, 0.022, 0.01] | 0 | [75.0, 82.0, 90.0, 100.0, 124.0, 170.0, 200.0, 289.0] | [150.0, 170.0, 210.0, 250.0, 294.0, 400.0, 500.0, 711.0]
HV 31.5A | HV 31.5A | 31.5 | 0 | [10.0, 2.34, 0.722, 0.181, 0.1, 0.055, 0.0296, 0.01] | [10.0, 2.84, 0.368, 0.164, 0.1, 0.0621, 0.0378, 0.0195, 0.01] | 0 | [95.0, 110.0, 125.0, 150.0, 165.0, 200.0, 250.0, 390.0] | [189.0, 220.0, 300.0, 350.0, 393.0, 450.0, 530.0, 700.0, 960.0]
HV 40A | HV 40A | 40 | 0 | [10.0, 1.3, 0.161, 0.1, 0.0611, 0.0399, 0.0141, 0.01] | [10.0, 2.05, 0.369, 0.198, 0.1, 0.051, 0.0298, 0.01] | 0 | [120.0, 150.0, 200.0, 223.0, 260.0, 300.0, 450.0, 532.0] | [240.0, 300.0, 400.0, 450.0, 530.0, 650.0, 800.0, 1311.0]
HV 50A | HV 50A | 50 | 0 | [10.0, 3.215, 0.597, 0.198, 0.1, 0.0378, 0.022, 0.01] | [10.0, 3.64, 0.854, 0.281, 0.1, 0.0531, 0.022, 0.01] | 0 | [150.0, 170.0, 210.0, 250.0, 294.0, 400.0, 500.0, 711.0] | [300.0, 350.0, 450.0, 550.0, 700.0, 850.0, 1200.0, 1752.0]
HV 6.3A | HV 6.3A | 6.3 | 0 | [10.0, 1.39, 0.344, 0.168, 0.1, 0.056, 0.0263, 0.01] | [10.0, 1.711, 0.516, 0.198, 0.1, 0.0634, 0.0303, 0.01] | 0 | [19.0, 19.5, 20.4, 20.8, 22.0, 25.0, 32.0, 48.0] | [38.0, 40.0, 43.0, 48.0, 53.0, 60.0, 75.0, 118.0]
HV 63A | HV 63A | 63 | 0 | [10.0, 2.84, 0.368, 0.164, 0.1, 0.0621, 0.0378, 0.0195, 0.01] | [10.0, 1.82, 0.344, 0.1, 0.0467, 0.0269, 0.01] | 0 | [189.0, 220.0, 300.0, 350.0, 393.0, 450.0, 530.0, 700.0, 961.0] | [378.0, 500.0, 700.0, 934.0, 1200.0, 1500.0, 2366.0]
HV 80A | HV 80A | 80 | 0 | [10.0, 2.05, 0.369, 0.198, 0.1, 0.051, 0.0298, 0.01] | [10.0, 4.15, 1.03, 0.198, 0.1, 0.051, 0.0172, 0.01] | 0 | [240.0, 300.0, 400.0, 450.0, 530.0, 650.0, 800.0, 1311.0] | [480.0, 550.0, 700.0, 1000.0, 1260.0, 1600.0, 2500.0, 3227.0]
Siemens NH-1-100 | Siemens NH-1-100 | 100 | [5400.0, 2000.0, 400.0, 20.0, 1.0, 0.2, 0.012, 0.004] | 0 | 0 | [150.0, 190.0, 250.0, 430.0, 900.0, 1250.0, 2700.0, 3600.0] | 0 | 0
Siemens NH-1-125 | Siemens NH-1-125 | 125 | [4800.0, 120.0, 7.0, 0.1, 0.004] | 0 | 0 | [180.0, 400.0, 740.0, 2000.0, 4250.0] | 0 | 0
Siemens NH-1-16 | Siemens NH-1-16 | 16 | [4000.0, 400.0, 2.0, 0.1, 0.04, 0.01] | 0 | 0 | [26.0, 35.0, 75.0, 150.0, 200.0, 300.0] | 0 | 0
Siemens NH-1-160 | Siemens NH-1-160 | 160 | [4800.0, 120.0, 7.0, 0.1, 0.004] | 0 | 0 | [210.0, 500.0, 900.0, 2300.0, 5000.0] | 0 | 0
Siemens NH-1-25 | Siemens NH-1-25 | 25 | [4000.0, 1000.0, 10.0, 0.2, 0.02, 0.01] | 0 | 0 | [40.0, 50.0, 100.0, 210.0, 400.0, 500.0] | 0 | 0
Siemens NH-1-50 | Siemens NH-1-50 | 50 | [4000.0, 40.0, 4.0, 1.0, 0.02, 0.01] | 0 | 0 | [86.0, 200.0, 300.0, 400.0, 1000.0, 1280.0] | 0 | 0
Siemens NH-1-63 | Siemens NH-1-63 | 63 | [4000.0, 100.0, 10.0, 2.0, 0.04, 0.01] | 0 | 0 | [100.0, 200.0, 300.0, 400.0, 1000.0, 1500.0] | 0 | 0
Siemens NH-1-80 | Siemens NH-1-80 | 80 | [4800.0, 120.0, 7.0, 0.1, 0.01] | 0 | 0 | [150.58, 250.0, 450.0, 1150.0, 2470.0] | 0 | 0
Siemens NH-2-1000 | Siemens NH-2-1000 | 1000 | [4800.0, 120.0, 7.0, 0.1, 0.004] | 0 | 0 | [1900.0, 3500.0, 8400.0, 24000.0, 52000.0] | 0 | 0
Siemens NH-2-200 | Siemens NH-2-200 | 200 | [4800.0, 120.0, 7.0, 0.1, 0.004] | 0 | 0 | [280.0, 650.0, 1200.0, 3000.0, 7000.0] | 0 | 0
Siemens NH-2-224 | Siemens NH-2-224 | 224 | [4800.0, 120.0, 7.0, 0.2, 0.04, 0.004] | 0 | 0 | [400.0, 750.0, 1453.0, 3025.0, 4315.0, 7600.0] | 0 | 0
Siemens NH-2-250 | Siemens NH-2-250 | 250 | [4800.0, 120.0, 7.0, 0.1, 0.004] | 0 | 0 | [450.0, 800.0, 1650.0, 4000.0, 8500.0] | 0 | 0
Siemens NH-2-315 | Siemens NH-2-315 | 315 | [4800.0, 120.0, 7.0, 0.1, 0.004] | 0 | 0 | [550.0, 920.0, 1900.0, 5000.0, 11000.0] | 0 | 0
Siemens NH-2-355 | Siemens NH-2-355 | 355 | [4800.0, 120.0, 6.0, 0.1, 0.004] | 0 | 0 | [650.0, 1116.27, 2350.0, 5840.0, 12790.0] | 0 | 0
Siemens NH-2-400 | Siemens NH-2-400 | 400 | [4800.0, 120.0, 7.0, 0.1, 0.004] | 0 | 0 | [720.0, 1350.0, 2800.0, 6500.0, 15000.0] | 0 | 0
Siemens NH-2-425 | Siemens NH-2-425 | 425 | [4800.0, 120.0, 7.0, 0.1, 0.004] | 0 | 0 | [850.0, 1500.0, 3050.0, 7500.0, 16500.0] | 0 | 0
Siemens NH-2-630 | Siemens NH-2-630 | 630 | [4800.0, 120.0, 7.0, 0.1, 0.004] | 0 | 0 | [1200.0, 2000.0, 4800.0, 12000.0, 26000.0] | 0 | 0

## dtypes
| element | column | dtype
0 | bus | name | object
1 | bus | vn_kv | float64
2 | bus | type | object
3 | bus | zone | object
4 | bus | in_service | bool
5 | load | name | object
6 | load | bus | uint32
7 | load | p_mw | float64
8 | load | q_mvar | float64
9 | load | const_z_percent | float64
10 | load | const_i_percent | float64
11 | load | sn_mva | float64
12 | load | scaling | float64
13 | load | in_service | bool
14 | load | type | object
15 | ext_grid | name | object
16 | ext_grid | bus | uint32
17 | ext_grid | vm_pu | float64
18 | ext_grid | va_degree | float64
19 | ext_grid | slack_weight | float64
20 | ext_grid | in_service | bool
21 | line | name | object
22 | line | std_type | object
23 | line | from_bus | uint32
24 | line | to_bus | uint32
25 | line | length_km | float64
26 | line | r_ohm_per_km | float64
27 | line | x_ohm_per_km | float64
28 | line | c_nf_per_km | float64
29 | line | g_us_per_km | float64
30 | line | max_i_ka | float64
31 | line | df | float64
32 | line | parallel | uint32
33 | line | type | object
34 | line | in_service | bool
35 | trafo | name | object
36 | trafo | std_type | object
37 | trafo | hv_bus | uint32
38 | trafo | lv_bus | uint32
39 | trafo | sn_mva | float64
40 | trafo | vn_hv_kv | float64
41 | trafo | vn_lv_kv | float64
42 | trafo | vk_percent | float64
43 | trafo | vkr_percent | float64
44 | trafo | pfe_kw | float64
45 | trafo | i0_percent | float64
46 | trafo | shift_degree | float64
47 | trafo | tap_side | object
48 | trafo | tap_neutral | int32
49 | trafo | tap_min | int32
50 | trafo | tap_max | int32
51 | trafo | tap_step_percent | float64
52 | trafo | tap_step_degree | float64
53 | trafo | tap_pos | int32
54 | trafo | tap_phase_shifter | bool
55 | trafo | parallel | uint32
56 | trafo | df | float64
57 | trafo | in_service | bool
58 | line_geodata | coords | object
59 | bus_geodata | x | float64
60 | bus_geodata | y | float64
61 | bus_geodata | coords | object

## parameters
| version | format_version | converged | OPF_converged | name | f_hz | sn_mva
0 | 2.14.6 | 2.14.0 | FALSE | FALSE |  | 50 | 1