## bus
| name | vn_kv | type | zone | in_service
0 | bus_LV_5711-4_0_11_node_0 | 0.4 | n |  | TRUE
1 | bus_LV_5711-4_0_11_node_1 | 0.4 | n |  | TRUE
2 | bus_LV_5711-4_0_11_node_2 | 0.4 | n |  | TRUE
3 | bus_LV_5711-4_0_11_node_3 | 0.4 | n |  | TRUE
4 | bus_LV_5711-4_0_11_node_4 | 0.4 | n |  | TRUE
5 | bus_LV_5711-4_0_11_node_163 | 0.4 | n |  | TRUE
6 | bus_LV_5711-4_0_11_node_133 | 0.4 | n |  | TRUE
7 | bus_LV_5711-4_0_11_node_108 | 0.4 | n |  | TRUE
8 | bus_LV_5711-4_0_11_node_23 | 0.4 | n |  | TRUE
9 | bus_LV_5711-4_0_11_node_42 | 0.4 | n |  | TRUE
10 | bus_LV_5711-4_0_11_node_18 | 0.4 | n |  | TRUE
11 | bus_LV_5711-4_0_11_node_22 | 0.4 | n |  | TRUE
12 | bus_LV_5711-4_0_11_node_37 | 0.4 | n |  | TRUE
13 | bus_LV_5711-4_0_11_node_107 | 0.4 | n |  | TRUE
14 | bus_LV_5711-4_0_11_node_106 | 0.4 | n |  | TRUE
15 | bus_LV_5711-4_0_11_node_117 | 0.4 | n |  | TRUE
16 | bus_LV_5711-4_0_11_node_24 | 0.4 | n |  | TRUE
17 | bus_LV_5711-4_0_11_node_5 | 0.4 | n |  | TRUE
18 | bus_LV_5711-4_0_11_node_6 | 0.4 | n |  | TRUE
19 | bus_LV_5711-4_0_11_node_7 | 0.4 | n |  | TRUE
20 | bus_LV_5711-4_0_11_node_8 | 0.4 | n |  | TRUE
21 | bus_LV_5711-4_0_11_node_14 | 0.4 | n |  | TRUE
22 | bus_LV_5711-4_0_11_node_15 | 0.4 | n |  | TRUE
23 | bus_LV_5711-4_0_11_node_13 | 0.4 | n |  | TRUE
24 | bus_LV_5711-4_0_11_node_11 | 0.4 | n |  | TRUE
25 | bus_LV_5711-4_0_11_node_9 | 0.4 | n |  | TRUE
26 | bus_LV_5711-4_0_11_node_10 | 0.4 | n |  | TRUE
27 | bus_LV_5711-4_0_11_node_12 | 0.4 | n |  | TRUE
28 | bus_LV_5711-4_0_11_node_36 | 0.4 | n |  | TRUE
29 | bus_LV_5711-4_0_11_node_38 | 0.4 | n |  | TRUE
30 | bus_LV_5711-4_0_11_node_16 | 0.4 | n |  | TRUE
31 | bus_LV_5711-4_0_11_node_17 | 0.4 | n |  | TRUE
32 | bus_LV_5711-4_0_11_node_26 | 0.4 | n |  | TRUE
33 | bus_LV_5711-4_0_11_node_28 | 0.4 | n |  | TRUE
34 | bus_LV_5711-4_0_11_node_25 | 0.4 | n |  | TRUE
35 | bus_LV_5711-4_0_11_node_45 | 0.4 | n |  | TRUE
36 | bus_LV_5711-4_0_11_node_46 | 0.4 | n |  | TRUE
37 | bus_LV_5711-4_0_11_node_88 | 0.4 | n |  | TRUE
38 | bus_LV_5711-4_0_11_node_20 | 0.4 | n |  | TRUE
39 | bus_LV_5711-4_0_11_node_44 | 0.4 | n |  | TRUE
40 | bus_LV_5711-4_0_11_node_21 | 0.4 | n |  | TRUE
41 | bus_LV_5711-4_0_11_node_43 | 0.4 | n |  | TRUE
42 | bus_LV_5711-4_0_11_node_50 | 0.4 | n |  | TRUE
43 | bus_LV_5711-4_0_11_node_47 | 0.4 | n |  | TRUE
44 | bus_LV_5711-4_0_11_node_115 | 0.4 | n |  | TRUE
45 | bus_LV_5711-4_0_11_node_190 | 0.4 | n |  | TRUE
46 | bus_LV_5711-4_0_11_node_48 | 0.4 | n |  | TRUE
47 | bus_LV_5711-4_0_11_node_114 | 0.4 | n |  | TRUE
48 | bus_LV_5711-4_0_11_node_27 | 0.4 | n |  | TRUE
49 | bus_LV_5711-4_0_11_node_29 | 0.4 | n |  | TRUE
50 | bus_LV_5711-4_0_11_node_76 | 0.4 | n |  | TRUE
51 | bus_LV_5711-4_0_11_node_74 | 0.4 | n |  | TRUE
52 | bus_LV_5711-4_0_11_node_34 | 0.4 | n |  | TRUE
53 | bus_LV_5711-4_0_11_node_35 | 0.4 | n |  | TRUE
54 | bus_LV_5711-4_0_11_node_30 | 0.4 | n |  | TRUE
55 | bus_LV_5711-4_0_11_node_31 | 0.4 | n |  | TRUE
56 | bus_LV_5711-4_0_11_node_32 | 0.4 | n |  | TRUE
57 | bus_LV_5711-4_0_11_node_33 | 0.4 | n |  | TRUE
58 | bus_LV_5711-4_0_11_node_119 | 0.4 | n |  | TRUE
59 | bus_LV_5711-4_0_11_node_186 | 0.4 | n |  | TRUE
60 | bus_LV_5711-4_0_11_node_116 | 0.4 | n |  | TRUE
61 | bus_LV_5711-4_0_11_node_41 | 0.4 | n |  | TRUE
62 | bus_LV_5711-4_0_11_node_192 | 0.4 | n |  | TRUE
63 | bus_LV_5711-4_0_11_node_121 | 0.4 | n |  | TRUE
64 | bus_LV_5711-4_0_11_node_191 | 0.4 | n |  | TRUE
65 | bus_LV_5711-4_0_11_node_111 | 0.4 | n |  | TRUE
66 | bus_LV_5711-4_0_11_node_109 | 0.4 | n |  | TRUE
67 | bus_LV_5711-4_0_11_node_39 | 0.4 | n |  | TRUE
68 | bus_LV_5711-4_0_11_node_40 | 0.4 | n |  | TRUE
69 | bus_LV_5711-4_0_11_node_51 | 0.4 | n |  | TRUE
70 | bus_LV_5711-4_0_11_node_52 | 0.4 | n |  | TRUE
71 | bus_LV_5711-4_0_11_node_53 | 0.4 | n |  | TRUE
72 | bus_LV_5711-4_0_11_node_70 | 0.4 | n |  | TRUE
73 | bus_LV_5711-4_0_11_node_73 | 0.4 | n |  | TRUE
74 | bus_LV_5711-4_0_11_node_68 | 0.4 | n |  | TRUE
75 | bus_LV_5711-4_0_11_node_110 | 0.4 | n |  | TRUE
76 | bus_LV_5711-4_0_11_node_49 | 0.4 | n |  | TRUE
77 | bus_LV_5711-4_0_11_node_141 | 0.4 | n |  | TRUE
78 | bus_LV_5711-4_0_11_node_166 | 0.4 | n |  | TRUE
79 | bus_LV_5711-4_0_11_node_140 | 0.4 | n |  | TRUE
80 | bus_LV_5711-4_0_11_node_167 | 0.4 | n |  | TRUE
81 | bus_LV_5711-4_0_11_node_164 | 0.4 | n |  | TRUE
82 | bus_LV_5711-4_0_11_node_185 | 0.4 | n |  | TRUE
83 | bus_LV_5711-4_0_11_node_72 | 0.4 | n |  | TRUE
84 | bus_LV_5711-4_0_11_node_54 | 0.4 | n |  | TRUE
85 | bus_LV_5711-4_0_11_node_55 | 0.4 | n |  | TRUE
86 | bus_LV_5711-4_0_11_node_56 | 0.4 | n |  | TRUE
87 | bus_LV_5711-4_0_11_node_57 | 0.4 | n |  | TRUE
88 | bus_LV_5711-4_0_11_node_58 | 0.4 | n |  | TRUE
89 | bus_LV_5711-4_0_11_node_59 | 0.4 | n |  | TRUE
90 | bus_LV_5711-4_0_11_node_60 | 0.4 | n |  | TRUE
91 | bus_LV_5711-4_0_11_node_61 | 0.4 | n |  | TRUE
92 | bus_LV_5711-4_0_11_node_62 | 0.4 | n |  | TRUE
93 | bus_LV_5711-4_0_11_node_63 | 0.4 | n |  | TRUE
94 | bus_LV_5711-4_0_11_node_64 | 0.4 | n |  | TRUE
95 | bus_LV_5711-4_0_11_node_65 | 0.4 | n |  | TRUE
96 | bus_LV_5711-4_0_11_node_66 | 0.4 | n |  | TRUE
97 | bus_LV_5711-4_0_11_node_67 | 0.4 | n |  | TRUE
98 | bus_LV_5711-4_0_11_node_93 | 0.4 | n |  | TRUE
99 | bus_LV_5711-4_0_11_node_69 | 0.4 | n |  | TRUE
100 | bus_LV_5711-4_0_11_node_71 | 0.4 | n |  | TRUE
101 | bus_LV_5711-4_0_11_node_92 | 0.4 | n |  | TRUE
102 | bus_LV_5711-4_0_11_node_87 | 0.4 | n |  | TRUE
103 | bus_LV_5711-4_0_11_node_94 | 0.4 | n |  | TRUE
104 | bus_LV_5711-4_0_11_node_86 | 0.4 | n |  | TRUE
105 | bus_LV_5711-4_0_11_node_75 | 0.4 | n |  | TRUE
106 | bus_LV_5711-4_0_11_node_77 | 0.4 | n |  | TRUE
107 | bus_LV_5711-4_0_11_node_84 | 0.4 | n |  | TRUE
108 | bus_LV_5711-4_0_11_node_82 | 0.4 | n |  | TRUE
109 | bus_LV_5711-4_0_11_node_78 | 0.4 | n |  | TRUE
110 | bus_LV_5711-4_0_11_node_79 | 0.4 | n |  | TRUE
111 | bus_LV_5711-4_0_11_node_80 | 0.4 | n |  | TRUE
112 | bus_LV_5711-4_0_11_node_81 | 0.4 | n |  | TRUE
113 | bus_LV_5711-4_0_11_node_90 | 0.4 | n |  | TRUE
114 | bus_LV_5711-4_0_11_node_83 | 0.4 | n |  | TRUE
115 | bus_LV_5711-4_0_11_node_91 | 0.4 | n |  | TRUE
116 | bus_LV_5711-4_0_11_node_89 | 0.4 | n |  | TRUE
117 | bus_LV_5711-4_0_11_node_85 | 0.4 | n |  | TRUE
118 | bus_LV_5711-4_0_11_node_158 | 0.4 | n |  | TRUE
119 | bus_LV_5711-4_0_11_node_188 | 0.4 | n |  | TRUE
120 | bus_LV_5711-4_0_11_node_157 | 0.4 | n |  | TRUE
121 | bus_LV_5711-4_0_11_node_95 | 0.4 | n |  | TRUE
122 | bus_LV_5711-4_0_11_node_96 | 0.4 | n |  | TRUE
123 | bus_LV_5711-4_0_11_node_97 | 0.4 | n |  | TRUE
124 | bus_LV_5711-4_0_11_node_99 | 0.4 | n |  | TRUE
125 | bus_LV_5711-4_0_11_node_197 | 0.4 | n |  | TRUE
126 | bus_LV_5711-4_0_11_node_198 | 0.4 | n |  | TRUE
127 | bus_LV_5711-4_0_11_node_98 | 0.4 | n |  | TRUE
128 | bus_LV_5711-4_0_11_node_100 | 0.4 | n |  | TRUE
129 | bus_LV_5711-4_0_11_node_101 | 0.4 | n |  | TRUE
130 | bus_LV_5711-4_0_11_node_104 | 0.4 | n |  | TRUE
131 | bus_LV_5711-4_0_11_node_102 | 0.4 | n |  | TRUE
132 | bus_LV_5711-4_0_11_node_103 | 0.4 | n |  | TRUE
133 | bus_LV_5711-4_0_11_node_105 | 0.4 | n |  | TRUE
134 | bus_LV_5711-4_0_11_node_184 | 0.4 | n |  | TRUE
135 | bus_LV_5711-4_0_11_node_172 | 0.4 | n |  | TRUE
136 | bus_LV_5711-4_0_11_node_155 | 0.4 | n |  | TRUE
137 | bus_LV_5711-4_0_11_node_173 | 0.4 | n |  | TRUE
138 | bus_LV_5711-4_0_11_node_171 | 0.4 | n |  | TRUE
139 | bus_LV_5711-4_0_11_node_112 | 0.4 | n |  | TRUE
140 | bus_LV_5711-4_0_11_node_113 | 0.4 | n |  | TRUE
141 | bus_LV_5711-4_0_11_node_122 | 0.4 | n |  | TRUE
142 | bus_LV_5711-4_0_11_node_193 | 0.4 | n |  | TRUE
143 | bus_LV_5711-4_0_11_node_120 | 0.4 | n |  | TRUE
144 | bus_LV_5711-4_0_11_node_118 | 0.4 | n |  | TRUE
145 | bus_LV_5711-4_0_11_node_180 | 0.4 | n |  | TRUE
146 | bus_LV_5711-4_0_11_node_179 | 0.4 | n |  | TRUE
147 | bus_LV_5711-4_0_11_node_123 | 0.4 | n |  | TRUE
148 | bus_LV_5711-4_0_11_node_124 | 0.4 | n |  | TRUE
149 | bus_LV_5711-4_0_11_node_125 | 0.4 | n |  | TRUE
150 | bus_LV_5711-4_0_11_node_126 | 0.4 | n |  | TRUE
151 | bus_LV_5711-4_0_11_node_127 | 0.4 | n |  | TRUE
152 | bus_LV_5711-4_0_11_node_132 | 0.4 | n |  | TRUE
153 | bus_LV_5711-4_0_11_node_178 | 0.4 | n |  | TRUE
154 | bus_LV_5711-4_0_11_node_174 | 0.4 | n |  | TRUE
155 | bus_LV_5711-4_0_11_node_130 | 0.4 | n |  | TRUE
156 | bus_LV_5711-4_0_11_node_159 | 0.4 | n |  | TRUE
157 | bus_LV_5711-4_0_11_node_177 | 0.4 | n |  | TRUE
158 | bus_LV_5711-4_0_11_node_128 | 0.4 | n |  | TRUE
159 | bus_LV_5711-4_0_11_node_129 | 0.4 | n |  | TRUE
160 | bus_LV_5711-4_0_11_node_131 | 0.4 | n |  | TRUE
161 | bus_LV_5711-4_0_11_node_142 | 0.4 | n |  | TRUE
162 | bus_LV_5711-4_0_11_node_143 | 0.4 | n |  | TRUE
163 | bus_LV_5711-4_0_11_node_134 | 0.4 | n |  | TRUE
164 | bus_LV_5711-4_0_11_node_135 | 0.4 | n |  | TRUE
165 | bus_LV_5711-4_0_11_node_136 | 0.4 | n |  | TRUE
166 | bus_LV_5711-4_0_11_node_137 | 0.4 | n |  | TRUE
167 | bus_LV_5711-4_0_11_node_138 | 0.4 | n |  | TRUE
168 | bus_LV_5711-4_0_11_node_139 | 0.4 | n |  | TRUE
169 | bus_LV_5711-4_0_11_node_162 | 0.4 | n |  | TRUE
170 | bus_LV_5711-4_0_11_node_170 | 0.4 | n |  | TRUE
171 | bus_LV_5711-4_0_11_node_168 | 0.4 | n |  | TRUE
172 | bus_LV_5711-4_0_11_node_175 | 0.4 | n |  | TRUE
173 | bus_LV_5711-4_0_11_node_181 | 0.4 | n |  | TRUE
174 | bus_LV_5711-4_0_11_node_161 | 0.4 | n |  | TRUE
175 | bus_LV_5711-4_0_11_node_183 | 0.4 | n |  | TRUE
176 | bus_LV_5711-4_0_11_node_149 | 0.4 | n |  | TRUE
177 | bus_LV_5711-4_0_11_node_169 | 0.4 | n |  | TRUE
178 | bus_LV_5711-4_0_11_node_176 | 0.4 | n |  | TRUE
179 | bus_LV_5711-4_0_11_node_196 | 0.4 | n |  | TRUE
180 | bus_LV_5711-4_0_11_node_144 | 0.4 | n |  | TRUE
181 | bus_LV_5711-4_0_11_node_145 | 0.4 | n |  | TRUE
182 | bus_LV_5711-4_0_11_node_189 | 0.4 | n |  | TRUE
183 | bus_LV_5711-4_0_11_node_153 | 0.4 | n |  | TRUE
184 | bus_LV_5711-4_0_11_node_154 | 0.4 | n |  | TRUE
185 | bus_LV_5711-4_0_11_node_146 | 0.4 | n |  | TRUE
186 | bus_LV_5711-4_0_11_node_147 | 0.4 | n |  | TRUE
187 | bus_LV_5711-4_0_11_node_148 | 0.4 | n |  | TRUE
188 | bus_LV_5711-4_0_11_node_150 | 0.4 | n |  | TRUE
189 | bus_LV_5711-4_0_11_node_152 | 0.4 | n |  | TRUE
190 | bus_LV_5711-4_0_11_node_182 | 0.4 | n |  | TRUE
191 | bus_LV_5711-4_0_11_node_187 | 0.4 | n |  | TRUE
192 | bus_LV_5711-4_0_11_node_156 | 0.4 | n |  | TRUE
193 | bus_LV_5711-4_0_11_node_194 | 0.4 | n |  | TRUE
194 | bus_LV_5711-4_0_11_node_160 | 0.4 | n |  | TRUE
195 | bus_LV_5711-4_0_11_node_195 | 0.4 | n |  | TRUE
196 | bus_LV_5711-4_0_11_node_165 | 0.4 | n |  | TRUE
197 | bus_MV_453_0_node_124 | 20 | n |  | TRUE

## load
| name | bus | p_mw | q_mvar | const_z_percent | const_i_percent | sn_mva | scaling | in_service | type
0 | LV_5711-4_0_11_load_0 | 0 | 0.0022373 | 0.00056073 | 0 | 0 |  | 1 | TRUE | wye
1 | LV_5711-4_0_11_load_1 | 1 | 0.012323 | 0.0030885 | 0 | 0 |  | 1 | TRUE | wye
2 | LV_5711-4_0_11_load_4 | 4 | 0.0023198 | 0.0005814 | 0 | 0 |  | 1 | TRUE | wye
3 | LV_5711-4_0_11_load_163 | 5 | 0.003079 | 0.00077166 | 0 | 0 |  | 1 | TRUE | wye
4 | LV_5711-4_0_11_load_133 | 6 | 0.0026585 | 0.00066629 | 0 | 0 |  | 1 | TRUE | wye
5 | LV_5711-4_0_11_load_108 | 7 | 0.0036078 | 0.0009042 | 0 | 0 |  | 1 | TRUE | wye
6 | LV_5711-4_0_11_load_23 | 8 | 0.0034896 | 0.00087459 | 0 | 0 |  | 1 | TRUE | wye
7 | LV_5711-4_0_11_load_42 | 9 | 0.0025005 | 0.00062668 | 0 | 0 |  | 1 | TRUE | wye
8 | LV_5711-4_0_11_load_18 | 10 | 0.0023353 | 0.00058527 | 0 | 0 |  | 1 | TRUE | wye
9 | LV_5711-4_0_11_load_22 | 11 | 0.0037804 | 0.00094745 | 0 | 0 |  | 1 | TRUE | wye
10 | LV_5711-4_0_11_load_37 | 12 | 0.0046492 | 0.0011652 | 0 | 0 |  | 1 | TRUE | wye
11 | LV_5711-4_0_11_load_107 | 13 | 0.0037564 | 0.00094145 | 0 | 0 |  | 1 | TRUE | wye
12 | LV_5711-4_0_11_load_106 | 14 | 0.0054745 | 0.001372 | 0 | 0 |  | 1 | TRUE | wye
13 | LV_5711-4_0_11_load_117 | 15 | 0.0019506 | 0.00048887 | 0 | 0 |  | 1 | TRUE | wye
14 | LV_5711-4_0_11_load_24 | 16 | 0.0029794 | 0.0007467 | 0 | 0 |  | 1 | TRUE | wye
15 | LV_5711-4_0_11_load_5 | 17 | 0.01161 | 0.0029098 | 0 | 0 |  | 1 | TRUE | wye
16 | LV_5711-4_0_11_load_6 | 18 | 0.0067318 | 0.0016872 | 0 | 0 |  | 1 | TRUE | wye
17 | LV_5711-4_0_11_load_14 | 21 | 0.0052125 | 0.0013064 | 0 | 0 |  | 1 | TRUE | wye
18 | LV_5711-4_0_11_load_13 | 23 | 0.0056565 | 0.0014177 | 0 | 0 |  | 1 | TRUE | wye
19 | LV_5711-4_0_11_load_9 | 25 | 0.0033969 | 0.00085133 | 0 | 0 |  | 1 | TRUE | wye
20 | LV_5711-4_0_11_load_10 | 26 | 0.0019499 | 0.0004887 | 0 | 0 |  | 1 | TRUE | wye
21 | LV_5711-4_0_11_load_12 | 27 | 0.0021546 | 0.00054 | 0 | 0 |  | 1 | TRUE | wye
22 | LV_5711-4_0_11_load_38 | 29 | 0.0057659 | 0.0014451 | 0 | 0 |  | 1 | TRUE | wye
23 | LV_5711-4_0_11_load_16 | 30 | 0.0048645 | 0.0012192 | 0 | 0 |  | 1 | TRUE | wye
24 | LV_5711-4_0_11_load_17 | 31 | 0.005654 | 0.001417 | 0 | 0 |  | 1 | TRUE | wye
25 | LV_5711-4_0_11_load_26 | 32 | 0.0056934 | 0.0014269 | 0 | 0 |  | 1 | TRUE | wye
26 | LV_5711-4_0_11_load_28 | 33 | 0.0061263 | 0.0015354 | 0 | 0 |  | 1 | TRUE | wye
27 | LV_5711-4_0_11_load_25 | 34 | 0.0033525 | 0.00084021 | 0 | 0 |  | 1 | TRUE | wye
28 | LV_5711-4_0_11_load_46 | 36 | 0.0031864 | 0.00079859 | 0 | 0 |  | 1 | TRUE | wye
29 | LV_5711-4_0_11_load_88 | 37 | 0.0024186 | 0.00060615 | 0 | 0 |  | 1 | TRUE | wye
30 | LV_5711-4_0_11_load_44 | 39 | 0.0012499 | 0.00031326 | 0 | 0 |  | 1 | TRUE | wye
31 | LV_5711-4_0_11_load_43 | 41 | 0.0012253 | 0.0003071 | 0 | 0 |  | 1 | TRUE | wye
32 | LV_5711-4_0_11_load_50 | 42 | 0.0023865 | 0.00059811 | 0 | 0 |  | 1 | TRUE | wye
33 | LV_5711-4_0_11_load_47 | 43 | 0.002847 | 0.00071353 | 0 | 0 |  | 1 | TRUE | wye
34 | LV_5711-4_0_11_load_115 | 44 | 0.0027788 | 0.00069643 | 0 | 0 |  | 1 | TRUE | wye
35 | LV_5711-4_0_11_load_190 | 45 | 0.0023543 | 0.00059003 | 0 | 0 |  | 1 | TRUE | wye
36 | LV_5711-4_0_11_load_48 | 46 | 0.001965 | 0.00049247 | 0 | 0 |  | 1 | TRUE | wye
37 | LV_5711-4_0_11_load_114 | 47 | 0.0019549 | 0.00048993 | 0 | 0 |  | 1 | TRUE | wye
38 | LV_5711-4_0_11_load_27 | 48 | 0.0033262 | 0.00083362 | 0 | 0 |  | 1 | TRUE | wye
39 | LV_5711-4_0_11_load_29 | 49 | 0.0053647 | 0.0013445 | 0 | 0 |  | 1 | TRUE | wye
40 | LV_5711-4_0_11_load_76 | 50 | 0.0066199 | 0.0016591 | 0 | 0 |  | 1 | TRUE | wye
41 | LV_5711-4_0_11_load_74 | 51 | 0.0038607 | 0.00096759 | 0 | 0 |  | 1 | TRUE | wye
42 | LV_5711-4_0_11_load_34 | 52 | 0.0031385 | 0.00078658 | 0 | 0 |  | 1 | TRUE | wye
43 | LV_5711-4_0_11_load_35 | 53 | 0.0029201 | 0.00073184 | 0 | 0 |  | 1 | TRUE | wye
44 | LV_5711-4_0_11_load_30 | 54 | 0.0030688 | 0.0007691 | 0 | 0 |  | 1 | TRUE | wye
45 | LV_5711-4_0_11_load_31 | 55 | 0.0038695 | 0.00096978 | 0 | 0 |  | 1 | TRUE | wye
46 | LV_5711-4_0_11_load_32 | 56 | 0.0037989 | 0.0009521 | 0 | 0 |  | 1 | TRUE | wye
47 | LV_5711-4_0_11_load_33 | 57 | 0.0031772 | 0.00079628 | 0 | 0 |  | 1 | TRUE | wye
48 | LV_5711-4_0_11_load_119 | 58 | 0.0015274 | 0.00038281 | 0 | 0 |  | 1 | TRUE | wye
49 | LV_5711-4_0_11_load_186 | 59 | 0.0046152 | 0.0011567 | 0 | 0 |  | 1 | TRUE | wye
50 | LV_5711-4_0_11_load_192 | 62 | 0.0032445 | 0.00081315 | 0 | 0 |  | 1 | TRUE | wye
51 | LV_5711-4_0_11_load_121 | 63 | 0.0020015 | 0.00050162 | 0 | 0 |  | 1 | TRUE | wye
52 | LV_5711-4_0_11_load_191 | 64 | 0.0026927 | 0.00067485 | 0 | 0 |  | 1 | TRUE | wye
53 | LV_5711-4_0_11_load_111 | 65 | 0.0024064 | 0.00060309 | 0 | 0 |  | 1 | TRUE | wye
54 | LV_5711-4_0_11_load_109 | 66 | 0.0019887 | 0.00049841 | 0 | 0 |  | 1 | TRUE | wye
55 | LV_5711-4_0_11_load_39 | 67 | 0.0041078 | 0.0010295 | 0 | 0 |  | 1 | TRUE | wye
56 | LV_5711-4_0_11_load_40 | 68 | 0.005312 | 0.0013313 | 0 | 0 |  | 1 | TRUE | wye
57 | LV_5711-4_0_11_load_53 | 71 | 0.0035522 | 0.00089025 | 0 | 0 |  | 1 | TRUE | wye
58 | LV_5711-4_0_11_load_70 | 72 | 0.0064294 | 0.0016114 | 0 | 0 |  | 1 | TRUE | wye
59 | LV_5711-4_0_11_load_73 | 73 | 0.0031819 | 0.00079745 | 0 | 0 |  | 1 | TRUE | wye
60 | LV_5711-4_0_11_load_68 | 74 | 0.0032129 | 0.00080523 | 0 | 0 |  | 1 | TRUE | wye
61 | LV_5711-4_0_11_load_49 | 76 | 0.0025979 | 0.00065109 | 0 | 0 |  | 1 | TRUE | wye
62 | LV_5711-4_0_11_load_141 | 77 | 0.0034158 | 0.00085608 | 0 | 0 |  | 1 | TRUE | wye
63 | LV_5711-4_0_11_load_140 | 79 | 0.003247 | 0.00081378 | 0 | 0 |  | 1 | TRUE | wye
64 | LV_5711-4_0_11_load_167 | 80 | 0.0032547 | 0.0008157 | 0 | 0 |  | 1 | TRUE | wye
65 | LV_5711-4_0_11_load_164 | 81 | 0.0039964 | 0.0010016 | 0 | 0 |  | 1 | TRUE | wye
66 | LV_5711-4_0_11_load_185 | 82 | 0.00435 | 0.0010902 | 0 | 0 |  | 1 | TRUE | wye
67 | LV_5711-4_0_11_load_72 | 83 | 0.0058235 | 0.0014595 | 0 | 0 |  | 1 | TRUE | wye
68 | LV_5711-4_0_11_load_55 | 85 | 0.0046941 | 0.0011765 | 0 | 0 |  | 1 | TRUE | wye
69 | LV_5711-4_0_11_load_56 | 86 | 0.0061084 | 0.0015309 | 0 | 0 |  | 1 | TRUE | wye
70 | LV_5711-4_0_11_load_57 | 87 | 0.001958 | 0.00049073 | 0 | 0 |  | 1 | TRUE | wye
71 | LV_5711-4_0_11_load_58 | 88 | 0.0022492 | 0.0005637 | 0 | 0 |  | 1 | TRUE | wye
72 | LV_5711-4_0_11_load_60 | 90 | 0.001929 | 0.00048346 | 0 | 0 |  | 1 | TRUE | wye
73 | LV_5711-4_0_11_load_61 | 91 | 0.014288 | 0.003581 | 0 | 0 |  | 1 | TRUE | wye
74 | LV_5711-4_0_11_load_62 | 92 | 0.0022849 | 0.00057265 | 0 | 0 |  | 1 | TRUE | wye
75 | LV_5711-4_0_11_load_63 | 93 | 0.0021622 | 0.0005419 | 0 | 0 |  | 1 | TRUE | wye
76 | LV_5711-4_0_11_load_64 | 94 | 0.0021379 | 0.00053581 | 0 | 0 |  | 1 | TRUE | wye
77 | LV_5711-4_0_11_load_65 | 95 | 0.010889 | 0.002729 | 0 | 0 |  | 1 | TRUE | wye
78 | LV_5711-4_0_11_load_66 | 96 | 0.0015909 | 0.00039872 | 0 | 0 |  | 1 | TRUE | wye
79 | LV_5711-4_0_11_load_67 | 97 | 0.0021588 | 0.00054105 | 0 | 0 |  | 1 | TRUE | wye
80 | LV_5711-4_0_11_load_93 | 98 | 0.0019139 | 0.00047966 | 0 | 0 |  | 1 | TRUE | wye
81 | LV_5711-4_0_11_load_69 | 99 | 0.0034383 | 0.00086173 | 0 | 0 |  | 1 | TRUE | wye
82 | LV_5711-4_0_11_load_92 | 101 | 0.0036842 | 0.00092334 | 0 | 0 |  | 1 | TRUE | wye
83 | LV_5711-4_0_11_load_87 | 102 | 0.003353 | 0.00084034 | 0 | 0 |  | 1 | TRUE | wye
84 | LV_5711-4_0_11_load_94 | 103 | 0.0045729 | 0.0011461 | 0 | 0 |  | 1 | TRUE | wye
85 | LV_5711-4_0_11_load_86 | 104 | 0.0022441 | 0.00056242 | 0 | 0 |  | 1 | TRUE | wye
86 | LV_5711-4_0_11_load_75 | 105 | 0.0024736 | 0.00061994 | 0 | 0 |  | 1 | TRUE | wye
87 | LV_5711-4_0_11_load_84 | 107 | 0.0021221 | 0.00053184 | 0 | 0 |  | 1 | TRUE | wye
88 | LV_5711-4_0_11_load_78 | 109 | 0.0027468 | 0.00068843 | 0 | 0 |  | 1 | TRUE | wye
89 | LV_5711-4_0_11_load_80 | 111 | 0.0024124 | 0.0006046 | 0 | 0 |  | 1 | TRUE | wye
90 | LV_5711-4_0_11_load_81 | 112 | 0.0026367 | 0.00066082 | 0 | 0 |  | 1 | TRUE | wye
91 | LV_5711-4_0_11_load_83 | 114 | 0.0032026 | 0.00080265 | 0 | 0 |  | 1 | TRUE | wye
92 | LV_5711-4_0_11_load_89 | 116 | 0.0018803 | 0.00047125 | 0 | 0 |  | 1 | TRUE | wye
93 | LV_5711-4_0_11_load_85 | 117 | 0.0026135 | 0.000655 | 0 | 0 |  | 1 | TRUE | wye
94 | LV_5711-4_0_11_load_158 | 118 | 0.003066 | 0.0007684 | 0 | 0 |  | 1 | TRUE | wye
95 | LV_5711-4_0_11_load_188 | 119 | 0.00197 | 0.00049373 | 0 | 0 |  | 1 | TRUE | wye
96 | LV_5711-4_0_11_load_96 | 122 | 0.0048751 | 0.0012218 | 0 | 0 |  | 1 | TRUE | wye
97 | LV_5711-4_0_11_load_99 | 124 | 0.0020295 | 0.00050863 | 0 | 0 |  | 1 | TRUE | wye
98 | LV_5711-4_0_11_load_197 | 125 | 0.0031927 | 0.00080017 | 0 | 0 |  | 1 | TRUE | wye
99 | LV_5711-4_0_11_load_198 | 126 | 0.0064696 | 0.0016214 | 0 | 0 |  | 1 | TRUE | wye
100 | LV_5711-4_0_11_load_98 | 127 | 0.0019037 | 0.00047712 | 0 | 0 |  | 1 | TRUE | wye
101 | LV_5711-4_0_11_load_101 | 129 | 0.0028942 | 0.00072536 | 0 | 0 |  | 1 | TRUE | wye
102 | LV_5711-4_0_11_load_104 | 130 | 0.0028959 | 0.00072578 | 0 | 0 |  | 1 | TRUE | wye
103 | LV_5711-4_0_11_load_102 | 131 | 0.0021159 | 0.00053028 | 0 | 0 |  | 1 | TRUE | wye
104 | LV_5711-4_0_11_load_103 | 132 | 0.0024655 | 0.0006179 | 0 | 0 |  | 1 | TRUE | wye
105 | LV_5711-4_0_11_load_184 | 134 | 0.0024673 | 0.00061835 | 0 | 0 |  | 1 | TRUE | wye
106 | LV_5711-4_0_11_load_155 | 136 | 0.0033502 | 0.00083964 | 0 | 0 |  | 1 | TRUE | wye
107 | LV_5711-4_0_11_load_173 | 137 | 0.0032678 | 0.00081898 | 0 | 0 |  | 1 | TRUE | wye
108 | LV_5711-4_0_11_load_171 | 138 | 0.0040419 | 0.001013 | 0 | 0 |  | 1 | TRUE | wye
109 | LV_5711-4_0_11_load_113 | 140 | 0.0029977 | 0.00075131 | 0 | 0 |  | 1 | TRUE | wye
110 | LV_5711-4_0_11_load_122 | 141 | 0.0016925 | 0.00042419 | 0 | 0 |  | 1 | TRUE | wye
111 | LV_5711-4_0_11_load_193 | 142 | 0.0041805 | 0.0010477 | 0 | 0 |  | 1 | TRUE | wye
112 | LV_5711-4_0_11_load_120 | 143 | 0.0032218 | 0.00080746 | 0 | 0 |  | 1 | TRUE | wye
113 | LV_5711-4_0_11_load_180 | 145 | 0.0016848 | 0.00042226 | 0 | 0 |  | 1 | TRUE | wye
114 | LV_5711-4_0_11_load_179 | 146 | 0.0027449 | 0.00068793 | 0 | 0 |  | 1 | TRUE | wye
115 | LV_5711-4_0_11_load_123 | 147 | 0.0021454 | 0.00053769 | 0 | 0 |  | 1 | TRUE | wye
116 | LV_5711-4_0_11_load_124 | 148 | 0.0019069 | 0.00047792 | 0 | 0 |  | 1 | TRUE | wye
117 | LV_5711-4_0_11_load_126 | 150 | 0.0023378 | 0.0005859 | 0 | 0 |  | 1 | TRUE | wye
118 | LV_5711-4_0_11_load_132 | 152 | 0.0033712 | 0.00084489 | 0 | 0 |  | 1 | TRUE | wye
119 | LV_5711-4_0_11_load_174 | 154 | 0.0025307 | 0.00063424 | 0 | 0 |  | 1 | TRUE | wye
120 | LV_5711-4_0_11_load_177 | 157 | 0.0024934 | 0.00062491 | 0 | 0 |  | 1 | TRUE | wye
121 | LV_5711-4_0_11_load_128 | 158 | 0.0015782 | 0.00039554 | 0 | 0 |  | 1 | TRUE | wye
122 | LV_5711-4_0_11_load_129 | 159 | 0.0021658 | 0.0005428 | 0 | 0 |  | 1 | TRUE | wye
123 | LV_5711-4_0_11_load_131 | 160 | 0.0031485 | 0.00078909 | 0 | 0 |  | 1 | TRUE | wye
124 | LV_5711-4_0_11_load_142 | 161 | 0.0039044 | 0.00097854 | 0 | 0 |  | 1 | TRUE | wye
125 | LV_5711-4_0_11_load_134 | 163 | 0.0033908 | 0.00084981 | 0 | 0 |  | 1 | TRUE | wye
126 | LV_5711-4_0_11_load_135 | 164 | 0.0024558 | 0.00061549 | 0 | 0 |  | 1 | TRUE | wye
127 | LV_5711-4_0_11_load_137 | 166 | 0.0020004 | 0.00050135 | 0 | 0 |  | 1 | TRUE | wye
128 | LV_5711-4_0_11_load_139 | 168 | 0.0021541 | 0.00053987 | 0 | 0 |  | 1 | TRUE | wye
129 | LV_5711-4_0_11_load_168 | 171 | 0.0029065 | 0.00072843 | 0 | 0 |  | 1 | TRUE | wye
130 | LV_5711-4_0_11_load_175 | 172 | 0.0023791 | 0.00059626 | 0 | 0 |  | 1 | TRUE | wye
131 | LV_5711-4_0_11_load_161 | 174 | 0.0022735 | 0.00056979 | 0 | 0 |  | 1 | TRUE | wye
132 | LV_5711-4_0_11_load_183 | 175 | 0.0034252 | 0.00085843 | 0 | 0 |  | 1 | TRUE | wye
133 | LV_5711-4_0_11_load_169 | 177 | 0.0052951 | 0.0013271 | 0 | 0 |  | 1 | TRUE | wye
134 | LV_5711-4_0_11_load_176 | 178 | 0.0042385 | 0.0010623 | 0 | 0 |  | 1 | TRUE | wye
135 | LV_5711-4_0_11_load_196 | 179 | 0.0049822 | 0.0012487 | 0 | 0 |  | 1 | TRUE | wye
136 | LV_5711-4_0_11_load_189 | 182 | 0.0055146 | 0.0013821 | 0 | 0 |  | 1 | TRUE | wye
137 | LV_5711-4_0_11_load_153 | 183 | 0.0027202 | 0.00068176 | 0 | 0 |  | 1 | TRUE | wye
138 | LV_5711-4_0_11_load_154 | 184 | 0.0029961 | 0.00075089 | 0 | 0 |  | 1 | TRUE | wye
139 | LV_5711-4_0_11_load_146 | 185 | 0.0012262 | 0.00030732 | 0 | 0 |  | 1 | TRUE | wye
140 | LV_5711-4_0_11_load_150 | 188 | 0.0027303 | 0.00068428 | 0 | 0 |  | 1 | TRUE | wye
141 | LV_5711-4_0_11_load_182 | 190 | 0.0029602 | 0.0007419 | 0 | 0 |  | 1 | TRUE | wye
142 | LV_5711-4_0_11_load_187 | 191 | 0.0013185 | 0.00033044 | 0 | 0 |  | 1 | TRUE | wye
143 | LV_5711-4_0_11_load_156 | 192 | 0.001657 | 0.00041528 | 0 | 0 |  | 1 | TRUE | wye
144 | LV_5711-4_0_11_load_194 | 193 | 0.0015006 | 0.00037608 | 0 | 0 |  | 1 | TRUE | wye
145 | LV_5711-4_0_11_load_160 | 194 | 0.0024102 | 0.00060406 | 0 | 0 |  | 1 | TRUE | wye
146 | LV_5711-4_0_11_load_195 | 195 | 0.0036992 | 0.00092712 | 0 | 0 |  | 1 | TRUE | wye
147 | LV_5711-4_0_11_load_165 | 196 | 0.0057383 | 0.0014382 | 0 | 0 |  | 1 | TRUE | wye

## ext_grid
| name | bus | vm_pu | va_degree | slack_weight | in_service
0 |  | 113 | 1 | 0 | 1 | TRUE

## line
| name | std_type | from_bus | to_bus | length_km | r_ohm_per_km | x_ohm_per_km | c_nf_per_km | g_us_per_km | max_i_ka | df | parallel | type | in_service
0 | LV_5711-4_0_11_line_0 |  | 0 | 1 | 0.027503 | 0.125 | 0.08 | 261 | 0 | 0.364 | 1 | 1 | cs | TRUE
1 | LV_5711-4_0_11_line_1 |  | 0 | 2 | 0.013961 | 0.125 | 0.08 | 261 | 0 | 0.364 | 1 | 1 | cs | TRUE
2 | LV_5711-4_0_11_line_2 |  | 2 | 3 | 0.033076 | 0.125 | 0.08 | 261 | 0 | 0.364 | 1 | 1 | cs | TRUE
3 | LV_5711-4_0_11_line_3 |  | 2 | 4 | 0.0083652 | 0.125 | 0.08 | 261 | 0 | 0.364 | 1 | 1 | cs | TRUE
4 | LV_5711-4_0_11_line_4 |  | 3 | 8 | 0.020075 | 0.125 | 0.08 | 261 | 0 | 0.364 | 1 | 5 | cs | TRUE
5 | LV_5711-4_0_11_line_5 |  | 3 | 9 | 0.024739 | 0.125 | 0.08 | 261 | 0 | 0.364 | 1 | 5 | cs | TRUE
6 | LV_5711-4_0_11_line_6 |  | 4 | 10 | 0.013341 | 0.125 | 0.08 | 261 | 0 | 0.364 | 1 | 1 | cs | TRUE
7 | LV_5711-4_0_11_line_7 |  | 5 | 6 | 0.011117 | 0.125 | 0.08 | 261 | 0 | 0.364 | 1 | 1 | cs | TRUE
8 | LV_5711-4_0_11_line_8 |  | 5 | 7 | 0.013251 | 0.125 | 0.08 | 261 | 0 | 0.364 | 1 | 1 | cs | TRUE
9 | LV_5711-4_0_11_line_9 |  | 6 | 15 | 0.023943 | 0.125 | 0.08 | 261 | 0 | 0.364 | 1 | 1 | cs | TRUE
10 | LV_5711-4_0_11_line_10 |  | 6 | 16 | 0.046727 | 0.125 | 0.08 | 261 | 0 | 0.364 | 1 | 1 | cs | TRUE
11 | LV_5711-4_0_11_line_11 |  | 7 | 13 | 0.024082 | 0.125 | 0.08 | 261 | 0 | 0.364 | 1 | 1 | cs | TRUE
12 | LV_5711-4_0_11_line_12 |  | 8 | 11 | 0.022031 | 0.125 | 0.08 | 261 | 0 | 0.364 | 1 | 5 | cs | TRUE
13 | LV_5711-4_0_11_line_13 |  | 9 | 12 | 0.026907 | 0.125 | 0.08 | 261 | 0 | 0.364 | 1 | 5 | cs | TRUE
14 | LV_5711-4_0_11_line_14 |  | 11 | 16 | 0.042282 | 0.125 | 0.08 | 261 | 0 | 0.364 | 1 | 3 | cs | TRUE
15 | LV_5711-4_0_11_line_15 |  | 12 | 28 | 0.029582 | 0.125 | 0.08 | 261 | 0 | 0.364 | 1 | 5 | cs | TRUE
16 | LV_5711-4_0_11_line_16 |  | 13 | 14 | 0.0044746 | 0.125 | 0.08 | 261 | 0 | 0.364 | 1 | 1 | cs | TRUE
17 | LV_5711-4_0_11_line_17 |  | 14 | 31 | 0.037558 | 0.125 | 0.08 | 261 | 0 | 0.364 | 1 | 1 | cs | TRUE
18 | LV_5711-4_0_11_line_18 |  | 15 | 44 | 0.0052963 | 0.125 | 0.08 | 261 | 0 | 0.364 | 1 | 1 | cs | TRUE
19 | LV_5711-4_0_11_line_19 |  | 17 | 18 | 0.020966 | 0.125 | 0.08 | 261 | 0 | 0.364 | 1 | 1 | cs | TRUE
20 | LV_5711-4_0_11_line_20 |  | 17 | 19 | 0.019174 | 0.125 | 0.08 | 261 | 0 | 0.364 | 1 | 1 | cs | TRUE
21 | LV_5711-4_0_11_line_21 |  | 19 | 20 | 0.00375 | 0.125 | 0.08 | 261 | 0 | 0.364 | 1 | 1 | cs | TRUE
22 | LV_5711-4_0_11_line_22 |  | 20 | 23 | 0.017983 | 0.125 | 0.08 | 261 | 0 | 0.364 | 1 | 1 | cs | TRUE
23 | LV_5711-4_0_11_line_23 |  | 21 | 22 | 0.028667 | 0.125 | 0.08 | 261 | 0 | 0.364 | 1 | 1 | cs | TRUE
24 | LV_5711-4_0_11_line_24 |  | 22 | 30 | 0.020777 | 0.125 | 0.08 | 261 | 0 | 0.364 | 1 | 1 | cs | TRUE
25 | LV_5711-4_0_11_line_25 |  | 22 | 31 | 0.0051828 | 0.125 | 0.08 | 261 | 0 | 0.364 | 1 | 1 | cs | TRUE
26 | LV_5711-4_0_11_line_26 |  | 23 | 24 | 0.018608 | 0.125 | 0.08 | 261 | 0 | 0.364 | 1 | 1 | cs | TRUE
27 | LV_5711-4_0_11_line_27 |  | 24 | 27 | 0.015593 | 0.125 | 0.08 | 261 | 0 | 0.364 | 1 | 1 | cs | TRUE
28 | LV_5711-4_0_11_line_28 |  | 24 | 25 | 0.015249 | 0.125 | 0.08 | 261 | 0 | 0.364 | 1 | 1 | cs | TRUE
29 | LV_5711-4_0_11_line_29 |  | 25 | 26 | 0.011073 | 0.125 | 0.08 | 261 | 0 | 0.364 | 1 | 1 | cs | TRUE
30 | LV_5711-4_0_11_line_30 |  | 27 | 28 | 0.020099 | 0.125 | 0.08 | 261 | 0 | 0.364 | 1 | 1 | cs | TRUE
31 | LV_5711-4_0_11_line_31 |  | 28 | 29 | 0.0010264 | 0.125 | 0.08 | 261 | 0 | 0.364 | 1 | 5 | cs | TRUE
32 | LV_5711-4_0_11_line_32 |  | 29 | 36 | 0.036663 | 0.125 | 0.08 | 261 | 0 | 0.364 | 1 | 5 | cs | TRUE
33 | LV_5711-4_0_11_line_33 |  | 30 | 37 | 0.001109 | 0.125 | 0.08 | 261 | 0 | 0.364 | 1 | 1 | cs | TRUE
34 | LV_5711-4_0_11_line_34 |  | 32 | 33 | 0.034498 | 0.125 | 0.08 | 261 | 0 | 0.364 | 1 | 5 | cs | TRUE
35 | LV_5711-4_0_11_line_35 |  | 32 | 34 | 0.013524 | 0.125 | 0.08 | 261 | 0 | 0.364 | 1 | 5 | cs | TRUE
36 | LV_5711-4_0_11_line_36 |  | 33 | 35 | 0.047176 | 0.125 | 0.08 | 261 | 0 | 0.364 | 1 | 5 | cs | TRUE
37 | LV_5711-4_0_11_line_37 |  | 34 | 48 | 0.015526 | 0.125 | 0.08 | 261 | 0 | 0.364 | 1 | 5 | cs | TRUE
38 | LV_5711-4_0_11_line_38 |  | 35 | 36 | 0.01854 | 0.125 | 0.08 | 261 | 0 | 0.364 | 1 | 5 | cs | TRUE
39 | LV_5711-4_0_11_line_39 |  | 38 | 39 | 0.0076237 | 0.125 | 0.08 | 261 | 0 | 0.364 | 1 | 1 | cs | TRUE
40 | LV_5711-4_0_11_line_40 |  | 38 | 40 | 0.018994 | 0.125 | 0.08 | 261 | 0 | 0.364 | 1 | 1 | cs | TRUE
41 | LV_5711-4_0_11_line_41 |  | 38 | 41 | 0.0072193 | 0.125 | 0.08 | 261 | 0 | 0.364 | 1 | 1 | cs | TRUE
42 | LV_5711-4_0_11_line_42 |  | 40 | 42 | 0.01907 | 0.125 | 0.08 | 261 | 0 | 0.364 | 1 | 1 | cs | TRUE
43 | LV_5711-4_0_11_line_43 |  | 40 | 43 | 0.023387 | 0.125 | 0.08 | 261 | 0 | 0.364 | 1 | 1 | cs | TRUE
44 | LV_5711-4_0_11_line_44 |  | 42 | 45 | 0.013898 | 0.125 | 0.08 | 261 | 0 | 0.364 | 1 | 1 | cs | TRUE
45 | LV_5711-4_0_11_line_45 |  | 43 | 46 | 0.036587 | 0.125 | 0.08 | 261 | 0 | 0.364 | 1 | 1 | cs | TRUE
46 | LV_5711-4_0_11_line_46 |  | 44 | 47 | 0.025861 | 0.125 | 0.08 | 261 | 0 | 0.364 | 1 | 1 | cs | TRUE
47 | LV_5711-4_0_11_line_47 |  | 46 | 76 | 0.02729 | 0.125 | 0.08 | 261 | 0 | 0.364 | 1 | 1 | cs | TRUE
48 | LV_5711-4_0_11_line_48 |  | 47 | 60 | 0.012578 | 0.125 | 0.08 | 261 | 0 | 0.364 | 1 | 1 | cs | TRUE
49 | LV_5711-4_0_11_line_49 |  | 48 | 49 | 0.014524 | 0.125 | 0.08 | 261 | 0 | 0.364 | 1 | 5 | cs | TRUE
50 | LV_5711-4_0_11_line_50 |  | 49 | 52 | 0.016627 | 0.125 | 0.08 | 261 | 0 | 0.364 | 1 | 5 | cs | TRUE
51 | LV_5711-4_0_11_line_51 |  | 50 | 51 | 0.013323 | 0.125 | 0.08 | 261 | 0 | 0.364 | 1 | 1 | cs | TRUE
52 | LV_5711-4_0_11_line_52 |  | 51 | 105 | 0.0030465 | 0.125 | 0.08 | 261 | 0 | 0.364 | 1 | 1 | cs | TRUE
53 | LV_5711-4_0_11_line_53 |  | 52 | 53 | 0.019565 | 0.125 | 0.08 | 261 | 0 | 0.364 | 1 | 5 | cs | TRUE
54 | LV_5711-4_0_11_line_54 |  | 53 | 67 | 0.016483 | 0.125 | 0.08 | 261 | 0 | 0.364 | 1 | 5 | cs | TRUE
55 | LV_5711-4_0_11_line_55 |  | 54 | 55 | 0.059187 | 0.125 | 0.08 | 261 | 0 | 0.364 | 1 | 1 | cs | TRUE
56 | LV_5711-4_0_11_line_56 |  | 54 | 56 | 0.05127 | 0.125 | 0.08 | 261 | 0 | 0.364 | 1 | 1 | cs | TRUE
57 | LV_5711-4_0_11_line_57 |  | 56 | 57 | 0.0029766 | 0.125 | 0.08 | 261 | 0 | 0.364 | 1 | 1 | cs | TRUE
58 | LV_5711-4_0_11_line_58 |  | 57 | 61 | 0.022576 | 0.125 | 0.08 | 261 | 0 | 0.364 | 1 | 1 | cs | TRUE
59 | LV_5711-4_0_11_line_59 |  | 58 | 59 | 0.017489 | 0.125 | 0.08 | 261 | 0 | 0.364 | 1 | 1 | cs | TRUE
60 | LV_5711-4_0_11_line_60 |  | 58 | 60 | 0.014987 | 0.125 | 0.08 | 261 | 0 | 0.364 | 1 | 1 | cs | TRUE
61 | LV_5711-4_0_11_line_61 |  | 59 | 82 | 0.025371 | 0.125 | 0.08 | 261 | 0 | 0.364 | 1 | 1 | cs | TRUE
62 | LV_5711-4_0_11_line_62 |  | 60 | 144 | 0.019341 | 0.125 | 0.08 | 261 | 0 | 0.364 | 1 | 1 | cs | TRUE
63 | LV_5711-4_0_11_line_63 |  | 61 | 65 | 0.039063 | 0.125 | 0.08 | 261 | 0 | 0.364 | 1 | 1 | cs | TRUE
64 | LV_5711-4_0_11_line_64 |  | 61 | 66 | 0.023535 | 0.125 | 0.08 | 261 | 0 | 0.364 | 1 | 1 | cs | TRUE
65 | LV_5711-4_0_11_line_65 |  | 62 | 63 | 0.045649 | 0.125 | 0.08 | 261 | 0 | 0.364 | 1 | 1 | cs | TRUE
66 | LV_5711-4_0_11_line_66 |  | 62 | 64 | 0.04114 | 0.125 | 0.08 | 261 | 0 | 0.364 | 1 | 1 | cs | TRUE
67 | LV_5711-4_0_11_line_67 |  | 63 | 147 | 0.024322 | 0.125 | 0.08 | 261 | 0 | 0.364 | 1 | 1 | cs | TRUE
68 | LV_5711-4_0_11_line_68 |  | 63 | 143 | 0.004215 | 0.125 | 0.08 | 261 | 0 | 0.364 | 1 | 1 | cs | TRUE
69 | LV_5711-4_0_11_line_69 |  | 64 | 176 | 0.016019 | 0.125 | 0.08 | 261 | 0 | 0.364 | 1 | 1 | cs | TRUE
70 | LV_5711-4_0_11_line_70 |  | 66 | 75 | 0.020863 | 0.125 | 0.08 | 261 | 0 | 0.364 | 1 | 1 | cs | TRUE
71 | LV_5711-4_0_11_line_71 |  | 67 | 68 | 0.020351 | 0.125 | 0.08 | 261 | 0 | 0.364 | 1 | 5 | cs | TRUE
72 | LV_5711-4_0_11_line_72 |  | 68 | 69 | 0.0045521 | 0.125 | 0.08 | 261 | 0 | 0.364 | 1 | 5 | cs | TRUE
73 | LV_5711-4_0_11_line_73 |  | 69 | 70 | 0.031772 | 0.125 | 0.08 | 261 | 0 | 0.364 | 1 | 5 | cs | TRUE
74 | LV_5711-4_0_11_line_74 |  | 69 | 71 | 0.026382 | 0.125 | 0.08 | 261 | 0 | 0.364 | 1 | 1 | cs | TRUE
75 | LV_5711-4_0_11_line_75 |  | 70 | 73 | 0.01426 | 0.125 | 0.08 | 261 | 0 | 0.364 | 1 | 5 | cs | TRUE
76 | LV_5711-4_0_11_line_76 |  | 70 | 83 | 0.022418 | 0.125 | 0.08 | 261 | 0 | 0.364 | 1 | 1 | cs | TRUE
77 | LV_5711-4_0_11_line_77 |  | 71 | 84 | 0.018261 | 0.125 | 0.08 | 261 | 0 | 0.364 | 1 | 1 | cs | TRUE
78 | LV_5711-4_0_11_line_78 |  | 72 | 73 | 0.042574 | 0.125 | 0.08 | 261 | 0 | 0.364 | 1 | 5 | cs | TRUE
79 | LV_5711-4_0_11_line_79 |  | 72 | 74 | 0.013753 | 0.125 | 0.08 | 261 | 0 | 0.364 | 1 | 5 | cs | TRUE
80 | LV_5711-4_0_11_line_80 |  | 74 | 99 | 0.0018693 | 0.125 | 0.08 | 261 | 0 | 0.364 | 1 | 5 | cs | TRUE
81 | LV_5711-4_0_11_line_81 |  | 75 | 139 | 0.006659 | 0.125 | 0.08 | 261 | 0 | 0.364 | 1 | 1 | cs | TRUE
82 | LV_5711-4_0_11_line_82 |  | 75 | 140 | 0.014581 | 0.125 | 0.08 | 261 | 0 | 0.364 | 1 | 1 | cs | TRUE
83 | LV_5711-4_0_11_line_83 |  | 76 | 77 | 0.029575 | 0.125 | 0.08 | 261 | 0 | 0.364 | 1 | 1 | cs | TRUE
84 | LV_5711-4_0_11_line_84 |  | 76 | 78 | 0.033491 | 0.125 | 0.08 | 261 | 0 | 0.364 | 1 | 1 | cs | TRUE
85 | LV_5711-4_0_11_line_85 |  | 77 | 79 | 0.028633 | 0.125 | 0.08 | 261 | 0 | 0.364 | 1 | 1 | cs | TRUE
86 | LV_5711-4_0_11_line_86 |  | 78 | 80 | 0.015681 | 0.125 | 0.08 | 261 | 0 | 0.364 | 1 | 1 | cs | TRUE
87 | LV_5711-4_0_11_line_87 |  | 78 | 81 | 0.0044414 | 0.125 | 0.08 | 261 | 0 | 0.364 | 1 | 1 | cs | TRUE
88 | LV_5711-4_0_11_line_88 |  | 79 | 147 | 0.041691 | 0.125 | 0.08 | 261 | 0 | 0.364 | 1 | 1 | cs | TRUE
89 | LV_5711-4_0_11_line_89 |  | 81 | 196 | 0.012958 | 0.125 | 0.08 | 261 | 0 | 0.364 | 1 | 1 | cs | TRUE
90 | LV_5711-4_0_11_line_90 |  | 84 | 85 | 0.033258 | 0.125 | 0.08 | 261 | 0 | 0.364 | 1 | 1 | cs | TRUE
91 | LV_5711-4_0_11_line_91 |  | 84 | 86 | 0.018405 | 0.125 | 0.08 | 261 | 0 | 0.364 | 1 | 1 | cs | TRUE
92 | LV_5711-4_0_11_line_92 |  | 86 | 87 | 0.0099191 | 0.125 | 0.08 | 261 | 0 | 0.364 | 1 | 1 | cs | TRUE
93 | LV_5711-4_0_11_line_93 |  | 87 | 88 | 0.029072 | 0.125 | 0.08 | 261 | 0 | 0.364 | 1 | 1 | cs | TRUE
94 | LV_5711-4_0_11_line_94 |  | 88 | 89 | 0.011684 | 0.125 | 0.08 | 261 | 0 | 0.364 | 1 | 1 | cs | TRUE
95 | LV_5711-4_0_11_line_95 |  | 89 | 90 | 0.015423 | 0.125 | 0.08 | 261 | 0 | 0.364 | 1 | 1 | cs | TRUE
96 | LV_5711-4_0_11_line_96 |  | 89 | 91 | 0.019001 | 0.125 | 0.08 | 261 | 0 | 0.364 | 1 | 1 | cs | TRUE
97 | LV_5711-4_0_11_line_97 |  | 90 | 92 | 0.0054796 | 0.125 | 0.08 | 261 | 0 | 0.364 | 1 | 1 | cs | TRUE
98 | LV_5711-4_0_11_line_98 |  | 92 | 93 | 0.024471 | 0.125 | 0.08 | 261 | 0 | 0.364 | 1 | 1 | cs | TRUE
99 | LV_5711-4_0_11_line_99 |  | 93 | 94 | 0.0076172 | 0.125 | 0.08 | 261 | 0 | 0.364 | 1 | 1 | cs | TRUE
100 | LV_5711-4_0_11_line_100 |  | 94 | 95 | 0.024157 | 0.125 | 0.08 | 261 | 0 | 0.364 | 1 | 1 | cs | TRUE
101 | LV_5711-4_0_11_line_101 |  | 95 | 96 | 0.0026806 | 0.125 | 0.08 | 261 | 0 | 0.364 | 1 | 1 | cs | TRUE
102 | LV_5711-4_0_11_line_102 |  | 96 | 97 | 0.0060559 | 0.125 | 0.08 | 261 | 0 | 0.364 | 1 | 1 | cs | TRUE
103 | LV_5711-4_0_11_line_103 |  | 97 | 98 | 0.010901 | 0.125 | 0.08 | 261 | 0 | 0.364 | 1 | 1 | cs | TRUE
104 | LV_5711-4_0_11_line_104 |  | 99 | 100 | 0.041992 | 0.125 | 0.08 | 261 | 0 | 0.364 | 1 | 5 | cs | TRUE
105 | LV_5711-4_0_11_line_105 |  | 100 | 101 | 0.025227 | 0.125 | 0.08 | 261 | 0 | 0.364 | 1 | 1 | cs | TRUE
106 | LV_5711-4_0_11_line_106 |  | 100 | 102 | 0.0050733 | 0.125 | 0.08 | 261 | 0 | 0.364 | 1 | 5 | cs | TRUE
107 | LV_5711-4_0_11_line_107 |  | 101 | 103 | 0.032784 | 0.125 | 0.08 | 261 | 0 | 0.364 | 1 | 1 | cs | TRUE
108 | LV_5711-4_0_11_line_108 |  | 102 | 104 | 0.012106 | 0.125 | 0.08 | 261 | 0 | 0.364 | 1 | 5 | cs | TRUE
109 | LV_5711-4_0_11_line_109 |  | 104 | 117 | 0.024096 | 0.125 | 0.08 | 261 | 0 | 0.364 | 1 | 5 | cs | TRUE
110 | LV_5711-4_0_11_line_110 |  | 105 | 106 | 0.024065 | 0.125 | 0.08 | 261 | 0 | 0.364 | 1 | 1 | cs | TRUE
111 | LV_5711-4_0_11_line_111 |  | 106 | 107 | 0.02295 | 0.125 | 0.08 | 261 | 0 | 0.364 | 1 | 1 | cs | TRUE
112 | LV_5711-4_0_11_line_112 |  | 107 | 108 | 0.021997 | 0.125 | 0.08 | 261 | 0 | 0.364 | 1 | 1 | cs | TRUE
113 | LV_5711-4_0_11_line_113 |  | 108 | 114 | 0.019656 | 0.125 | 0.08 | 261 | 0 | 0.364 | 1 | 5 | cs | TRUE
114 | LV_5711-4_0_11_line_114 |  | 108 | 111 | 0.018104 | 0.125 | 0.08 | 261 | 0 | 0.364 | 1 | 5 | cs | TRUE
115 | LV_5711-4_0_11_line_115 |  | 109 | 110 | 0.030367 | 0.125 | 0.08 | 261 | 0 | 0.364 | 1 | 1 | cs | TRUE
116 | LV_5711-4_0_11_line_116 |  | 110 | 111 | 0.012627 | 0.125 | 0.08 | 261 | 0 | 0.364 | 1 | 5 | cs | TRUE
117 | LV_5711-4_0_11_line_117 |  | 110 | 112 | 0.023828 | 0.125 | 0.08 | 261 | 0 | 0.364 | 1 | 5 | cs | TRUE
118 | LV_5711-4_0_11_line_118 |  | 112 | 113 | 0.017948 | 0.125 | 0.08 | 261 | 0 | 0.364 | 1 | 5 | cs | TRUE
119 | LV_5711-4_0_11_line_119 |  | 113 | 115 | 0.007715 | 0.125 | 0.08 | 261 | 0 | 0.364 | 1 | 5 | cs | TRUE
120 | LV_5711-4_0_11_line_120 |  | 113 | 116 | 0.029351 | 0.125 | 0.08 | 261 | 0 | 0.364 | 1 | 1 | cs | TRUE
121 | LV_5711-4_0_11_line_121 |  | 114 | 117 | 0.014859 | 0.125 | 0.08 | 261 | 0 | 0.364 | 1 | 5 | cs | TRUE
122 | LV_5711-4_0_11_line_122 |  | 115 | 118 | 0.011738 | 0.125 | 0.08 | 261 | 0 | 0.364 | 1 | 5 | cs | TRUE
123 | LV_5711-4_0_11_line_123 |  | 115 | 119 | 0.028533 | 0.125 | 0.08 | 261 | 0 | 0.364 | 1 | 1 | cs | TRUE
124 | LV_5711-4_0_11_line_124 |  | 118 | 120 | 0.012251 | 0.125 | 0.08 | 261 | 0 | 0.364 | 1 | 5 | cs | TRUE
125 | LV_5711-4_0_11_line_125 |  | 120 | 156 | 0.015116 | 0.125 | 0.08 | 261 | 0 | 0.364 | 1 | 5 | cs | TRUE
126 | LV_5711-4_0_11_line_126 |  | 120 | 192 | 0.038744 | 0.125 | 0.08 | 261 | 0 | 0.364 | 1 | 1 | cs | TRUE
127 | LV_5711-4_0_11_line_127 |  | 121 | 122 | 0.028131 | 0.125 | 0.08 | 261 | 0 | 0.364 | 1 | 1 | cs | TRUE
128 | LV_5711-4_0_11_line_128 |  | 121 | 123 | 0.024214 | 0.125 | 0.08 | 261 | 0 | 0.364 | 1 | 1 | cs | TRUE
129 | LV_5711-4_0_11_line_129 |  | 122 | 124 | 0.027261 | 0.125 | 0.08 | 261 | 0 | 0.364 | 1 | 1 | cs | TRUE
130 | LV_5711-4_0_11_line_130 |  | 123 | 125 | 0.012627 | 0.125 | 0.08 | 261 | 0 | 0.364 | 1 | 1 | cs | TRUE
131 | LV_5711-4_0_11_line_131 |  | 123 | 126 | 0.021251 | 0.125 | 0.08 | 261 | 0 | 0.364 | 1 | 1 | cs | TRUE
132 | LV_5711-4_0_11_line_132 |  | 124 | 127 | 0.025448 | 0.125 | 0.08 | 261 | 0 | 0.364 | 1 | 1 | cs | TRUE
133 | LV_5711-4_0_11_line_133 |  | 127 | 128 | 0.0042847 | 0.125 | 0.08 | 261 | 0 | 0.364 | 1 | 1 | cs | TRUE
134 | LV_5711-4_0_11_line_134 |  | 128 | 129 | 0.02146 | 0.125 | 0.08 | 261 | 0 | 0.364 | 1 | 1 | cs | TRUE
135 | LV_5711-4_0_11_line_135 |  | 129 | 130 | 0.025113 | 0.125 | 0.08 | 261 | 0 | 0.364 | 1 | 1 | cs | TRUE
136 | LV_5711-4_0_11_line_136 |  | 130 | 131 | 0.046548 | 0.125 | 0.08 | 261 | 0 | 0.364 | 1 | 1 | cs | TRUE
137 | LV_5711-4_0_11_line_137 |  | 131 | 132 | 0.0027754 | 0.125 | 0.08 | 261 | 0 | 0.364 | 1 | 1 | cs | TRUE
138 | LV_5711-4_0_11_line_138 |  | 132 | 133 | 0.034274 | 0.125 | 0.08 | 261 | 0 | 0.364 | 1 | 1 | cs | TRUE
139 | LV_5711-4_0_11_line_139 |  | 133 | 134 | 0.01337 | 0.125 | 0.08 | 261 | 0 | 0.364 | 1 | 1 | cs | TRUE
140 | LV_5711-4_0_11_line_140 |  | 133 | 135 | 0.030547 | 0.125 | 0.08 | 261 | 0 | 0.364 | 1 | 1 | cs | TRUE
141 | LV_5711-4_0_11_line_141 |  | 134 | 136 | 0.0003467 | 0.125 | 0.08 | 261 | 0 | 0.364 | 1 | 1 | cs | TRUE
142 | LV_5711-4_0_11_line_142 |  | 135 | 137 | 0.018169 | 0.125 | 0.08 | 261 | 0 | 0.364 | 1 | 1 | cs | TRUE
143 | LV_5711-4_0_11_line_143 |  | 135 | 138 | 0.015455 | 0.125 | 0.08 | 261 | 0 | 0.364 | 1 | 1 | cs | TRUE
144 | LV_5711-4_0_11_line_144 |  | 136 | 181 | 0.031616 | 0.125 | 0.08 | 261 | 0 | 0.364 | 1 | 1 | cs | TRUE
145 | LV_5711-4_0_11_line_145 |  | 139 | 141 | 0.023422 | 0.125 | 0.08 | 261 | 0 | 0.364 | 1 | 1 | cs | TRUE
146 | LV_5711-4_0_11_line_146 |  | 139 | 142 | 0.054287 | 0.125 | 0.08 | 261 | 0 | 0.364 | 1 | 1 | cs | TRUE
147 | LV_5711-4_0_11_line_147 |  | 141 | 143 | 0.028677 | 0.125 | 0.08 | 261 | 0 | 0.364 | 1 | 1 | cs | TRUE
148 | LV_5711-4_0_11_line_148 |  | 144 | 145 | 0.007728 | 0.125 | 0.08 | 261 | 0 | 0.364 | 1 | 1 | cs | TRUE
149 | LV_5711-4_0_11_line_149 |  | 144 | 146 | 0.01106 | 0.125 | 0.08 | 261 | 0 | 0.364 | 1 | 1 | cs | TRUE
150 | LV_5711-4_0_11_line_150 |  | 148 | 149 | 0.035662 | 0.125 | 0.08 | 261 | 0 | 0.364 | 1 | 1 | cs | TRUE
151 | LV_5711-4_0_11_line_151 |  | 149 | 150 | 0.016891 | 0.125 | 0.08 | 261 | 0 | 0.364 | 1 | 5 | cs | TRUE
152 | LV_5711-4_0_11_line_152 |  | 149 | 151 | 0.002647 | 0.125 | 0.08 | 261 | 0 | 0.364 | 1 | 5 | cs | TRUE
153 | LV_5711-4_0_11_line_153 |  | 150 | 152 | 0.032615 | 0.125 | 0.08 | 261 | 0 | 0.364 | 1 | 5 | cs | TRUE
154 | LV_5711-4_0_11_line_154 |  | 151 | 153 | 0.025908 | 0.125 | 0.08 | 261 | 0 | 0.364 | 1 | 5 | cs | TRUE
155 | LV_5711-4_0_11_line_155 |  | 152 | 154 | 0.03497 | 0.125 | 0.08 | 261 | 0 | 0.364 | 1 | 1 | cs | TRUE
156 | LV_5711-4_0_11_line_156 |  | 152 | 155 | 0.024379 | 0.125 | 0.08 | 261 | 0 | 0.364 | 1 | 5 | cs | TRUE
157 | LV_5711-4_0_11_line_157 |  | 153 | 156 | 0.003084 | 0.125 | 0.08 | 261 | 0 | 0.364 | 1 | 5 | cs | TRUE
158 | LV_5711-4_0_11_line_158 |  | 153 | 157 | 0.024116 | 0.125 | 0.08 | 261 | 0 | 0.364 | 1 | 1 | cs | TRUE
159 | LV_5711-4_0_11_line_159 |  | 155 | 160 | 0.013357 | 0.125 | 0.08 | 261 | 0 | 0.364 | 1 | 5 | cs | TRUE
160 | LV_5711-4_0_11_line_160 |  | 155 | 158 | 0.028172 | 0.125 | 0.08 | 261 | 0 | 0.364 | 1 | 1 | cs | TRUE
161 | LV_5711-4_0_11_line_161 |  | 156 | 193 | 0.018659 | 0.125 | 0.08 | 261 | 0 | 0.364 | 1 | 1 | cs | TRUE
162 | LV_5711-4_0_11_line_162 |  | 158 | 159 | 0.0034921 | 0.125 | 0.08 | 261 | 0 | 0.364 | 1 | 1 | cs | TRUE
163 | LV_5711-4_0_11_line_163 |  | 160 | 161 | 0.035619 | 0.125 | 0.08 | 261 | 0 | 0.364 | 1 | 5 | cs | TRUE
164 | LV_5711-4_0_11_line_164 |  | 161 | 162 | 0.018611 | 0.125 | 0.08 | 261 | 0 | 0.364 | 1 | 5 | cs | TRUE
165 | LV_5711-4_0_11_line_165 |  | 162 | 180 | 0.034676 | 0.125 | 0.08 | 261 | 0 | 0.364 | 1 | 5 | cs | TRUE
166 | LV_5711-4_0_11_line_166 |  | 162 | 181 | 0.0053 | 0.125 | 0.08 | 261 | 0 | 0.364 | 1 | 1 | cs | TRUE
167 | LV_5711-4_0_11_line_167 |  | 163 | 164 | 0.039061 | 0.125 | 0.08 | 261 | 0 | 0.364 | 1 | 1 | cs | TRUE
168 | LV_5711-4_0_11_line_168 |  | 163 | 165 | 0.015734 | 0.125 | 0.08 | 261 | 0 | 0.364 | 1 | 1 | cs | TRUE
169 | LV_5711-4_0_11_line_169 |  | 164 | 166 | 0.030772 | 0.125 | 0.08 | 261 | 0 | 0.364 | 1 | 1 | cs | TRUE
170 | LV_5711-4_0_11_line_170 |  | 165 | 167 | 0.020487 | 0.125 | 0.08 | 261 | 0 | 0.364 | 1 | 1 | cs | TRUE
171 | LV_5711-4_0_11_line_171 |  | 165 | 168 | 0.0080225 | 0.125 | 0.08 | 261 | 0 | 0.364 | 1 | 1 | cs | TRUE
172 | LV_5711-4_0_11_line_172 |  | 166 | 169 | 0.019287 | 0.125 | 0.08 | 261 | 0 | 0.364 | 1 | 1 | cs | TRUE
173 | LV_5711-4_0_11_line_173 |  | 167 | 170 | 0.023736 | 0.125 | 0.08 | 261 | 0 | 0.364 | 1 | 1 | cs | TRUE
174 | LV_5711-4_0_11_line_174 |  | 167 | 171 | 0.014398 | 0.125 | 0.08 | 261 | 0 | 0.364 | 1 | 1 | cs | TRUE
175 | LV_5711-4_0_11_line_175 |  | 168 | 172 | 0.024643 | 0.125 | 0.08 | 261 | 0 | 0.364 | 1 | 2 | cs | TRUE
176 | LV_5711-4_0_11_line_176 |  | 169 | 173 | 0.005142 | 0.125 | 0.08 | 261 | 0 | 0.364 | 1 | 1 | cs | TRUE
177 | LV_5711-4_0_11_line_177 |  | 169 | 174 | 0.018946 | 0.125 | 0.08 | 261 | 0 | 0.364 | 1 | 1 | cs | TRUE
178 | LV_5711-4_0_11_line_178 |  | 170 | 175 | 0.040174 | 0.125 | 0.08 | 261 | 0 | 0.364 | 1 | 1 | cs | TRUE
179 | LV_5711-4_0_11_line_179 |  | 170 | 176 | 0.033563 | 0.125 | 0.08 | 261 | 0 | 0.364 | 1 | 1 | cs | TRUE
180 | LV_5711-4_0_11_line_180 |  | 171 | 177 | 0.025372 | 0.125 | 0.08 | 261 | 0 | 0.364 | 1 | 1 | cs | TRUE
181 | LV_5711-4_0_11_line_181 |  | 172 | 178 | 0.0068536 | 0.125 | 0.08 | 261 | 0 | 0.364 | 1 | 5 | cs | TRUE
182 | LV_5711-4_0_11_line_182 |  | 173 | 195 | 0.034913 | 0.125 | 0.08 | 261 | 0 | 0.364 | 1 | 1 | cs | TRUE
183 | LV_5711-4_0_11_line_183 |  | 173 | 179 | 0.012334 | 0.125 | 0.08 | 261 | 0 | 0.364 | 1 | 1 | cs | TRUE
184 | LV_5711-4_0_11_line_184 |  | 174 | 194 | 0.014895 | 0.125 | 0.08 | 261 | 0 | 0.364 | 1 | 1 | cs | TRUE
185 | LV_5711-4_0_11_line_185 |  | 176 | 186 | 0.012122 | 0.125 | 0.08 | 261 | 0 | 0.364 | 1 | 1 | cs | TRUE
186 | LV_5711-4_0_11_line_186 |  | 178 | 180 | 0.016051 | 0.125 | 0.08 | 261 | 0 | 0.364 | 1 | 5 | cs | TRUE
187 | LV_5711-4_0_11_line_187 |  | 180 | 182 | 0.032635 | 0.125 | 0.08 | 261 | 0 | 0.364 | 1 | 1 | cs | TRUE
188 | LV_5711-4_0_11_line_188 |  | 181 | 183 | 0.016849 | 0.125 | 0.08 | 261 | 0 | 0.364 | 1 | 1 | cs | TRUE
189 | LV_5711-4_0_11_line_189 |  | 183 | 184 | 0.010144 | 0.125 | 0.08 | 261 | 0 | 0.364 | 1 | 1 | cs | TRUE
190 | LV_5711-4_0_11_line_190 |  | 185 | 186 | 0.017276 | 0.125 | 0.08 | 261 | 0 | 0.364 | 1 | 1 | cs | TRUE
191 | LV_5711-4_0_11_line_191 |  | 185 | 187 | 0.022887 | 0.125 | 0.08 | 261 | 0 | 0.364 | 1 | 1 | cs | TRUE
192 | LV_5711-4_0_11_line_192 |  | 187 | 188 | 0.0090383 | 0.125 | 0.08 | 261 | 0 | 0.364 | 1 | 1 | cs | TRUE
193 | LV_5711-4_0_11_line_193 |  | 187 | 189 | 0.043029 | 0.125 | 0.08 | 261 | 0 | 0.364 | 1 | 1 | cs | TRUE
194 | LV_5711-4_0_11_line_194 |  | 189 | 190 | 0.02894 | 0.125 | 0.08 | 261 | 0 | 0.364 | 1 | 1 | cs | TRUE
195 | LV_5711-4_0_11_line_195 |  | 190 | 191 | 0.034943 | 0.125 | 0.08 | 261 | 0 | 0.364 | 1 | 1 | cs | TRUE

## trafo
| name | std_type | hv_bus | lv_bus | sn_mva | vn_hv_kv | vn_lv_kv | vk_percent | vkr_percent | pfe_kw | i0_percent | shift_degree | tap_side | tap_neutral | tap_min | tap_max | tap_step_percent | tap_step_degree | tap_pos | tap_phase_shifter | parallel | df | in_service
0 | LV_5711-4_0_11_trafo_90 | 0.63 MVA 20/0.4 kV | 197 | 113 | 0.63 | 20 | 0.4 | 6 | 1.206 | 1.65 | 0.2619 | 150 | hv | 0 | -2 | 2 | 2.5 | 0 | 0 | FALSE | 1 | 1 | TRUE

## line_geodata
| x0 | y0 | x1 | y1 | x2 | y2 | x3 | y3 | x4 | y4 | x5 | y5 | x6 | y6 | x7 | y7
0 | 2502837.944 | 1131108.7088 | 2502844.2645 | 1131115.678 | 2502849.1191 | 1131121.0699 | 2502856.8767 | 1131128.6404
1 | 2502867.0715 | 1131138.1693 | 2502863.5883 | 1131135.1902 | 2502856.8767 | 1131128.6404
2 | 2502845.0793 | 1131162.9273 | 2502867.0715 | 1131138.1693
3 | 2502867.0715 | 1131138.1693 | 2502871.8472 | 1131131.3012
4 | 2502845.0793 | 1131162.9273 | 2502859.5138 | 1131176.8795
5 | 2502845.0793 | 1131162.9273 | 2502839.723 | 1131168.9505 | 2502831.9203 | 1131179.4604 | 2502829.9917 | 1131182.4868
6 | 2502871.8472 | 1131131.3012 | 2502878.4315 | 1131121.832 | 2502879.3055 | 1131120.2498
7 | 2502942.3926 | 1131212.7395 | 2502933.9271 | 1131219.9446
8 | 2502923.8972 | 1131228.6041 | 2502929.0947 | 1131224.0577 | 2502933.9271 | 1131219.9446
9 | 2502942.3926 | 1131212.7395 | 2502952.4745 | 1131204.1584 | 2502961.5924 | 1131198.5525
10 | 2502942.3926 | 1131212.7395 | 2502908.1344 | 1131180.962
11 | 2502923.8972 | 1131228.6041 | 2502905.7715 | 1131244.4594
12 | 2502859.5138 | 1131176.8795 | 2502875.3544 | 1131192.1909
13 | 2502816.5466 | 1131205.7685 | 2502823.4087 | 1131192.8167 | 2502829.9917 | 1131182.4868
14 | 2502908.1344 | 1131180.962 | 2502891.0156 | 1131196.3754 | 2502888.3604 | 1131198.4193 | 2502885.6964 | 1131199.4406 | 2502882.9023 | 1131199.0742 | 2502880.3896 | 1131197.0578 | 2502875.3544 | 1131192.1909
15 | 2502801.0861 | 1131230.9885 | 2502805.9214 | 1131223.2281 | 2502816.5466 | 1131205.7685
16 | 2502905.7715 | 1131244.4594 | 2502902.4036 | 1131247.4054
17 | 2502874.1344 | 1131272.1336 | 2502902.4036 | 1131247.4054
18 | 2502966.1047 | 1131195.7794 | 2502965.9742 | 1131195.8585 | 2502961.5924 | 1131198.5525
19 | 2502768.5934 | 1131148.9947 | 2502754.0279 | 1131164.0752
20 | 2502744.9721 | 1131179.6941 | 2502744.2794 | 1131176.859 | 2502745.6588 | 1131173.557 | 2502747.8353 | 1131170.4867 | 2502754.0279 | 1131164.0752
21 | 2502747.7321 | 1131182.2401 | 2502744.9721 | 1131179.6941
22 | 2502747.7321 | 1131182.2401 | 2502760.9317 | 1131194.4525
23 | 2502871.6629 | 1131276.4693 | 2502866.4915 | 1131277.2307 | 2502847.0437 | 1131290.3152
24 | 2502871.6629 | 1131276.4693 | 2502872.8521 | 1131279.5298 | 2502882.2943 | 1131294.2568
25 | 2502871.6629 | 1131276.4693 | 2502872.5626 | 1131273.5085 | 2502874.1344 | 1131272.1336
26 | 2502774.5902 | 1131207.0894 | 2502760.9317 | 1131194.4525
27 | 2502774.5902 | 1131207.0894 | 2502786.0381 | 1131217.6771
28 | 2502774.5902 | 1131207.0894 | 2502763.9727 | 1131218.0352
29 | 2502756.263 | 1131225.9833 | 2502763.9727 | 1131218.0352
30 | 2502801.0861 | 1131230.9885 | 2502795.2788 | 1131226.2235 | 2502786.0381 | 1131217.6771
31 | 2502801.0861 | 1131230.9885 | 2502800.5267 | 1131231.849
32 | 2502800.5267 | 1131231.849 | 2502795.1034 | 1131240.1905 | 2502778.6978 | 1131261.2725
33 | 2502882.8929 | 1131295.1904 | 2502882.2943 | 1131294.2568
34 | 2502792.7077 | 1131315.3942 | 2502809.7849 | 1131345.369
35 | 2502809.7849 | 1131345.369 | 2502816.4795 | 1131357.1196
36 | 2502767.3115 | 1131275.9045 | 2502772.1849 | 1131280.5511 | 2502782.9056 | 1131298.1892 | 2502792.7077 | 1131315.3942
37 | 2502824.1649 | 1131370.6094 | 2502816.4795 | 1131357.1196
38 | 2502767.3115 | 1131275.9045 | 2502778.6978 | 1131261.2725
39 | 2502910.8967 | 1131112.7041 | 2502917.8214 | 1131109.5153
40 | 2502910.8967 | 1131112.7041 | 2502914.7489 | 1131121.3808 | 2502923.3731 | 1131117.3953
41 | 2502910.8967 | 1131112.7041 | 2502904.2868 | 1131115.6072
42 | 2502923.3731 | 1131117.3953 | 2502924.919 | 1131120.6057 | 2502932.6924 | 1131134.0235
43 | 2502923.3731 | 1131117.3953 | 2502944.562 | 1131107.4977
44 | 2502933.7789 | 1131144.6669 | 2502937.4524 | 1131142.2397 | 2502932.6924 | 1131134.0235
45 | 2502977.6951 | 1131091.9791 | 2502967.4236 | 1131096.8188 | 2502944.562 | 1131107.4977
46 | 2502988.2178 | 1131182.3707 | 2502966.1047 | 1131195.7794
47 | 2503002.3821 | 1131080.3469 | 2502977.6951 | 1131091.9791
48 | 2502998.9727 | 1131175.8492 | 2502988.2178 | 1131182.3707
49 | 2502831.4619 | 1131383.1673 | 2502825.7554 | 1131373.4011 | 2502824.1649 | 1131370.6094
50 | 2502831.4619 | 1131383.1673 | 2502839.8502 | 1131397.5229
51 | 2502875.0762 | 1131357.8755 | 2502886.0577 | 1131350.3319
52 | 2502886.0577 | 1131350.3319 | 2502888.5687 | 1131348.6069
53 | 2502849.7208 | 1131414.4154 | 2502839.8502 | 1131397.5229
54 | 2502849.7208 | 1131414.4154 | 2502858.0365 | 1131428.6469
55 | 2502956.5567 | 1131015.7244 | 2502904.4506 | 1131043.7977
56 | 2503001.9339 | 1130991.8595 | 2502956.5567 | 1131015.7244
57 | 2503004.5792 | 1130990.4949 | 2503001.9339 | 1130991.8595
58 | 2503024.713 | 1130980.2822 | 2503004.6343 | 1130990.4666 | 2503004.5792 | 1130990.4949
59 | 2503011.6546 | 1131167.8625 | 2503019.8428 | 1131162.7058 | 2503027.5713 | 1131163.849
60 | 2502998.9727 | 1131175.8492 | 2503011.6546 | 1131167.8625
61 | 2503041.7304 | 1131184.9004 | 2503038.5215 | 1131179.983 | 2503027.5713 | 1131163.849 | 2503027.5713 | 1131163.849
62 | 2503009.2266 | 1131192.2612 | 2502998.9727 | 1131175.8492
63 | 2503024.713 | 1130980.2822 | 2503021.9129 | 1130974.279 | 2503013.0442 | 1130951.0961 | 2503020.0748 | 1130948.1036
64 | 2503024.713 | 1130980.2822 | 2503031.3897 | 1130977.3175 | 2503038.2683 | 1130974.4497 | 2503045.4647 | 1130972.6664 | 2503046.8032 | 1130972.4076
65 | 2503140.3305 | 1131007.2314 | 2503096.1933 | 1131018.8835
66 | 2503140.3305 | 1131007.2314 | 2503144.9388 | 1131011.6824 | 2503176.3285 | 1130996.8132
67 | 2503093.0682 | 1131038.4424 | 2503097.1578 | 1131036.4978 | 2503099.8032 | 1131033.8315 | 2503100.7233 | 1131030.2145 | 2503100.0485 | 1131026.5675 | 2503096.1933 | 1131018.8835
68 | 2503094.3032 | 1131015.1161 | 2503096.1933 | 1131018.8835
69 | 2503190.8055 | 1130989.9555 | 2503176.3285 | 1130996.8132
70 | 2503067.3047 | 1130968.5465 | 2503062.0201 | 1130969.4652 | 2503046.8032 | 1130972.4076
71 | 2502858.0365 | 1131428.6469 | 2502868.3039 | 1131446.2184
72 | 2502870.6005 | 1131450.1487 | 2502868.3039 | 1131446.2184
73 | 2502870.6005 | 1131450.1487 | 2502897.4358 | 1131433.0175
74 | 2502870.6005 | 1131450.1487 | 2502883.9162 | 1131472.9234
75 | 2502904.4371 | 1131420.5862 | 2502897.4358 | 1131433.0175
76 | 2502897.4358 | 1131433.0175 | 2502909.4655 | 1131451.9348
77 | 2502893.1331 | 1131488.6876 | 2502883.9162 | 1131472.9234
78 | 2502943.8996 | 1131404.6084 | 2502904.4371 | 1131420.5862
79 | 2502943.8996 | 1131404.6084 | 2502955.1287 | 1131396.6675
80 | 2502955.1287 | 1131396.6675 | 2502956.6549 | 1131395.5882
81 | 2503073.8963 | 1130967.4733 | 2503067.3047 | 1130968.5465
82 | 2503067.3047 | 1130968.5465 | 2503066.5535 | 1130963.9779 | 2503065.1842 | 1130959.297 | 2503063.2573 | 1130954.6033
83 | 2503002.3821 | 1131080.3469 | 2503029.2031 | 1131067.8835
84 | 2503002.3821 | 1131080.3469 | 2503018.6737 | 1131109.6253
85 | 2503029.2031 | 1131067.8835 | 2503041.2666 | 1131062.2777 | 2503055.1939 | 1131055.8694
86 | 2503018.6737 | 1131109.6253 | 2503005.2814 | 1131117.7832
87 | 2503018.6737 | 1131109.6253 | 2503022.5835 | 1131107.5181
88 | 2503093.0682 | 1131038.4424 | 2503093.0682 | 1131038.4424 | 2503055.1939 | 1131055.8694
89 | 2503033.9902 | 1131101.3703 | 2503022.5835 | 1131107.5181
90 | 2502893.1331 | 1131488.6876 | 2502870.74 | 1131502.3452 | 2502867.0763 | 1131496.2782
91 | 2502893.1331 | 1131488.6876 | 2502895.8576 | 1131493.3467 | 2502902.3529 | 1131504.6166
92 | 2502902.3529 | 1131504.6166 | 2502905.6348 | 1131510.3109 | 2502907.5087 | 1131513.0838
93 | 2502907.5087 | 1131513.0838 | 2502911.6627 | 1131519.2306 | 2502917.0917 | 1131526.3587 | 2502922.6234 | 1131532.6848 | 2502925.8314 | 1131535.532
94 | 2502934.5702 | 1131543.288 | 2502925.8314 | 1131535.532
95 | 2502934.5702 | 1131543.288 | 2502946.1071 | 1131553.5235
96 | 2502943.5562 | 1131527.834 | 2502944.14 | 1131532.0495 | 2502934.5702 | 1131543.288
97 | 2502946.1071 | 1131553.5235 | 2502950.2061 | 1131557.16
98 | 2502968.5112 | 1131573.4001 | 2502950.2061 | 1131557.16
99 | 2502968.5112 | 1131573.4001 | 2502974.2091 | 1131578.4553
100 | 2502992.2794 | 1131594.487 | 2502974.2091 | 1131578.4553
101 | 2502994.2846 | 1131596.266 | 2502992.2794 | 1131594.487
102 | 2502994.2846 | 1131596.266 | 2502998.8146 | 1131600.285
103 | 2503006.9688 | 1131607.5192 | 2502998.8146 | 1131600.285
104 | 2502990.9403 | 1131371.3428 | 2502956.6549 | 1131395.5882
105 | 2502990.9403 | 1131371.3428 | 2503006.3908 | 1131391.285
106 | 2502990.9403 | 1131371.3428 | 2502987.8833 | 1131367.294
107 | 2503006.3908 | 1131391.285 | 2503014.5835 | 1131401.8594 | 2503029.7933 | 1131389.8052
108 | 2502980.5885 | 1131357.6325 | 2502987.8833 | 1131367.294
109 | 2502966.1634 | 1131338.3322 | 2502969.2355 | 1131342.5963 | 2502980.5885 | 1131357.6325
110 | 2502908.4046 | 1131334.9808 | 2502888.5687 | 1131348.6069
111 | 2502908.4046 | 1131334.9808 | 2502927.5942 | 1131322.3932
112 | 2502945.9873 | 1131310.328 | 2502927.5942 | 1131322.3932
113 | 2502945.9873 | 1131310.328 | 2502957.4774 | 1131326.2761
114 | 2502945.9873 | 1131310.328 | 2502961.1417 | 1131300.4235
115 | 2502971.7118 | 1131293.5152 | 2502988.0068 | 1131319.1396
116 | 2502971.7118 | 1131293.5152 | 2502961.1417 | 1131300.4235
117 | 2502971.7118 | 1131293.5152 | 2502991.6577 | 1131280.4801
118 | 2503006.6821 | 1131270.6614 | 2502991.6577 | 1131280.4801
119 | 2503013.1534 | 1131266.4326 | 2503006.6821 | 1131270.6614
120 | 2503006.6821 | 1131270.6614 | 2503020.366 | 1131291.0763 | 2503019.9553 | 1131294.2737 | 2503020.824 | 1131295.5575
121 | 2502966.1634 | 1131338.3322 | 2502957.4774 | 1131326.2761
122 | 2503013.1534 | 1131266.4326 | 2503022.9768 | 1131260.0078
123 | 2503013.1534 | 1131266.4326 | 2503015.6402 | 1131270.206 | 2503021.6293 | 1131279.5822 | 2503021.5562 | 1131284.6198 | 2503025.8487 | 1131291.1922
124 | 2503033.23 | 1131253.302 | 2503022.9768 | 1131260.0078
125 | 2503033.23 | 1131253.302 | 2503037.7652 | 1131250.3384 | 2503046.0558 | 1131245.2465
126 | 2503033.23 | 1131253.302 | 2503035.5224 | 1131256.9563 | 2503039.3433 | 1131266.5786 | 2503044.4793 | 1131277.5139 | 2503051.0509 | 1131287.5497
127 | 2503077.8439 | 1131351.7237 | 2503090.7407 | 1131341.388 | 2503099.6619 | 1131333.9678
128 | 2503063.4359 | 1131332.2431 | 2503066.8583 | 1131337.2023 | 2503077.8439 | 1131351.7237
129 | 2503119.6273 | 1131315.6982 | 2503113.43 | 1131319.7327 | 2503104.9842 | 1131329.541 | 2503099.6619 | 1131333.9678
130 | 2503063.4359 | 1131332.2431 | 2503059.8064 | 1131320.1495
131 | 2503043.1937 | 1131338.8945 | 2503063.4359 | 1131332.2431
132 | 2503119.6273 | 1131315.6982 | 2503140.9542 | 1131301.8142
133 | 2503144.545 | 1131299.4765 | 2503140.9542 | 1131301.8142
134 | 2503144.545 | 1131299.4765 | 2503162.9027 | 1131288.3628
135 | 2503162.9027 | 1131288.3628 | 2503178.5205 | 1131278.9077 | 2503184.3221 | 1131275.2542
136 | 2503184.3221 | 1131275.2542 | 2503205.3688 | 1131262.0001 | 2503209.99 | 1131257.1897 | 2503210.5539 | 1131250.5766 | 2503209.2368 | 1131242.3129
137 | 2503208.8 | 1131239.5721 | 2503209.2368 | 1131242.3129
138 | 2503206.2503 | 1131205.5735 | 2503205.4886 | 1131214.747 | 2503205.8435 | 1131221.0229 | 2503208.8 | 1131239.5721
139 | 2503206.2503 | 1131205.5735 | 2503203.7 | 1131192.4495
140 | 2503206.2503 | 1131205.5735 | 2503236.8864 | 1131205.3378
141 | 2503203.6339 | 1131192.1092 | 2503203.7 | 1131192.4495
142 | 2503252.4396 | 1131195.8716 | 2503236.8864 | 1131205.3378
143 | 2503236.8864 | 1131205.3378 | 2503239.4517 | 1131220.578
144 | 2503197.6029 | 1131161.0738 | 2503203.6339 | 1131192.1092
145 | 2503073.8963 | 1130967.4733 | 2503075.799 | 1130977.0709 | 2503080.5212 | 1130987.646 | 2503081.4432 | 1130989.4838
146 | 2503073.8963 | 1130967.4733 | 2503124.6324 | 1130948.1613
147 | 2503081.4432 | 1130989.4838 | 2503094.3032 | 1131015.1161
148 | 2503009.2266 | 1131192.2612 | 2503008.9348 | 1131199.9817
149 | 2503009.2266 | 1131192.2612 | 2503012.2815 | 1131195.9144 | 2503015.5311 | 1131195.8621 | 2503017.2598 | 1131198.3721
150 | 2503073.0943 | 1131228.691 | 2503077.1684 | 1131235.8522 | 2503090.5819 | 1131259.7707
151 | 2503073.0943 | 1131228.691 | 2503087.7387 | 1131220.2736
152 | 2503070.7973 | 1131230.0176 | 2503073.0943 | 1131228.691
153 | 2503116.0158 | 1131204.0202 | 2503087.7387 | 1131220.2736
154 | 2503070.7973 | 1131230.0176 | 2503048.687 | 1131243.6255
155 | 2503116.0158 | 1131204.0202 | 2503132.6628 | 1131234.7741
156 | 2503116.0158 | 1131204.0202 | 2503137.2021 | 1131191.8505
157 | 2503048.687 | 1131243.6255 | 2503046.0558 | 1131245.2465
158 | 2503048.687 | 1131243.6255 | 2503050.6941 | 1131246.7841 | 2503061.9678 | 1131263.7547
159 | 2503137.2021 | 1131191.8505 | 2503148.7024 | 1131185.0574
160 | 2503137.2021 | 1131191.8505 | 2503140.4764 | 1131196.2229 | 2503151.4066 | 1131216.1287
161 | 2503046.0558 | 1131245.2465 | 2503044.8246 | 1131226.6327
162 | 2503153.0874 | 1131219.1897 | 2503151.4066 | 1131216.1287
163 | 2503148.7024 | 1131185.0574 | 2503179.3711 | 1131166.9418
164 | 2503194.7277 | 1131156.6172 | 2503192.8741 | 1131158.7037 | 2503186.7132 | 1131162.6049 | 2503179.3711 | 1131166.9418
165 | 2503194.7277 | 1131156.6172 | 2503196.6056 | 1131152.6846 | 2503197.5613 | 1131147.9219 | 2503200.3364 | 1131122.6175
166 | 2503194.7277 | 1131156.6172 | 2503197.6029 | 1131161.0738
167 | 2503149.8846 | 1131091.8023 | 2503184.7933 | 1131074.2773
168 | 2503198.8544 | 1131067.2183 | 2503184.7933 | 1131074.2773
169 | 2503122.3831 | 1131105.6086 | 2503149.8846 | 1131091.8023
170 | 2503196.3407 | 1131046.8906 | 2503198.8544 | 1131067.2183
171 | 2503198.8544 | 1131067.2183 | 2503199.7905 | 1131075.186
172 | 2503105.1465 | 1131114.2617 | 2503122.3831 | 1131105.6086
173 | 2503193.1827 | 1131023.3713 | 2503196.3407 | 1131046.8906
174 | 2503196.3407 | 1131046.8906 | 2503210.7175 | 1131047.6783
175 | 2503199.7905 | 1131075.186 | 2503200.2638 | 1131079.2142 | 2503201.1147 | 1131099.7837
176 | 2503105.1465 | 1131114.2617 | 2503100.539 | 1131116.5705
177 | 2503105.1465 | 1131114.2617 | 2503106.2572 | 1131117.2346 | 2503113.3118 | 1131131.3419
178 | 2503193.1827 | 1131023.3713 | 2503188.7449 | 1131024.2652 | 2503169.0539 | 1131033.1754 | 2503155.387 | 1131036.3665
179 | 2503193.1827 | 1131023.3713 | 2503191.7575 | 1131012.7987 | 2503190.8802 | 1131003.7295 | 2503190.8055 | 1130989.9555
180 | 2503236.0512 | 1131049.0664 | 2503210.7175 | 1131047.6783
181 | 2503201.398 | 1131106.6314 | 2503201.1147 | 1131099.7837
182 | 2503112.9584 | 1131148.891 | 2503111.8008 | 1131141.0825 | 2503109.3134 | 1131133.918 | 2503100.539 | 1131116.5705
183 | 2503088.1685 | 1131116.5468 | 2503100.539 | 1131116.5705
184 | 2503113.3118 | 1131131.3419 | 2503115.1702 | 1131135.0581 | 2503119.0953 | 1131141.5769 | 2503121.1178 | 1131143.9663
185 | 2503190.8055 | 1130989.9555 | 2503191.1811 | 1130977.8421
186 | 2503200.3364 | 1131122.6175 | 2503201.0856 | 1131115.5456 | 2503201.5599 | 1131110.546 | 2503201.398 | 1131106.6314
187 | 2503200.3364 | 1131122.6175 | 2503233.004 | 1131124.6394
188 | 2503197.6029 | 1131161.0738 | 2503214.4404 | 1131161.6989
189 | 2503224.5773 | 1131162.0752 | 2503214.4404 | 1131161.6989
190 | 2503191.1811 | 1130977.8421 | 2503191.4738 | 1130960.5683
191 | 2503191.8616 | 1130937.6843 | 2503191.4738 | 1130960.5683
192 | 2503191.8616 | 1130937.6843 | 2503182.8242 | 1130937.5514
193 | 2503191.8616 | 1130937.6843 | 2503192.3859 | 1130932.4393 | 2503194.3662 | 1130928.1605 | 2503199.3136 | 1130930.7049 | 2503205.0935 | 1130932.8024 | 2503212.8482 | 1130935.0906 | 2503219.2376 | 1130936.2889 | 2503225.9086 | 1130937.2826
194 | 2503225.9086 | 1130937.2826 | 2503225.643 | 1130945.2139 | 2503228.3987 | 1130966.0371
195 | 2503228.3987 | 1130966.0371 | 2503233.7325 | 1131000.5702

## bus_geodata
| x | y | coords
0 | 2502856.8767 | 1131128.6404
1 | 2502837.944 | 1131108.7088
2 | 2502867.0715 | 1131138.1693
3 | 2502845.0793 | 1131162.9273
4 | 2502871.8472 | 1131131.3012
5 | 2502933.9271 | 1131219.9446
6 | 2502942.3926 | 1131212.7395
7 | 2502923.8972 | 1131228.6041
8 | 2502859.5138 | 1131176.8795
9 | 2502829.9917 | 1131182.4868
10 | 2502879.3055 | 1131120.2498
11 | 2502875.3544 | 1131192.1909
12 | 2502816.5466 | 1131205.7685
13 | 2502905.7715 | 1131244.4594
14 | 2502902.4036 | 1131247.4054
15 | 2502961.5924 | 1131198.5525
16 | 2502908.1344 | 1131180.962
17 | 2502754.0279 | 1131164.0752
18 | 2502768.5934 | 1131148.9947
19 | 2502744.9721 | 1131179.6941
20 | 2502747.7321 | 1131182.2401
21 | 2502847.0437 | 1131290.3152
22 | 2502871.6629 | 1131276.4693
23 | 2502760.9317 | 1131194.4525
24 | 2502774.5902 | 1131207.0894
25 | 2502763.9727 | 1131218.0352
26 | 2502756.263 | 1131225.9833
27 | 2502786.0381 | 1131217.6771
28 | 2502801.0861 | 1131230.9885
29 | 2502800.5267 | 1131231.8489
30 | 2502882.2943 | 1131294.2568
31 | 2502874.1344 | 1131272.1336
32 | 2502809.7849 | 1131345.369
33 | 2502792.7077 | 1131315.3942
34 | 2502816.4795 | 1131357.1196
35 | 2502767.3115 | 1131275.9045
36 | 2502778.6978 | 1131261.2725
37 | 2502882.8929 | 1131295.1904
38 | 2502910.8967 | 1131112.7041
39 | 2502917.8214 | 1131109.5153
40 | 2502923.3731 | 1131117.3953
41 | 2502904.2868 | 1131115.6072
42 | 2502932.6924 | 1131134.0235
43 | 2502944.562 | 1131107.4977
44 | 2502966.1047 | 1131195.7794
45 | 2502933.7789 | 1131144.6669
46 | 2502977.6951 | 1131091.9791
47 | 2502988.2178 | 1131182.3707
48 | 2502824.1649 | 1131370.6094
49 | 2502831.4619 | 1131383.1673
50 | 2502875.0762 | 1131357.8755
51 | 2502886.0577 | 1131350.3319
52 | 2502839.8502 | 1131397.5229
53 | 2502849.7208 | 1131414.4155
54 | 2502956.5567 | 1131015.7244
55 | 2502904.4506 | 1131043.7977
56 | 2503001.9339 | 1130991.8595
57 | 2503004.5792 | 1130990.495
58 | 2503011.6546 | 1131167.8625
59 | 2503027.5713 | 1131163.849
60 | 2502998.9727 | 1131175.8492
61 | 2503024.713 | 1130980.2822
62 | 2503140.3305 | 1131007.2314
63 | 2503096.1933 | 1131018.8835
64 | 2503176.3285 | 1130996.8132
65 | 2503020.0748 | 1130948.1036
66 | 2503046.8032 | 1130972.4076
67 | 2502858.0365 | 1131428.6469
68 | 2502868.3039 | 1131446.2184
69 | 2502870.6005 | 1131450.1487
70 | 2502897.4358 | 1131433.0175
71 | 2502883.9162 | 1131472.9234
72 | 2502943.8996 | 1131404.6084
73 | 2502904.4371 | 1131420.5862
74 | 2502955.1287 | 1131396.6675
75 | 2503067.3047 | 1130968.5465
76 | 2503002.3821 | 1131080.3469
77 | 2503029.2031 | 1131067.8835
78 | 2503018.6737 | 1131109.6253
79 | 2503055.1939 | 1131055.8694
80 | 2503005.2814 | 1131117.7832
81 | 2503022.5835 | 1131107.5181
82 | 2503041.7304 | 1131184.9004
83 | 2502909.4655 | 1131451.9348
84 | 2502893.1331 | 1131488.6876
85 | 2502867.0763 | 1131496.2782
86 | 2502902.3529 | 1131504.6166
87 | 2502907.5087 | 1131513.0838
88 | 2502925.8314 | 1131535.532
89 | 2502934.5702 | 1131543.288
90 | 2502946.1071 | 1131553.5235
91 | 2502943.5562 | 1131527.834
92 | 2502950.2061 | 1131557.16
93 | 2502968.5112 | 1131573.4001
94 | 2502974.2091 | 1131578.4553
95 | 2502992.2794 | 1131594.487
96 | 2502994.2846 | 1131596.266
97 | 2502998.8146 | 1131600.285
98 | 2503006.9688 | 1131607.5192
99 | 2502956.6549 | 1131395.5882
100 | 2502990.9403 | 1131371.3428
101 | 2503006.3908 | 1131391.285
102 | 2502987.8833 | 1131367.294
103 | 2503029.7933 | 1131389.8052
104 | 2502980.5885 | 1131357.6325
105 | 2502888.5687 | 1131348.6069
106 | 2502908.4046 | 1131334.9808
107 | 2502927.5942 | 1131322.3932
108 | 2502945.9873 | 1131310.328
109 | 2502988.0068 | 1131319.1396
110 | 2502971.7118 | 1131293.5152
111 | 2502961.1417 | 1131300.4235
112 | 2502991.6577 | 1131280.4801
113 | 2503006.6821 | 1131270.6614
114 | 2502957.4774 | 1131326.2761
115 | 2503013.1534 | 1131266.4326
116 | 2503020.824 | 1131295.5575
117 | 2502966.1634 | 1131338.3322
118 | 2503022.9768 | 1131260.0078
119 | 2503025.8487 | 1131291.1922
120 | 2503033.23 | 1131253.302
121 | 2503077.8439 | 1131351.7237
122 | 2503099.6619 | 1131333.9678
123 | 2503063.4359 | 1131332.2431
124 | 2503119.6273 | 1131315.6982
125 | 2503059.8064 | 1131320.1495
126 | 2503043.1937 | 1131338.8945
127 | 2503140.9542 | 1131301.8142
128 | 2503144.545 | 1131299.4765
129 | 2503162.9027 | 1131288.3628
130 | 2503184.3221 | 1131275.2542
131 | 2503209.2368 | 1131242.3129
132 | 2503208.8 | 1131239.5721
133 | 2503206.2503 | 1131205.5735
134 | 2503203.7 | 1131192.4495
135 | 2503236.8864 | 1131205.3378
136 | 2503203.6339 | 1131192.1092
137 | 2503252.4396 | 1131195.8716
138 | 2503239.4517 | 1131220.578
139 | 2503073.8963 | 1130967.4733
140 | 2503063.2573 | 1130954.6033
141 | 2503081.4432 | 1130989.4838
142 | 2503124.6324 | 1130948.1613
143 | 2503094.3032 | 1131015.1161
144 | 2503009.2266 | 1131192.2612
145 | 2503008.9348 | 1131199.9817
146 | 2503017.2598 | 1131198.3721
147 | 2503093.0682 | 1131038.4424
148 | 2503090.5819 | 1131259.7707
149 | 2503073.0943 | 1131228.691
150 | 2503087.7387 | 1131220.2736
151 | 2503070.7973 | 1131230.0176
152 | 2503116.0158 | 1131204.0202
153 | 2503048.687 | 1131243.6255
154 | 2503132.6628 | 1131234.7741
155 | 2503137.2021 | 1131191.8505
156 | 2503046.0558 | 1131245.2465
157 | 2503061.9678 | 1131263.7547
158 | 2503151.4066 | 1131216.1287
159 | 2503153.0874 | 1131219.1897
160 | 2503148.7024 | 1131185.0574
161 | 2503179.3711 | 1131166.9418
162 | 2503194.7277 | 1131156.6172
163 | 2503184.7933 | 1131074.2773
164 | 2503149.8846 | 1131091.8023
165 | 2503198.8544 | 1131067.2183
166 | 2503122.3831 | 1131105.6086
167 | 2503196.3407 | 1131046.8906
168 | 2503199.7905 | 1131075.186
169 | 2503105.1465 | 1131114.2617
170 | 2503193.1827 | 1131023.3713
171 | 2503210.7175 | 1131047.6783
172 | 2503201.1147 | 1131099.7837
173 | 2503100.539 | 1131116.5705
174 | 2503113.3118 | 1131131.3419
175 | 2503155.387 | 1131036.3665
176 | 2503190.8055 | 1130989.9555
177 | 2503236.0512 | 1131049.0664
178 | 2503201.398 | 1131106.6314
179 | 2503088.1685 | 1131116.5468
180 | 2503200.3364 | 1131122.6175
181 | 2503197.6029 | 1131161.0738
182 | 2503233.004 | 1131124.6394
183 | 2503214.4404 | 1131161.6989
184 | 2503224.5773 | 1131162.0752
185 | 2503191.4738 | 1130960.5683
186 | 2503191.1811 | 1130977.8421
187 | 2503191.8616 | 1130937.6843
188 | 2503182.8242 | 1130937.5514
189 | 2503225.9086 | 1130937.2826
190 | 2503228.3987 | 1130966.0371
191 | 2503233.7325 | 1131000.5702
192 | 2503051.0509 | 1131287.5497
193 | 2503044.8246 | 1131226.6327
194 | 2503121.1178 | 1131143.9663
195 | 2503112.9584 | 1131148.891
196 | 2503033.9902 | 1131101.3703
197 | 2503013.1534 | 1131266.4326

## line_std_types
| c_nf_per_km | r_ohm_per_km | x_ohm_per_km | max_i_ka | type | q_mm2 | alpha | voltage_rating
NAYY 4x50 SE | 210 | 0.642 | 0.083 | 0.142 | cs | 50 | 0.00403 | LV
NAYY 4x120 SE | 264 | 0.225 | 0.08 | 0.242 | cs | 120 | 0.00403 | LV
NAYY 4x150 SE | 261 | 0.208 | 0.08 | 0.27 | cs | 150 | 0.00403 | LV
NA2XS2Y 1x95 RM/25 12/20 kV | 216 | 0.313 | 0.132 | 0.252 | cs | 95 | 0.00403 | MV
NA2XS2Y 1x185 RM/25 12/20 kV | 273 | 0.161 | 0.117 | 0.362 | cs | 185 | 0.00403 | MV
NA2XS2Y 1x240 RM/25 12/20 kV | 304 | 0.122 | 0.112 | 0.421 | cs | 240 | 0.00403 | MV
NA2XS2Y 1x95 RM/25 6/10 kV | 315 | 0.313 | 0.123 | 0.249 | cs | 95 | 0.00403 | MV
NA2XS2Y 1x185 RM/25 6/10 kV | 406 | 0.161 | 0.11 | 0.358 | cs | 185 | 0.00403 | MV
NA2XS2Y 1x240 RM/25 6/10 kV | 456 | 0.122 | 0.105 | 0.416 | cs | 240 | 0.00403 | MV
NA2XS2Y 1x150 RM/25 12/20 kV | 250 | 0.206 | 0.116 | 0.319 | cs | 150 | 0.00403 | MV
NA2XS2Y 1x120 RM/25 12/20 kV | 230 | 0.253 | 0.119 | 0.283 | cs | 120 | 0.00403 | MV
NA2XS2Y 1x70 RM/25 12/20 kV | 190 | 0.443 | 0.132 | 0.22 | cs | 70 | 0.00403 | MV
NA2XS2Y 1x150 RM/25 6/10 kV | 360 | 0.206 | 0.11 | 0.315 | cs | 150 | 0.00403 | MV
NA2XS2Y 1x120 RM/25 6/10 kV | 340 | 0.253 | 0.113 | 0.28 | cs | 120 | 0.00403 | MV
NA2XS2Y 1x70 RM/25 6/10 kV | 280 | 0.443 | 0.123 | 0.217 | cs | 70 | 0.00403 | MV
N2XS(FL)2Y 1x120 RM/35 64/110 kV | 112 | 0.153 | 0.166 | 0.366 | cs | 120 | 0.00393 | HV
N2XS(FL)2Y 1x185 RM/35 64/110 kV | 125 | 0.099 | 0.156 | 0.457 | cs | 185 | 0.00393 | HV
N2XS(FL)2Y 1x240 RM/35 64/110 kV | 135 | 0.075 | 0.149 | 0.526 | cs | 240 | 0.00393 | HV
N2XS(FL)2Y 1x300 RM/35 64/110 kV | 144 | 0.06 | 0.144 | 0.588 | cs | 300 | 0.00393 | HV
15-AL1/3-ST1A 0.4 | 11 | 1.8769 | 0.35 | 0.105 | ol | 16 | 0.00403 | LV
24-AL1/4-ST1A 0.4 | 11.25 | 1.2012 | 0.335 | 0.14 | ol | 24 | 0.00403 | LV
48-AL1/8-ST1A 0.4 | 12.2 | 0.5939 | 0.3 | 0.21 | ol | 48 | 0.00403 | LV
94-AL1/15-ST1A 0.4 | 13.2 | 0.306 | 0.29 | 0.35 | ol | 94 | 0.00403 | LV
34-AL1/6-ST1A 10.0 | 9.7 | 0.8342 | 0.36 | 0.17 | ol | 34 | 0.00403 | MV
48-AL1/8-ST1A 10.0 | 10.1 | 0.5939 | 0.35 | 0.21 | ol | 48 | 0.00403 | MV
70-AL1/11-ST1A 10.0 | 10.4 | 0.4132 | 0.339 | 0.29 | ol | 70 | 0.00403 | MV
94-AL1/15-ST1A 10.0 | 10.75 | 0.306 | 0.33 | 0.35 | ol | 94 | 0.00403 | MV
122-AL1/20-ST1A 10.0 | 11.1 | 0.2376 | 0.323 | 0.41 | ol | 122 | 0.00403 | MV
149-AL1/24-ST1A 10.0 | 11.25 | 0.194 | 0.315 | 0.47 | ol | 149 | 0.00403 | MV
34-AL1/6-ST1A 20.0 | 9.15 | 0.8342 | 0.382 | 0.17 | ol | 34 | 0.00403 | MV
48-AL1/8-ST1A 20.0 | 9.5 | 0.5939 | 0.372 | 0.21 | ol | 48 | 0.00403 | MV
70-AL1/11-ST1A 20.0 | 9.7 | 0.4132 | 0.36 | 0.29 | ol | 70 | 0.00403 | MV
94-AL1/15-ST1A 20.0 | 10 | 0.306 | 0.35 | 0.35 | ol | 94 | 0.00403 | MV
122-AL1/20-ST1A 20.0 | 10.3 | 0.2376 | 0.344 | 0.41 | ol | 122 | 0.00403 | MV
149-AL1/24-ST1A 20.0 | 10.5 | 0.194 | 0.337 | 0.47 | ol | 149 | 0.00403 | MV
184-AL1/30-ST1A 20.0 | 10.75 | 0.1571 | 0.33 | 0.535 | ol | 184 | 0.00403 | MV
243-AL1/39-ST1A 20.0 | 11 | 0.1188 | 0.32 | 0.645 | ol | 243 | 0.00403 | MV
48-AL1/8-ST1A 110.0 | 8 | 0.5939 | 0.46 | 0.21 | ol | 48 | 0.00403 | HV
70-AL1/11-ST1A 110.0 | 8.4 | 0.4132 | 0.45 | 0.29 | ol | 70 | 0.00403 | HV
94-AL1/15-ST1A 110.0 | 8.65 | 0.306 | 0.44 | 0.35 | ol | 94 | 0.00403 | HV
122-AL1/20-ST1A 110.0 | 8.5 | 0.2376 | 0.43 | 0.41 | ol | 122 | 0.00403 | HV
149-AL1/24-ST1A 110.0 | 8.75 | 0.194 | 0.41 | 0.47 | ol | 149 | 0.00403 | HV
184-AL1/30-ST1A 110.0 | 8.8 | 0.1571 | 0.4 | 0.535 | ol | 184 | 0.00403 | HV
243-AL1/39-ST1A 110.0 | 9 | 0.1188 | 0.39 | 0.645 | ol | 243 | 0.00403 | HV
305-AL1/39-ST1A 110.0 | 9.2 | 0.0949 | 0.38 | 0.74 | ol | 305 | 0.00403 | HV
490-AL1/64-ST1A 110.0 | 9.75 | 0.059 | 0.37 | 0.96 | ol | 490 | 0.00403 | HV
679-AL1/86-ST1A 110.0 | 9.95 | 0.042 | 0.36 | 1.15 | ol | 679 | 0.00403 | HV
490-AL1/64-ST1A 220.0 | 10 | 0.059 | 0.285 | 0.96 | ol | 490 | 0.00403 | HV
679-AL1/86-ST1A 220.0 | 11.7 | 0.042 | 0.275 | 1.15 | ol | 679 | 0.00403 | HV
490-AL1/64-ST1A 380.0 | 11 | 0.059 | 0.253 | 0.96 | ol | 490 | 0.00403 | HV
679-AL1/86-ST1A 380.0 | 14.6 | 0.042 | 0.25 | 1.15 | ol | 679 | 0.00403 | HV

## trafo_std_types
| i0_percent | pfe_kw | vkr_percent | sn_mva | vn_lv_kv | vn_hv_kv | vk_percent | shift_degree | vector_group | tap_side | tap_neutral | tap_min | tap_max | tap_step_degree | tap_step_percent | tap_phase_shifter
160 MVA 380/110 kV | 0.06 | 60 | 0.25 | 160 | 110 | 380 | 12.2 | 0 | Yy0 | hv | 0 | -9 | 9 | 0 | 1.5 | FALSE
100 MVA 220/110 kV | 0.06 | 55 | 0.26 | 100 | 110 | 220 | 12 | 0 | Yy0 | hv | 0 | -9 | 9 | 0 | 1.5 | FALSE
63 MVA 110/20 kV | 0.04 | 22 | 0.32 | 63 | 20 | 110 | 18 | 150 | YNd5 | hv | 0 | -9 | 9 | 0 | 1.5 | FALSE
40 MVA 110/20 kV | 0.05 | 18 | 0.34 | 40 | 20 | 110 | 16.2 | 150 | YNd5 | hv | 0 | -9 | 9 | 0 | 1.5 | FALSE
25 MVA 110/20 kV | 0.07 | 14 | 0.41 | 25 | 20 | 110 | 12 | 150 | YNd5 | hv | 0 | -9 | 9 | 0 | 1.5 | FALSE
63 MVA 110/10 kV | 0.04 | 22 | 0.32 | 63 | 10 | 110 | 18 | 150 | YNd5 | hv | 0 | -9 | 9 | 0 | 1.5 | FALSE
40 MVA 110/10 kV | 0.05 | 18 | 0.34 | 40 | 10 | 110 | 16.2 | 150 | YNd5 | hv | 0 | -9 | 9 | 0 | 1.5 | FALSE
25 MVA 110/10 kV | 0.07 | 14 | 0.41 | 25 | 10 | 110 | 12 | 150 | YNd5 | hv | 0 | -9 | 9 | 0 | 1.5 | FALSE
0.25 MVA 20/0.4 kV | 0.32 | 0.8 | 1.44 | 0.25 | 0.4 | 20 | 6 | 150 | Yzn5 | hv | 0 | -2 | 2 | 0 | 2.5 | FALSE
0.4 MVA 20/0.4 kV | 0.3375 | 1.35 | 1.425 | 0.4 | 0.4 | 20 | 6 | 150 | Dyn5 | hv | 0 | -2 | 2 | 0 | 2.5 | FALSE
0.63 MVA 20/0.4 kV | 0.2619 | 1.65 | 1.206 | 0.63 | 0.4 | 20 | 6 | 150 | Dyn5 | hv | 0 | -2 | 2 | 0 | 2.5 | FALSE
0.25 MVA 10/0.4 kV | 0.24 | 0.6 | 1.2 | 0.25 | 0.4 | 10 | 4 | 150 | Dyn5 | hv | 0 | -2 | 2 | 0 | 2.5 | FALSE
0.4 MVA 10/0.4 kV | 0.2375 | 0.95 | 1.325 | 0.4 | 0.4 | 10 | 4 | 150 | Dyn5 | hv | 0 | -2 | 2 | 0 | 2.5 | FALSE
0.63 MVA 10/0.4 kV | 0.1873 | 1.18 | 1.0794 | 0.63 | 0.4 | 10 | 4 | 150 | Dyn5 | hv | 0 | -2 | 2 | 0 | 2.5 | FALSE

## trafo3w_std_types
| sn_hv_mva | sn_mv_mva | sn_lv_mva | vn_hv_kv | vn_mv_kv | vn_lv_kv | vk_hv_percent | vk_mv_percent | vk_lv_percent | vkr_hv_percent | vkr_mv_percent | vkr_lv_percent | pfe_kw | i0_percent | shift_mv_degree | shift_lv_degree | vector_group | tap_side | tap_neutral | tap_min | tap_max | tap_step_percent
63/25/38 MVA 110/20/10 kV | 63 | 25 | 38 | 110 | 20 | 10 | 10.4 | 10.4 | 10.4 | 0.28 | 0.32 | 0.35 | 35 | 0.89 | 0 | 0 | YN0yn0yn0 | hv | 0 | -10 | 10 | 1.2
63/25/38 MVA 110/10/10 kV | 63 | 25 | 38 | 110 | 10 | 10 | 10.4 | 10.4 | 10.4 | 0.28 | 0.32 | 0.35 | 35 | 0.89 | 0 | 0 | YN0yn0yn0 | hv | 0 | -10 | 10 | 1.2

## fuse_std_types
| fuse_type | i_rated_a | t_avg | t_min | t_total | x_avg | x_min | x_total
HV 100A | HV 100A | 100 | 0 | [10.0, 3.64, 0.854, 0.281, 0.1, 0.0531, 0.022, 0.01] | [10.0, 4.267, 1.21, 0.403, 0.1, 0.058, 0.022, 0.01] | 0 | [300.0, 350.0, 450.0, 550.0, 700.0, 850.0, 1200.0, 1752.0] | [600.0, 700.0, 900.0, 1150.0, 1665.0, 2000.0, 3000.0, 4313.0]
HV 10A | HV 10A | 10 | 0 | [10.0, 1675.0, 0.344, 0.156, 0.1, 0.0417, 0.0171, 0.01] | [10.0, 1.3, 0.3, 0.155, 0.1, 0.0555, 0.023, 0.01] | 0 | [30.0, 32.0, 35.0, 37.0, 39.0, 50.0, 70.0, 88.0] | [60.0, 70.0, 80.0, 87.0, 94.0, 110.0, 150.0, 216.0]
HV 125A | HV 125A | 125 | 0 | [10.0, 1.82, 0.344, 0.1, 0.0467, 0.0269, 0.01] | [10.0, 2.478, 0.426, 0.1, 0.0427, 0.0211, 0.01] | 0 | [375.0, 500.0, 700.0, 925.0, 1200.0, 1500.0, 2341.0] | [750.0, 1000.0, 1500.0, 2200.0, 3000.0, 4000.0, 5765.0]
HV 160A | HV 160A | 160 | 0 | [10.0, 4.15, 1.03, 0.198, 0.1, 0.051, 0.0172, 0.01] | [10.0, 2.3, 0.734, 0.274, 0.1, 0.046, 0.0177, 0.01] | 0 | [480.0, 550.0, 700.0, 1000.0, 1260.0, 1600.0, 2500.0, 3227.0] | [960.0, 1300.0, 1700.0, 2200.0, 2996.0, 4000.0, 6000.0, 7946.0]
HV 16A | HV 16A | 16 | 0 | [10.0, 0.352, 0.164, 0.1, 0.0649, 0.0342, 0.01] | [10.0, 2.34, 0.722, 0.181, 0.1, 0.055, 0.0296, 0.01] | 0 | [48.0, 60.0, 65.0, 71.0, 80.0, 100.0, 162.0] | [96.0, 110.0, 125.0, 150.0, 168.0, 200.0, 250.0, 398.0]
HV 200A | HV 200A | 200 | 0 | [10.0, 4.267, 1.21, 0.403, 0.1, 0.058, 0.022, 0.01] | [10.0, 3.73, 1.654, 0.328, 0.1, 0.0531, 0.019, 0.01] | 0 | [600.0, 700.0, 900.0, 1150.0, 1665.0, 2000.0, 3000.0, 4313.0] | [1200.0, 1500.0, 1800.0, 2700.0, 3960.0, 5000.0, 7500.0, 10620.0]
HV 20A | HV 20A | 20 | 0 | [10.0, 1.3, 0.3, 0.155, 0.1, 0.0555, 0.023, 0.01] | [10.0, 1.3, 0.161, 0.1, 0.0611, 0.0399, 0.0141, 0.01] | 0 | [60.0, 70.0, 80.0, 87.0, 94.0, 110.0, 150.0, 216.0] | [120.0, 150.0, 200.0, 223.0, 260.0, 300.0, 450.0, 532.0]
HV 25A | HV 25A | 25 | 0 | [10.0, 2.512, 0.833, 0.299, 0.1, 0.0372, 0.0223, 0.01] | [10.0, 3.125, 0.597, 0.198, 0.1, 0.0378, 0.022, 0.01] | 0 | [75.0, 82.0, 90.0, 100.0, 124.0, 170.0, 200.0, 289.0] | [150.0, 170.0, 210.0, 250.0, 294.0, 400.0, 500.0, 711.0]
HV 31.5A | HV 31.5A | 31.5 | 0 | [10.0, 2.34, 0.722, 0.181, 0.1, 0.055, 0.0296, 0.01] | [10.0, 2.84, 0.368, 0.164, 0.1, 0.0621, 0.0378, 0.0195, 0.01] | 0 | [95.0, 110.0, 125.0, 150.0, 165.0, 200.0, 250.0, 390.0] | [189.0, 220.0, 300.0, 350.0, 393.0, 450.0, 530.0, 700.0, 960.0]
HV 40A | HV 40A | 40 | 0 | [10.0, 1.3, 0.161, 0.1, 0.0611, 0.0399, 0.0141, 0.01] | [10.0, 2.05, 0.369, 0.198, 0.1, 0.051, 0.0298, 0.01] | 0 | [120.0, 150.0, 200.0, 223.0, 260.0, 300.0, 450.0, 532.0] | [240.0, 300.0, 400.0, 450.0, 530.0, 650.0, 800.0, 1311.0]
HV 50A | HV 50A | 50 | 0 | [10.0, 3.215, 0.597, 0.198, 0.1, 0.0378, 0.022, 0.01] | [10.0, 3.64, 0.854, 0.281, 0.1, 0.0531, 0.022, 0.01] | 0 | [150.0, 170.0, 210.0, 250.0, 294.0, 400.0, 500.0, 711.0] | [300.0, 350.0, 450.0, 550.0, 700.0, 850.0, 1200.0, 1752.0]
HV 6.3A | HV 6.3A | 6.3 | 0 | [10.0, 1.39, 0.344, 0.168, 0.1, 0.056, 0.0263, 0.01] | [10.0, 1.711, 0.516, 0.198, 0.1, 0.0634, 0.0303, 0.01] | 0 | [19.0, 19.5, 20.4, 20.8, 22.0, 25.0, 32.0, 48.0] | [38.0, 40.0, 43.0, 48.0, 53.0, 60.0, 75.0, 118.0]
HV 63A | HV 63A | 63 | 0 | [10.0, 2.84, 0.368, 0.164, 0.1, 0.0621, 0.0378, 0.0195, 0.01] | [10.0, 1.82, 0.344, 0.1, 0.0467, 0.0269, 0.01] | 0 | [189.0, 220.0, 300.0, 350.0, 393.0, 450.0, 530.0, 700.0, 961.0] | [378.0, 500.0, 700.0, 934.0, 1200.0, 1500.0, 2366.0]
HV 80A | HV 80A | 80 | 0 | [10.0, 2.05, 0.369, 0.198, 0.1, 0.051, 0.0298, 0.01] | [10.0, 4.15, 1.03, 0.198, 0.1, 0.051, 0.0172, 0.01] | 0 | [240.0, 300.0, 400.0, 450.0, 530.0, 650.0, 800.0, 1311.0] | [480.0, 550.0, 700.0, 1000.0, 1260.0, 1600.0, 2500.0, 3227.0]
Siemens NH-1-100 | Siemens NH-1-100 | 100 | [5400.0, 2000.0, 400.0, 20.0, 1.0, 0.2, 0.012, 0.004] | 0 | 0 | [150.0, 190.0, 250.0, 430.0, 900.0, 1250.0, 2700.0, 3600.0] | 0 | 0
Siemens NH-1-125 | Siemens NH-1-125 | 125 | [4800.0, 120.0, 7.0, 0.1, 0.004] | 0 | 0 | [180.0, 400.0, 740.0, 2000.0, 4250.0] | 0 | 0
Siemens NH-1-16 | Siemens NH-1-16 | 16 | [4000.0, 400.0, 2.0, 0.1, 0.04, 0.01] | 0 | 0 | [26.0, 35.0, 75.0, 150.0, 200.0, 300.0] | 0 | 0
Siemens NH-1-160 | Siemens NH-1-160 | 160 | [4800.0, 120.0, 7.0, 0.1, 0.004] | 0 | 0 | [210.0, 500.0, 900.0, 2300.0, 5000.0] | 0 | 0
Siemens NH-1-25 | Siemens NH-1-25 | 25 | [4000.0, 1000.0, 10.0, 0.2, 0.02, 0.01] | 0 | 0 | [40.0, 50.0, 100.0, 210.0, 400.0, 500.0] | 0 | 0
Siemens NH-1-50 | Siemens NH-1-50 | 50 | [4000.0, 40.0, 4.0, 1.0, 0.02, 0.01] | 0 | 0 | [86.0, 200.0, 300.0, 400.0, 1000.0, 1280.0] | 0 | 0
Siemens NH-1-63 | Siemens NH-1-63 | 63 | [4000.0, 100.0, 10.0, 2.0, 0.04, 0.01] | 0 | 0 | [100.0, 200.0, 300.0, 400.0, 1000.0, 1500.0] | 0 | 0
Siemens NH-1-80 | Siemens NH-1-80 | 80 | [4800.0, 120.0, 7.0, 0.1, 0.01] | 0 | 0 | [150.58, 250.0, 450.0, 1150.0, 2470.0] | 0 | 0
Siemens NH-2-1000 | Siemens NH-2-1000 | 1000 | [4800.0, 120.0, 7.0, 0.1, 0.004] | 0 | 0 | [1900.0, 3500.0, 8400.0, 24000.0, 52000.0] | 0 | 0
Siemens NH-2-200 | Siemens NH-2-200 | 200 | [4800.0, 120.0, 7.0, 0.1, 0.004] | 0 | 0 | [280.0, 650.0, 1200.0, 3000.0, 7000.0] | 0 | 0
Siemens NH-2-224 | Siemens NH-2-224 | 224 | [4800.0, 120.0, 7.0, 0.2, 0.04, 0.004] | 0 | 0 | [400.0, 750.0, 1453.0, 3025.0, 4315.0, 7600.0] | 0 | 0
Siemens NH-2-250 | Siemens NH-2-250 | 250 | [4800.0, 120.0, 7.0, 0.1, 0.004] | 0 | 0 | [450.0, 800.0, 1650.0, 4000.0, 8500.0] | 0 | 0
Siemens NH-2-315 | Siemens NH-2-315 | 315 | [4800.0, 120.0, 7.0, 0.1, 0.004] | 0 | 0 | [550.0, 920.0, 1900.0, 5000.0, 11000.0] | 0 | 0
Siemens NH-2-355 | Siemens NH-2-355 | 355 | [4800.0, 120.0, 6.0, 0.1, 0.004] | 0 | 0 | [650.0, 1116.27, 2350.0, 5840.0, 12790.0] | 0 | 0
Siemens NH-2-400 | Siemens NH-2-400 | 400 | [4800.0, 120.0, 7.0, 0.1, 0.004] | 0 | 0 | [720.0, 1350.0, 2800.0, 6500.0, 15000.0] | 0 | 0
Siemens NH-2-425 | Siemens NH-2-425 | 425 | [4800.0, 120.0, 7.0, 0.1, 0.004] | 0 | 0 | [850.0, 1500.0, 3050.0, 7500.0, 16500.0] | 0 | 0
Siemens NH-2-630 | Siemens NH-2-630 | 630 | [4800.0, 120.0, 7.0, 0.1, 0.004] | 0 | 0 | [1200.0, 2000.0, 4800.0, 12000.0, 26000.0] | 0 | 0

## dtypes
| element | column | dtype
0 | bus | name | object
1 | bus | vn_kv | float64
2 | bus | type | object
3 | bus | zone | object
4 | bus | in_service | bool
5 | load | name | object
6 | load | bus | uint32
7 | load | p_mw | float64
8 | load | q_mvar | float64
9 | load | const_z_percent | float64
10 | load | const_i_percent | float64
11 | load | sn_mva | float64
12 | load | scaling | float64
13 | load | in_service | bool
14 | load | type | object
15 | ext_grid | name | object
16 | ext_grid | bus | uint32
17 | ext_grid | vm_pu | float64
18 | ext_grid | va_degree | float64
19 | ext_grid | slack_weight | float64
20 | ext_grid | in_service | bool
21 | line | name | object
22 | line | std_type | object
23 | line | from_bus | uint32
24 | line | to_bus | uint32
25 | line | length_km | float64
26 | line | r_ohm_per_km | float64
27 | line | x_ohm_per_km | float64
28 | line | c_nf_per_km | float64
29 | line | g_us_per_km | float64
30 | line | max_i_ka | float64
31 | line | df | float64
32 | line | parallel | uint32
33 | line | type | object
34 | line | in_service | bool
35 | trafo | name | object
36 | trafo | std_type | object
37 | trafo | hv_bus | uint32
38 | trafo | lv_bus | uint32
39 | trafo | sn_mva | float64
40 | trafo | vn_hv_kv | float64
41 | trafo | vn_lv_kv | float64
42 | trafo | vk_percent | float64
43 | trafo | vkr_percent | float64
44 | trafo | pfe_kw | float64
45 | trafo | i0_percent | float64
46 | trafo | shift_degree | float64
47 | trafo | tap_side | object
48 | trafo | tap_neutral | int32
49 | trafo | tap_min | int32
50 | trafo | tap_max | int32
51 | trafo | tap_step_percent | float64
52 | trafo | tap_step_degree | float64
53 | trafo | tap_pos | int32
54 | trafo | tap_phase_shifter | bool
55 | trafo | parallel | uint32
56 | trafo | df | float64
57 | trafo | in_service | bool
58 | line_geodata | coords | object
59 | bus_geodata | x | float64
60 | bus_geodata | y | float64
61 | bus_geodata | coords | object

## parameters
| version | format_version | converged | OPF_converged | name | f_hz | sn_mva
0 | 2.14.6 | 2.14.0 | FALSE | FALSE |  | 50 | 1