## bus
| name | vn_kv | type | zone | in_service
0 | bus_LV_5723-2_0_7_node_0 | 0.4 | n |  | TRUE
1 | bus_LV_5723-2_0_7_node_1 | 0.4 | n |  | TRUE
2 | bus_LV_5723-2_0_7_node_2 | 0.4 | n |  | TRUE
3 | bus_LV_5723-2_0_7_node_3 | 0.4 | n |  | TRUE
4 | bus_LV_5723-2_0_7_node_4 | 0.4 | n |  | TRUE
5 | bus_LV_5723-2_0_7_node_5 | 0.4 | n |  | TRUE
6 | bus_LV_5723-2_0_7_node_11 | 0.4 | n |  | TRUE
7 | bus_LV_5723-2_0_7_node_207 | 0.4 | n |  | TRUE
8 | bus_LV_5723-2_0_7_node_10 | 0.4 | n |  | TRUE
9 | bus_LV_5723-2_0_7_node_208 | 0.4 | n |  | TRUE
10 | bus_LV_5723-2_0_7_node_6 | 0.4 | n |  | TRUE
11 | bus_LV_5723-2_0_7_node_7 | 0.4 | n |  | TRUE
12 | bus_LV_5723-2_0_7_node_8 | 0.4 | n |  | TRUE
13 | bus_LV_5723-2_0_7_node_9 | 0.4 | n |  | TRUE
14 | bus_LV_5723-2_0_7_node_54 | 0.4 | n |  | TRUE
15 | bus_LV_5723-2_0_7_node_100 | 0.4 | n |  | TRUE
16 | bus_LV_5723-2_0_7_node_53 | 0.4 | n |  | TRUE
17 | bus_LV_5723-2_0_7_node_12 | 0.4 | n |  | TRUE
18 | bus_LV_5723-2_0_7_node_13 | 0.4 | n |  | TRUE
19 | bus_LV_5723-2_0_7_node_14 | 0.4 | n |  | TRUE
20 | bus_LV_5723-2_0_7_node_15 | 0.4 | n |  | TRUE
21 | bus_LV_5723-2_0_7_node_16 | 0.4 | n |  | TRUE
22 | bus_LV_5723-2_0_7_node_17 | 0.4 | n |  | TRUE
23 | bus_LV_5723-2_0_7_node_33 | 0.4 | n |  | TRUE
24 | bus_LV_5723-2_0_7_node_34 | 0.4 | n |  | TRUE
25 | bus_LV_5723-2_0_7_node_39 | 0.4 | n |  | TRUE
26 | bus_LV_5723-2_0_7_node_60 | 0.4 | n |  | TRUE
27 | bus_LV_5723-2_0_7_node_58 | 0.4 | n |  | TRUE
28 | bus_LV_5723-2_0_7_node_55 | 0.4 | n |  | TRUE
29 | bus_LV_5723-2_0_7_node_222 | 0.4 | n |  | TRUE
30 | bus_LV_5723-2_0_7_node_221 | 0.4 | n |  | TRUE
31 | bus_LV_5723-2_0_7_node_38 | 0.4 | n |  | TRUE
32 | bus_LV_5723-2_0_7_node_59 | 0.4 | n |  | TRUE
33 | bus_LV_5723-2_0_7_node_157 | 0.4 | n |  | TRUE
34 | bus_LV_5723-2_0_7_node_151 | 0.4 | n |  | TRUE
35 | bus_LV_5723-2_0_7_node_56 | 0.4 | n |  | TRUE
36 | bus_LV_5723-2_0_7_node_18 | 0.4 | n |  | TRUE
37 | bus_LV_5723-2_0_7_node_19 | 0.4 | n |  | TRUE
38 | bus_LV_5723-2_0_7_node_20 | 0.4 | n |  | TRUE
39 | bus_LV_5723-2_0_7_node_209 | 0.4 | n |  | TRUE
40 | bus_LV_5723-2_0_7_node_210 | 0.4 | n |  | TRUE
41 | bus_LV_5723-2_0_7_node_21 | 0.4 | n |  | TRUE
42 | bus_LV_5723-2_0_7_node_22 | 0.4 | n |  | TRUE
43 | bus_LV_5723-2_0_7_node_23 | 0.4 | n |  | TRUE
44 | bus_LV_5723-2_0_7_node_24 | 0.4 | n |  | TRUE
45 | bus_LV_5723-2_0_7_node_25 | 0.4 | n |  | TRUE
46 | bus_LV_5723-2_0_7_node_26 | 0.4 | n |  | TRUE
47 | bus_LV_5723-2_0_7_node_40 | 0.4 | n |  | TRUE
48 | bus_LV_5723-2_0_7_node_36 | 0.4 | n |  | TRUE
49 | bus_LV_5723-2_0_7_node_52 | 0.4 | n |  | TRUE
50 | bus_LV_5723-2_0_7_node_51 | 0.4 | n |  | TRUE
51 | bus_LV_5723-2_0_7_node_27 | 0.4 | n |  | TRUE
52 | bus_LV_5723-2_0_7_node_29 | 0.4 | n |  | TRUE
53 | bus_LV_5723-2_0_7_node_50 | 0.4 | n |  | TRUE
54 | bus_LV_5723-2_0_7_node_226 | 0.4 | n |  | TRUE
55 | bus_LV_5723-2_0_7_node_48 | 0.4 | n |  | TRUE
56 | bus_LV_5723-2_0_7_node_28 | 0.4 | n |  | TRUE
57 | bus_LV_5723-2_0_7_node_62 | 0.4 | n |  | TRUE
58 | bus_LV_5723-2_0_7_node_32 | 0.4 | n |  | TRUE
59 | bus_LV_5723-2_0_7_node_30 | 0.4 | n |  | TRUE
60 | bus_LV_5723-2_0_7_node_35 | 0.4 | n |  | TRUE
61 | bus_LV_5723-2_0_7_node_43 | 0.4 | n |  | TRUE
62 | bus_LV_5723-2_0_7_node_45 | 0.4 | n |  | TRUE
63 | bus_LV_5723-2_0_7_node_46 | 0.4 | n |  | TRUE
64 | bus_LV_5723-2_0_7_node_41 | 0.4 | n |  | TRUE
65 | bus_LV_5723-2_0_7_node_165 | 0.4 | n |  | TRUE
66 | bus_LV_5723-2_0_7_node_176 | 0.4 | n |  | TRUE
67 | bus_LV_5723-2_0_7_node_49 | 0.4 | n |  | TRUE
68 | bus_LV_5723-2_0_7_node_81 | 0.4 | n |  | TRUE
69 | bus_LV_5723-2_0_7_node_173 | 0.4 | n |  | TRUE
70 | bus_LV_5723-2_0_7_node_205 | 0.4 | n |  | TRUE
71 | bus_LV_5723-2_0_7_node_79 | 0.4 | n |  | TRUE
72 | bus_LV_5723-2_0_7_node_57 | 0.4 | n |  | TRUE
73 | bus_LV_5723-2_0_7_node_168 | 0.4 | n |  | TRUE
74 | bus_LV_5723-2_0_7_node_31 | 0.4 | n |  | TRUE
75 | bus_LV_5723-2_0_7_node_169 | 0.4 | n |  | TRUE
76 | bus_LV_5723-2_0_7_node_170 | 0.4 | n |  | TRUE
77 | bus_LV_5723-2_0_7_node_223 | 0.4 | n |  | TRUE
78 | bus_LV_5723-2_0_7_node_220 | 0.4 | n |  | TRUE
79 | bus_LV_5723-2_0_7_node_37 | 0.4 | n |  | TRUE
80 | bus_LV_5723-2_0_7_node_42 | 0.4 | n |  | TRUE
81 | bus_LV_5723-2_0_7_node_44 | 0.4 | n |  | TRUE
82 | bus_LV_5723-2_0_7_node_202 | 0.4 | n |  | TRUE
83 | bus_LV_5723-2_0_7_node_200 | 0.4 | n |  | TRUE
84 | bus_LV_5723-2_0_7_node_47 | 0.4 | n |  | TRUE
85 | bus_LV_5723-2_0_7_node_87 | 0.4 | n |  | TRUE
86 | bus_LV_5723-2_0_7_node_191 | 0.4 | n |  | TRUE
87 | bus_LV_5723-2_0_7_node_203 | 0.4 | n |  | TRUE
88 | bus_LV_5723-2_0_7_node_199 | 0.4 | n |  | TRUE
89 | bus_LV_5723-2_0_7_node_163 | 0.4 | n |  | TRUE
90 | bus_LV_5723-2_0_7_node_192 | 0.4 | n |  | TRUE
91 | bus_LV_5723-2_0_7_node_174 | 0.4 | n |  | TRUE
92 | bus_LV_5723-2_0_7_node_204 | 0.4 | n |  | TRUE
93 | bus_LV_5723-2_0_7_node_101 | 0.4 | n |  | TRUE
94 | bus_LV_5723-2_0_7_node_161 | 0.4 | n |  | TRUE
95 | bus_LV_5723-2_0_7_node_150 | 0.4 | n |  | TRUE
96 | bus_LV_5723-2_0_7_node_61 | 0.4 | n |  | TRUE
97 | bus_LV_5723-2_0_7_node_63 | 0.4 | n |  | TRUE
98 | bus_LV_5723-2_0_7_node_64 | 0.4 | n |  | TRUE
99 | bus_LV_5723-2_0_7_node_65 | 0.4 | n |  | TRUE
100 | bus_LV_5723-2_0_7_node_66 | 0.4 | n |  | TRUE
101 | bus_LV_5723-2_0_7_node_72 | 0.4 | n |  | TRUE
102 | bus_LV_5723-2_0_7_node_73 | 0.4 | n |  | TRUE
103 | bus_LV_5723-2_0_7_node_67 | 0.4 | n |  | TRUE
104 | bus_LV_5723-2_0_7_node_71 | 0.4 | n |  | TRUE
105 | bus_LV_5723-2_0_7_node_117 | 0.4 | n |  | TRUE
106 | bus_LV_5723-2_0_7_node_68 | 0.4 | n |  | TRUE
107 | bus_LV_5723-2_0_7_node_84 | 0.4 | n |  | TRUE
108 | bus_LV_5723-2_0_7_node_86 | 0.4 | n |  | TRUE
109 | bus_LV_5723-2_0_7_node_75 | 0.4 | n |  | TRUE
110 | bus_LV_5723-2_0_7_node_74 | 0.4 | n |  | TRUE
111 | bus_LV_5723-2_0_7_node_126 | 0.4 | n |  | TRUE
112 | bus_LV_5723-2_0_7_node_116 | 0.4 | n |  | TRUE
113 | bus_LV_5723-2_0_7_node_164 | 0.4 | n |  | TRUE
114 | bus_LV_5723-2_0_7_node_162 | 0.4 | n |  | TRUE
115 | bus_LV_5723-2_0_7_node_85 | 0.4 | n |  | TRUE
116 | bus_LV_5723-2_0_7_node_83 | 0.4 | n |  | TRUE
117 | bus_LV_5723-2_0_7_node_127 | 0.4 | n |  | TRUE
118 | bus_LV_5723-2_0_7_node_124 | 0.4 | n |  | TRUE
119 | bus_LV_5723-2_0_7_node_76 | 0.4 | n |  | TRUE
120 | bus_LV_5723-2_0_7_node_77 | 0.4 | n |  | TRUE
121 | bus_LV_5723-2_0_7_node_78 | 0.4 | n |  | TRUE
122 | bus_LV_5723-2_0_7_node_88 | 0.4 | n |  | TRUE
123 | bus_LV_5723-2_0_7_node_171 | 0.4 | n |  | TRUE
124 | bus_LV_5723-2_0_7_node_80 | 0.4 | n |  | TRUE
125 | bus_LV_5723-2_0_7_node_82 | 0.4 | n |  | TRUE
126 | bus_LV_5723-2_0_7_node_206 | 0.4 | n |  | TRUE
127 | bus_LV_5723-2_0_7_node_89 | 0.4 | n |  | TRUE
128 | bus_LV_5723-2_0_7_node_90 | 0.4 | n |  | TRUE
129 | bus_LV_5723-2_0_7_node_172 | 0.4 | n |  | TRUE
130 | bus_LV_5723-2_0_7_node_178 | 0.4 | n |  | TRUE
131 | bus_LV_5723-2_0_7_node_179 | 0.4 | n |  | TRUE
132 | bus_LV_5723-2_0_7_node_91 | 0.4 | n |  | TRUE
133 | bus_LV_5723-2_0_7_node_92 | 0.4 | n |  | TRUE
134 | bus_LV_5723-2_0_7_node_96 | 0.4 | n |  | TRUE
135 | bus_LV_5723-2_0_7_node_111 | 0.4 | n |  | TRUE
136 | bus_LV_5723-2_0_7_node_98 | 0.4 | n |  | TRUE
137 | bus_LV_5723-2_0_7_node_120 | 0.4 | n |  | TRUE
138 | bus_LV_5723-2_0_7_node_109 | 0.4 | n |  | TRUE
139 | bus_LV_5723-2_0_7_node_93 | 0.4 | n |  | TRUE
140 | bus_LV_5723-2_0_7_node_94 | 0.4 | n |  | TRUE
141 | bus_LV_5723-2_0_7_node_95 | 0.4 | n |  | TRUE
142 | bus_LV_5723-2_0_7_node_97 | 0.4 | n |  | TRUE
143 | bus_LV_5723-2_0_7_node_219 | 0.4 | n |  | TRUE
144 | bus_LV_5723-2_0_7_node_99 | 0.4 | n |  | TRUE
145 | bus_LV_5723-2_0_7_node_218 | 0.4 | n |  | TRUE
146 | bus_LV_5723-2_0_7_node_224 | 0.4 | n |  | TRUE
147 | bus_LV_5723-2_0_7_node_225 | 0.4 | n |  | TRUE
148 | bus_LV_5723-2_0_7_node_102 | 0.4 | n |  | TRUE
149 | bus_LV_5723-2_0_7_node_103 | 0.4 | n |  | TRUE
150 | bus_LV_5723-2_0_7_node_104 | 0.4 | n |  | TRUE
151 | bus_LV_5723-2_0_7_node_106 | 0.4 | n |  | TRUE
152 | bus_LV_5723-2_0_7_node_107 | 0.4 | n |  | TRUE
153 | bus_LV_5723-2_0_7_node_113 | 0.4 | n |  | TRUE
154 | bus_LV_5723-2_0_7_node_112 | 0.4 | n |  | TRUE
155 | bus_LV_5723-2_0_7_node_108 | 0.4 | n |  | TRUE
156 | bus_LV_5723-2_0_7_node_110 | 0.4 | n |  | TRUE
157 | bus_LV_5723-2_0_7_node_122 | 0.4 | n |  | TRUE
158 | bus_LV_5723-2_0_7_node_118 | 0.4 | n |  | TRUE
159 | bus_LV_5723-2_0_7_node_114 | 0.4 | n |  | TRUE
160 | bus_LV_5723-2_0_7_node_115 | 0.4 | n |  | TRUE
161 | bus_LV_5723-2_0_7_node_119 | 0.4 | n |  | TRUE
162 | bus_LV_5723-2_0_7_node_121 | 0.4 | n |  | TRUE
163 | bus_LV_5723-2_0_7_node_128 | 0.4 | n |  | TRUE
164 | bus_LV_5723-2_0_7_node_129 | 0.4 | n |  | TRUE
165 | bus_LV_5723-2_0_7_node_123 | 0.4 | n |  | TRUE
166 | bus_LV_5723-2_0_7_node_125 | 0.4 | n |  | TRUE
167 | bus_LV_5723-2_0_7_node_228 | 0.4 | n |  | TRUE
168 | bus_LV_5723-2_0_7_node_131 | 0.4 | n |  | TRUE
169 | bus_LV_5723-2_0_7_node_132 | 0.4 | n |  | TRUE
170 | bus_LV_5723-2_0_7_node_130 | 0.4 | n |  | TRUE
171 | bus_LV_5723-2_0_7_node_137 | 0.4 | n |  | TRUE
172 | bus_LV_5723-2_0_7_node_138 | 0.4 | n |  | TRUE
173 | bus_LV_5723-2_0_7_node_133 | 0.4 | n |  | TRUE
174 | bus_LV_5723-2_0_7_node_227 | 0.4 | n |  | TRUE
175 | bus_LV_5723-2_0_7_node_134 | 0.4 | n |  | TRUE
176 | bus_LV_5723-2_0_7_node_135 | 0.4 | n |  | TRUE
177 | bus_LV_5723-2_0_7_node_136 | 0.4 | n |  | TRUE
178 | bus_LV_5723-2_0_7_node_141 | 0.4 | n |  | TRUE
179 | bus_LV_5723-2_0_7_node_142 | 0.4 | n |  | TRUE
180 | bus_LV_5723-2_0_7_node_143 | 0.4 | n |  | TRUE
181 | bus_LV_5723-2_0_7_node_139 | 0.4 | n |  | TRUE
182 | bus_LV_5723-2_0_7_node_140 | 0.4 | n |  | TRUE
183 | bus_LV_5723-2_0_7_node_147 | 0.4 | n |  | TRUE
184 | bus_LV_5723-2_0_7_node_148 | 0.4 | n |  | TRUE
185 | bus_LV_5723-2_0_7_node_152 | 0.4 | n |  | TRUE
186 | bus_LV_5723-2_0_7_node_144 | 0.4 | n |  | TRUE
187 | bus_LV_5723-2_0_7_node_145 | 0.4 | n |  | TRUE
188 | bus_LV_5723-2_0_7_node_146 | 0.4 | n |  | TRUE
189 | bus_LV_5723-2_0_7_node_167 | 0.4 | n |  | TRUE
190 | bus_LV_5723-2_0_7_node_149 | 0.4 | n |  | TRUE
191 | bus_LV_5723-2_0_7_node_156 | 0.4 | n |  | TRUE
192 | bus_LV_5723-2_0_7_node_166 | 0.4 | n |  | TRUE
193 | bus_LV_5723-2_0_7_node_160 | 0.4 | n |  | TRUE
194 | bus_LV_5723-2_0_7_node_158 | 0.4 | n |  | TRUE
195 | bus_LV_5723-2_0_7_node_153 | 0.4 | n |  | TRUE
196 | bus_LV_5723-2_0_7_node_154 | 0.4 | n |  | TRUE
197 | bus_LV_5723-2_0_7_node_155 | 0.4 | n |  | TRUE
198 | bus_LV_5723-2_0_7_node_159 | 0.4 | n |  | TRUE
199 | bus_LV_5723-2_0_7_node_177 | 0.4 | n |  | TRUE
200 | bus_LV_5723-2_0_7_node_175 | 0.4 | n |  | TRUE
201 | bus_LV_5723-2_0_7_node_180 | 0.4 | n |  | TRUE
202 | bus_LV_5723-2_0_7_node_181 | 0.4 | n |  | TRUE
203 | bus_LV_5723-2_0_7_node_184 | 0.4 | n |  | TRUE
204 | bus_LV_5723-2_0_7_node_182 | 0.4 | n |  | TRUE
205 | bus_LV_5723-2_0_7_node_183 | 0.4 | n |  | TRUE
206 | bus_LV_5723-2_0_7_node_185 | 0.4 | n |  | TRUE
207 | bus_LV_5723-2_0_7_node_195 | 0.4 | n |  | TRUE
208 | bus_LV_5723-2_0_7_node_194 | 0.4 | n |  | TRUE
209 | bus_LV_5723-2_0_7_node_186 | 0.4 | n |  | TRUE
210 | bus_LV_5723-2_0_7_node_187 | 0.4 | n |  | TRUE
211 | bus_LV_5723-2_0_7_node_188 | 0.4 | n |  | TRUE
212 | bus_LV_5723-2_0_7_node_189 | 0.4 | n |  | TRUE
213 | bus_LV_5723-2_0_7_node_190 | 0.4 | n |  | TRUE
214 | bus_LV_5723-2_0_7_node_196 | 0.4 | n |  | TRUE
215 | bus_LV_5723-2_0_7_node_197 | 0.4 | n |  | TRUE
216 | bus_LV_5723-2_0_7_node_193 | 0.4 | n |  | TRUE
217 | bus_LV_5723-2_0_7_node_198 | 0.4 | n |  | TRUE
218 | bus_LV_5723-2_0_7_node_201 | 0.4 | n |  | TRUE
219 | bus_LV_5723-2_0_7_node_211 | 0.4 | n |  | TRUE
220 | bus_LV_5723-2_0_7_node_212 | 0.4 | n |  | TRUE
221 | bus_LV_5723-2_0_7_node_213 | 0.4 | n |  | TRUE
222 | bus_LV_5723-2_0_7_node_214 | 0.4 | n |  | TRUE
223 | bus_LV_5723-2_0_7_node_215 | 0.4 | n |  | TRUE
224 | bus_LV_5723-2_0_7_node_216 | 0.4 | n |  | TRUE
225 | bus_LV_5723-2_0_7_node_217 | 0.4 | n |  | TRUE
226 | bus_MV_453_0_node_134 | 20 | n |  | TRUE

## load
| name | bus | p_mw | q_mvar | const_z_percent | const_i_percent | sn_mva | scaling | in_service | type
0 | LV_5723-2_0_7_load_0 | 0 | 0.003727 | 0.00093406 | 0 | 0 |  | 1 | TRUE | wye
1 | LV_5723-2_0_7_load_1 | 1 | 0.0026489 | 0.00066388 | 0 | 0 |  | 1 | TRUE | wye
2 | LV_5723-2_0_7_load_2 | 2 | 0.00087541 | 0.0002194 | 0 | 0 |  | 1 | TRUE | wye
3 | LV_5723-2_0_7_load_5 | 5 | 0.0032625 | 0.00081765 | 0 | 0 |  | 1 | TRUE | wye
4 | LV_5723-2_0_7_load_11 | 6 | 0.00096878 | 0.0002428 | 0 | 0 |  | 1 | TRUE | wye
5 | LV_5723-2_0_7_load_207 | 7 | 0.00051142 | 0.00012817 | 0 | 0 |  | 1 | TRUE | wye
6 | LV_5723-2_0_7_load_10 | 8 | 0.0034492 | 0.00086444 | 0 | 0 |  | 1 | TRUE | wye
7 | LV_5723-2_0_7_load_208 | 9 | 0.0032424 | 0.00081262 | 0 | 0 |  | 1 | TRUE | wye
8 | LV_5723-2_0_7_load_6 | 10 | 0.0029953 | 0.0007507 | 0 | 0 |  | 1 | TRUE | wye
9 | LV_5723-2_0_7_load_8 | 12 | 0.0032545 | 0.00081565 | 0 | 0 |  | 1 | TRUE | wye
10 | LV_5723-2_0_7_load_9 | 13 | 0.0018657 | 0.00046759 | 0 | 0 |  | 1 | TRUE | wye
11 | LV_5723-2_0_7_load_100 | 15 | 0.0021832 | 0.00054716 | 0 | 0 |  | 1 | TRUE | wye
12 | LV_5723-2_0_7_load_53 | 16 | 0.001017 | 0.00025488 | 0 | 0 |  | 1 | TRUE | wye
13 | LV_5723-2_0_7_load_12 | 17 | 0.0017785 | 0.00044574 | 0 | 0 |  | 1 | TRUE | wye
14 | LV_5723-2_0_7_load_13 | 18 | 0.0013976 | 0.00035028 | 0 | 0 |  | 1 | TRUE | wye
15 | LV_5723-2_0_7_load_34 | 24 | 0.0013053 | 0.00032714 | 0 | 0 |  | 1 | TRUE | wye
16 | LV_5723-2_0_7_load_60 | 26 | 0.00194 | 0.00048621 | 0 | 0 |  | 1 | TRUE | wye
17 | LV_5723-2_0_7_load_55 | 28 | 0.0028088 | 0.00070396 | 0 | 0 |  | 1 | TRUE | wye
18 | LV_5723-2_0_7_load_222 | 29 | 0.0017047 | 0.00042724 | 0 | 0 |  | 1 | TRUE | wye
19 | LV_5723-2_0_7_load_221 | 30 | 0.0018961 | 0.0004752 | 0 | 0 |  | 1 | TRUE | wye
20 | LV_5723-2_0_7_load_38 | 31 | 0.0026884 | 0.00067378 | 0 | 0 |  | 1 | TRUE | wye
21 | LV_5723-2_0_7_load_59 | 32 | 0.0014603 | 0.00036599 | 0 | 0 |  | 1 | TRUE | wye
22 | LV_5723-2_0_7_load_157 | 33 | 0.0028903 | 0.00072437 | 0 | 0 |  | 1 | TRUE | wye
23 | LV_5723-2_0_7_load_151 | 34 | 0.00066971 | 0.00016785 | 0 | 0 |  | 1 | TRUE | wye
24 | LV_5723-2_0_7_load_56 | 35 | 0.0027206 | 0.00068184 | 0 | 0 |  | 1 | TRUE | wye
25 | LV_5723-2_0_7_load_18 | 36 | 0.0012671 | 0.00031756 | 0 | 0 |  | 1 | TRUE | wye
26 | LV_5723-2_0_7_load_19 | 37 | 0.00079349 | 0.00019887 | 0 | 0 |  | 1 | TRUE | wye
27 | LV_5723-2_0_7_load_20 | 38 | 0.00087267 | 0.00021871 | 0 | 0 |  | 1 | TRUE | wye
28 | LV_5723-2_0_7_load_209 | 39 | 0.0010428 | 0.00026136 | 0 | 0 |  | 1 | TRUE | wye
29 | LV_5723-2_0_7_load_210 | 40 | 0.00077669 | 0.00019466 | 0 | 0 |  | 1 | TRUE | wye
30 | LV_5723-2_0_7_load_21 | 41 | 0.0040268 | 0.0010092 | 0 | 0 |  | 1 | TRUE | wye
31 | LV_5723-2_0_7_load_25 | 45 | 0.0033323 | 0.00083515 | 0 | 0 |  | 1 | TRUE | wye
32 | LV_5723-2_0_7_load_40 | 47 | 0.0036138 | 0.00090569 | 0 | 0 |  | 1 | TRUE | wye
33 | LV_5723-2_0_7_load_36 | 48 | 0.0029784 | 0.00074645 | 0 | 0 |  | 1 | TRUE | wye
34 | LV_5723-2_0_7_load_52 | 49 | 0.0010421 | 0.00026117 | 0 | 0 |  | 1 | TRUE | wye
35 | LV_5723-2_0_7_load_51 | 50 | 0.0039419 | 0.00098793 | 0 | 0 |  | 1 | TRUE | wye
36 | LV_5723-2_0_7_load_50 | 53 | 0.0041041 | 0.0010286 | 0 | 0 |  | 1 | TRUE | wye
37 | LV_5723-2_0_7_load_226 | 54 | 0.0040812 | 0.0010228 | 0 | 0 |  | 1 | TRUE | wye
38 | LV_5723-2_0_7_load_62 | 57 | 0.0044665 | 0.0011194 | 0 | 0 |  | 1 | TRUE | wye
39 | LV_5723-2_0_7_load_32 | 58 | 0.0019036 | 0.00047709 | 0 | 0 |  | 1 | TRUE | wye
40 | LV_5723-2_0_7_load_30 | 59 | 0.0037433 | 0.00093816 | 0 | 0 |  | 1 | TRUE | wye
41 | LV_5723-2_0_7_load_35 | 60 | 0.0030655 | 0.00076828 | 0 | 0 |  | 1 | TRUE | wye
42 | LV_5723-2_0_7_load_41 | 64 | 0.00081953 | 0.00020539 | 0 | 0 |  | 1 | TRUE | wye
43 | LV_5723-2_0_7_load_165 | 65 | 0.0010318 | 0.0002586 | 0 | 0 |  | 1 | TRUE | wye
44 | LV_5723-2_0_7_load_176 | 66 | 0.0010284 | 0.00025774 | 0 | 0 |  | 1 | TRUE | wye
45 | LV_5723-2_0_7_load_173 | 69 | 0.00055915 | 0.00014014 | 0 | 0 |  | 1 | TRUE | wye
46 | LV_5723-2_0_7_load_205 | 70 | 0.00064878 | 0.0001626 | 0 | 0 |  | 1 | TRUE | wye
47 | LV_5723-2_0_7_load_79 | 71 | 0.0033457 | 0.0008385 | 0 | 0 |  | 1 | TRUE | wye
48 | LV_5723-2_0_7_load_57 | 72 | 0.0045423 | 0.0011384 | 0 | 0 |  | 1 | TRUE | wye
49 | LV_5723-2_0_7_load_31 | 74 | 0.0048658 | 0.0012195 | 0 | 0 |  | 1 | TRUE | wye
50 | LV_5723-2_0_7_load_169 | 75 | 0.0051667 | 0.0012949 | 0 | 0 |  | 1 | TRUE | wye
51 | LV_5723-2_0_7_load_170 | 76 | 0.0013628 | 0.00034155 | 0 | 0 |  | 1 | TRUE | wye
52 | LV_5723-2_0_7_load_223 | 77 | 0.00074824 | 0.00018753 | 0 | 0 |  | 1 | TRUE | wye
53 | LV_5723-2_0_7_load_220 | 78 | 0.00091689 | 0.00022979 | 0 | 0 |  | 1 | TRUE | wye
54 | LV_5723-2_0_7_load_37 | 79 | 0.0027911 | 0.00069951 | 0 | 0 |  | 1 | TRUE | wye
55 | LV_5723-2_0_7_load_42 | 80 | 0.0021706 | 0.00054401 | 0 | 0 |  | 1 | TRUE | wye
56 | LV_5723-2_0_7_load_44 | 81 | 0.00081685 | 0.00020472 | 0 | 0 |  | 1 | TRUE | wye
57 | LV_5723-2_0_7_load_202 | 82 | 0.00049606 | 0.00012432 | 0 | 0 |  | 1 | TRUE | wye
58 | LV_5723-2_0_7_load_200 | 83 | 0.0034653 | 0.00086849 | 0 | 0 |  | 1 | TRUE | wye
59 | LV_5723-2_0_7_load_87 | 85 | 0.0015793 | 0.00039582 | 0 | 0 |  | 1 | TRUE | wye
60 | LV_5723-2_0_7_load_191 | 86 | 0.0012715 | 0.00031866 | 0 | 0 |  | 1 | TRUE | wye
61 | LV_5723-2_0_7_load_203 | 87 | 0.00092964 | 0.00023299 | 0 | 0 |  | 1 | TRUE | wye
62 | LV_5723-2_0_7_load_199 | 88 | 0.0080092 | 0.0020073 | 0 | 0 |  | 1 | TRUE | wye
63 | LV_5723-2_0_7_load_163 | 89 | 0.0045758 | 0.0011468 | 0 | 0 |  | 1 | TRUE | wye
64 | LV_5723-2_0_7_load_192 | 90 | 0.0012504 | 0.00031339 | 0 | 0 |  | 1 | TRUE | wye
65 | LV_5723-2_0_7_load_174 | 91 | 0.00069784 | 0.0001749 | 0 | 0 |  | 1 | TRUE | wye
66 | LV_5723-2_0_7_load_204 | 92 | 0.0011002 | 0.00027574 | 0 | 0 |  | 1 | TRUE | wye
67 | LV_5723-2_0_7_load_101 | 93 | 0.0034141 | 0.00085567 | 0 | 0 |  | 1 | TRUE | wye
68 | LV_5723-2_0_7_load_161 | 94 | 0.0057664 | 0.0014452 | 0 | 0 |  | 1 | TRUE | wye
69 | LV_5723-2_0_7_load_61 | 96 | 0.0016402 | 0.00041106 | 0 | 0 |  | 1 | TRUE | wye
70 | LV_5723-2_0_7_load_63 | 97 | 0.001047 | 0.0002624 | 0 | 0 |  | 1 | TRUE | wye
71 | LV_5723-2_0_7_load_72 | 101 | 0.001975 | 0.00049498 | 0 | 0 |  | 1 | TRUE | wye
72 | LV_5723-2_0_7_load_73 | 102 | 0.0037781 | 0.00094688 | 0 | 0 |  | 1 | TRUE | wye
73 | LV_5723-2_0_7_load_117 | 105 | 0.0043852 | 0.001099 | 0 | 0 |  | 1 | TRUE | wye
74 | LV_5723-2_0_7_load_86 | 108 | 0.0025577 | 0.00064101 | 0 | 0 |  | 1 | TRUE | wye
75 | LV_5723-2_0_7_load_75 | 109 | 0.0031277 | 0.00078388 | 0 | 0 |  | 1 | TRUE | wye
76 | LV_5723-2_0_7_load_74 | 110 | 0.0035285 | 0.00088432 | 0 | 0 |  | 1 | TRUE | wye
77 | LV_5723-2_0_7_load_116 | 112 | 0.0010799 | 0.00027066 | 0 | 0 |  | 1 | TRUE | wye
78 | LV_5723-2_0_7_load_164 | 113 | 0.0023225 | 0.00058207 | 0 | 0 |  | 1 | TRUE | wye
79 | LV_5723-2_0_7_load_162 | 114 | 0.0022553 | 0.00056524 | 0 | 0 |  | 1 | TRUE | wye
80 | LV_5723-2_0_7_load_85 | 115 | 0.0019725 | 0.00049436 | 0 | 0 |  | 1 | TRUE | wye
81 | LV_5723-2_0_7_load_83 | 116 | 0.0010864 | 0.00027228 | 0 | 0 |  | 1 | TRUE | wye
82 | LV_5723-2_0_7_load_127 | 117 | 0.0026644 | 0.00066777 | 0 | 0 |  | 1 | TRUE | wye
83 | LV_5723-2_0_7_load_76 | 119 | 0.00046465 | 0.00011645 | 0 | 0 |  | 1 | TRUE | wye
84 | LV_5723-2_0_7_load_77 | 120 | 0.00080103 | 0.00020076 | 0 | 0 |  | 1 | TRUE | wye
85 | LV_5723-2_0_7_load_78 | 121 | 0.00063505 | 0.00015916 | 0 | 0 |  | 1 | TRUE | wye
86 | LV_5723-2_0_7_load_171 | 123 | 0.0042955 | 0.0010766 | 0 | 0 |  | 1 | TRUE | wye
87 | LV_5723-2_0_7_load_82 | 125 | 0.0012667 | 0.00031747 | 0 | 0 |  | 1 | TRUE | wye
88 | LV_5723-2_0_7_load_206 | 126 | 0.00077474 | 0.00019417 | 0 | 0 |  | 1 | TRUE | wye
89 | LV_5723-2_0_7_load_90 | 128 | 0.00076307 | 0.00019124 | 0 | 0 |  | 1 | TRUE | wye
90 | LV_5723-2_0_7_load_172 | 129 | 0.0059735 | 0.0014971 | 0 | 0 |  | 1 | TRUE | wye
91 | LV_5723-2_0_7_load_178 | 130 | 0.0017192 | 0.00043088 | 0 | 0 |  | 1 | TRUE | wye
92 | LV_5723-2_0_7_load_179 | 131 | 0.00076937 | 0.00019282 | 0 | 0 |  | 1 | TRUE | wye
93 | LV_5723-2_0_7_load_91 | 132 | 0.0032432 | 0.00081283 | 0 | 0 |  | 1 | TRUE | wye
94 | LV_5723-2_0_7_load_92 | 133 | 0.012984 | 0.0032541 | 0 | 0 |  | 1 | TRUE | wye
95 | LV_5723-2_0_7_load_96 | 134 | 0.0012915 | 0.00032368 | 0 | 0 |  | 1 | TRUE | wye
96 | LV_5723-2_0_7_load_111 | 135 | 0.0021491 | 0.00053861 | 0 | 0 |  | 1 | TRUE | wye
97 | LV_5723-2_0_7_load_93 | 139 | 0.010461 | 0.0026218 | 0 | 0 |  | 1 | TRUE | wye
98 | LV_5723-2_0_7_load_95 | 141 | 0.0014512 | 0.00036372 | 0 | 0 |  | 1 | TRUE | wye
99 | LV_5723-2_0_7_load_97 | 142 | 0.00092922 | 0.00023288 | 0 | 0 |  | 1 | TRUE | wye
100 | LV_5723-2_0_7_load_219 | 143 | 0.0010418 | 0.0002611 | 0 | 0 |  | 1 | TRUE | wye
101 | LV_5723-2_0_7_load_224 | 146 | 0.00045285 | 0.00011349 | 0 | 0 |  | 1 | TRUE | wye
102 | LV_5723-2_0_7_load_225 | 147 | 0.0011978 | 0.0003002 | 0 | 0 |  | 1 | TRUE | wye
103 | LV_5723-2_0_7_load_102 | 148 | 0.014726 | 0.0036908 | 0 | 0 |  | 1 | TRUE | wye
104 | LV_5723-2_0_7_load_103 | 149 | 0.01191 | 0.002985 | 0 | 0 |  | 1 | TRUE | wye
105 | LV_5723-2_0_7_load_104 | 150 | 0.0014968 | 0.00037513 | 0 | 0 |  | 1 | TRUE | wye
106 | LV_5723-2_0_7_load_106 | 151 | 0.0032814 | 0.00082239 | 0 | 0 |  | 1 | TRUE | wye
107 | LV_5723-2_0_7_load_107 | 152 | 0.00068635 | 0.00017202 | 0 | 0 |  | 1 | TRUE | wye
108 | LV_5723-2_0_7_load_113 | 153 | 0.0033233 | 0.00083289 | 0 | 0 |  | 1 | TRUE | wye
109 | LV_5723-2_0_7_load_112 | 154 | 0.0036708 | 0.00091999 | 0 | 0 |  | 1 | TRUE | wye
110 | LV_5723-2_0_7_load_108 | 155 | 0.0025324 | 0.00063467 | 0 | 0 |  | 1 | TRUE | wye
111 | LV_5723-2_0_7_load_110 | 156 | 0.0015971 | 0.00040027 | 0 | 0 |  | 1 | TRUE | wye
112 | LV_5723-2_0_7_load_122 | 157 | 0.0031628 | 0.00079267 | 0 | 0 |  | 1 | TRUE | wye
113 | LV_5723-2_0_7_load_118 | 158 | 0.0013848 | 0.00034707 | 0 | 0 |  | 1 | TRUE | wye
114 | LV_5723-2_0_7_load_114 | 159 | 0.0041543 | 0.0010412 | 0 | 0 |  | 1 | TRUE | wye
115 | LV_5723-2_0_7_load_115 | 160 | 0.0043976 | 0.0011022 | 0 | 0 |  | 1 | TRUE | wye
116 | LV_5723-2_0_7_load_119 | 161 | 0.0083509 | 0.0020929 | 0 | 0 |  | 1 | TRUE | wye
117 | LV_5723-2_0_7_load_121 | 162 | 0.0037369 | 0.00093656 | 0 | 0 |  | 1 | TRUE | wye
118 | LV_5723-2_0_7_load_123 | 165 | 0.0029592 | 0.00074165 | 0 | 0 |  | 1 | TRUE | wye
119 | LV_5723-2_0_7_load_228 | 167 | 0.0014188 | 0.00035558 | 0 | 0 |  | 1 | TRUE | wye
120 | LV_5723-2_0_7_load_130 | 170 | 0.0015346 | 0.00038462 | 0 | 0 |  | 1 | TRUE | wye
121 | LV_5723-2_0_7_load_137 | 171 | 0.0044964 | 0.0011269 | 0 | 0 |  | 1 | TRUE | wye
122 | LV_5723-2_0_7_load_138 | 172 | 0.0044917 | 0.0011257 | 0 | 0 |  | 1 | TRUE | wye
123 | LV_5723-2_0_7_load_133 | 173 | 0.002394 | 0.0006 | 0 | 0 |  | 1 | TRUE | wye
124 | LV_5723-2_0_7_load_227 | 174 | 0.0013134 | 0.00032918 | 0 | 0 |  | 1 | TRUE | wye
125 | LV_5723-2_0_7_load_135 | 176 | 0.0056327 | 0.0014117 | 0 | 0 |  | 1 | TRUE | wye
126 | LV_5723-2_0_7_load_136 | 177 | 0.0020139 | 0.00050472 | 0 | 0 |  | 1 | TRUE | wye
127 | LV_5723-2_0_7_load_142 | 179 | 0.0024946 | 0.00062519 | 0 | 0 |  | 1 | TRUE | wye
128 | LV_5723-2_0_7_load_143 | 180 | 0.0034652 | 0.00086846 | 0 | 0 |  | 1 | TRUE | wye
129 | LV_5723-2_0_7_load_139 | 181 | 0.0013717 | 0.00034379 | 0 | 0 |  | 1 | TRUE | wye
130 | LV_5723-2_0_7_load_140 | 182 | 0.004942 | 0.0012386 | 0 | 0 |  | 1 | TRUE | wye
131 | LV_5723-2_0_7_load_147 | 183 | 0.003822 | 0.0009579 | 0 | 0 |  | 1 | TRUE | wye
132 | LV_5723-2_0_7_load_152 | 185 | 0.0011506 | 0.00028837 | 0 | 0 |  | 1 | TRUE | wye
133 | LV_5723-2_0_7_load_144 | 186 | 0.0025145 | 0.00063019 | 0 | 0 |  | 1 | TRUE | wye
134 | LV_5723-2_0_7_load_145 | 187 | 0.0024737 | 0.00061997 | 0 | 0 |  | 1 | TRUE | wye
135 | LV_5723-2_0_7_load_149 | 190 | 0.0049666 | 0.0012447 | 0 | 0 |  | 1 | TRUE | wye
136 | LV_5723-2_0_7_load_156 | 191 | 0.0035921 | 0.00090028 | 0 | 0 |  | 1 | TRUE | wye
137 | LV_5723-2_0_7_load_166 | 192 | 0.0036444 | 0.00091338 | 0 | 0 |  | 1 | TRUE | wye
138 | LV_5723-2_0_7_load_160 | 193 | 0.00088785 | 0.00022252 | 0 | 0 |  | 1 | TRUE | wye
139 | LV_5723-2_0_7_load_158 | 194 | 0.0027829 | 0.00069747 | 0 | 0 |  | 1 | TRUE | wye
140 | LV_5723-2_0_7_load_153 | 195 | 0.0031876 | 0.0007989 | 0 | 0 |  | 1 | TRUE | wye
141 | LV_5723-2_0_7_load_155 | 197 | 0.0024265 | 0.00060813 | 0 | 0 |  | 1 | TRUE | wye
142 | LV_5723-2_0_7_load_159 | 198 | 0.0034158 | 0.00085608 | 0 | 0 |  | 1 | TRUE | wye
143 | LV_5723-2_0_7_load_177 | 199 | 0.00040523 | 0.00010156 | 0 | 0 |  | 1 | TRUE | wye
144 | LV_5723-2_0_7_load_175 | 200 | 0.0013763 | 0.00034492 | 0 | 0 |  | 1 | TRUE | wye
145 | LV_5723-2_0_7_load_180 | 201 | 0.0003743 | 9.3807e-05 | 0 | 0 |  | 1 | TRUE | wye
146 | LV_5723-2_0_7_load_181 | 202 | 0.00019619 | 4.9169e-05 | 0 | 0 |  | 1 | TRUE | wye
147 | LV_5723-2_0_7_load_184 | 203 | 0.0001885 | 4.7243e-05 | 0 | 0 |  | 1 | TRUE | wye
148 | LV_5723-2_0_7_load_182 | 204 | 0.0006365 | 0.00015952 | 0 | 0 |  | 1 | TRUE | wye
149 | LV_5723-2_0_7_load_183 | 205 | 0.0028723 | 0.00071988 | 0 | 0 |  | 1 | TRUE | wye
150 | LV_5723-2_0_7_load_185 | 206 | 0.00019619 | 4.9169e-05 | 0 | 0 |  | 1 | TRUE | wye
151 | LV_5723-2_0_7_load_195 | 207 | 0.00041423 | 0.00010382 | 0 | 0 |  | 1 | TRUE | wye
152 | LV_5723-2_0_7_load_194 | 208 | 0.0010889 | 0.00027291 | 0 | 0 |  | 1 | TRUE | wye
153 | LV_5723-2_0_7_load_186 | 209 | 0.00055317 | 0.00013864 | 0 | 0 |  | 1 | TRUE | wye
154 | LV_5723-2_0_7_load_187 | 210 | 0.0004434 | 0.00011113 | 0 | 0 |  | 1 | TRUE | wye
155 | LV_5723-2_0_7_load_188 | 211 | 0.00065162 | 0.00016331 | 0 | 0 |  | 1 | TRUE | wye
156 | LV_5723-2_0_7_load_189 | 212 | 0.0016257 | 0.00040743 | 0 | 0 |  | 1 | TRUE | wye
157 | LV_5723-2_0_7_load_190 | 213 | 0.0012843 | 0.00032187 | 0 | 0 |  | 1 | TRUE | wye
158 | LV_5723-2_0_7_load_196 | 214 | 0.0027066 | 0.00067833 | 0 | 0 |  | 1 | TRUE | wye
159 | LV_5723-2_0_7_load_197 | 215 | 0.00061256 | 0.00015352 | 0 | 0 |  | 1 | TRUE | wye
160 | LV_5723-2_0_7_load_193 | 216 | 0.0021154 | 0.00053017 | 0 | 0 |  | 1 | TRUE | wye
161 | LV_5723-2_0_7_load_198 | 217 | 0.00037918 | 9.5032e-05 | 0 | 0 |  | 1 | TRUE | wye
162 | LV_5723-2_0_7_load_201 | 218 | 0.0016891 | 0.00042332 | 0 | 0 |  | 1 | TRUE | wye
163 | LV_5723-2_0_7_load_211 | 219 | 0.0010988 | 0.00027539 | 0 | 0 |  | 1 | TRUE | wye
164 | LV_5723-2_0_7_load_212 | 220 | 0.00080822 | 0.00020256 | 0 | 0 |  | 1 | TRUE | wye
165 | LV_5723-2_0_7_load_213 | 221 | 0.00053442 | 0.00013394 | 0 | 0 |  | 1 | TRUE | wye
166 | LV_5723-2_0_7_load_214 | 222 | 0.0008715 | 0.00021842 | 0 | 0 |  | 1 | TRUE | wye
167 | LV_5723-2_0_7_load_215 | 223 | 0.00096494 | 0.00024184 | 0 | 0 |  | 1 | TRUE | wye
168 | LV_5723-2_0_7_load_216 | 224 | 0.00065719 | 0.00016471 | 0 | 0 |  | 1 | TRUE | wye
169 | LV_5723-2_0_7_load_217 | 225 | 0.00085047 | 0.00021315 | 0 | 0 |  | 1 | TRUE | wye

## ext_grid
| name | bus | vm_pu | va_degree | slack_weight | in_service
0 |  | 189 | 1 | 0 | 1 | TRUE

## line
| name | std_type | from_bus | to_bus | length_km | r_ohm_per_km | x_ohm_per_km | c_nf_per_km | g_us_per_km | max_i_ka | df | parallel | type | in_service
0 | LV_5723-2_0_7_line_0 |  | 0 | 1 | 0.035831 | 0.125 | 0.08 | 261 | 0 | 0.364 | 1 | 1 | cs | TRUE
1 | LV_5723-2_0_7_line_1 |  | 0 | 2 | 0.02368 | 0.125 | 0.08 | 261 | 0 | 0.364 | 1 | 1 | cs | TRUE
2 | LV_5723-2_0_7_line_2 |  | 1 | 3 | 0.011761 | 0.125 | 0.08 | 261 | 0 | 0.364 | 1 | 1 | cs | TRUE
3 | LV_5723-2_0_7_line_3 |  | 3 | 4 | 0.023867 | 0.125 | 0.08 | 261 | 0 | 0.364 | 1 | 1 | cs | TRUE
4 | LV_5723-2_0_7_line_4 |  | 3 | 5 | 0.031788 | 0.125 | 0.08 | 261 | 0 | 0.364 | 1 | 1 | cs | TRUE
5 | LV_5723-2_0_7_line_5 |  | 4 | 6 | 0.0042273 | 0.125 | 0.08 | 261 | 0 | 0.364 | 1 | 1 | cs | TRUE
6 | LV_5723-2_0_7_line_6 |  | 5 | 7 | 0.00019289 | 0.125 | 0.08 | 261 | 0 | 0.364 | 1 | 1 | cs | TRUE
7 | LV_5723-2_0_7_line_7 |  | 6 | 8 | 0.041378 | 0.125 | 0.08 | 261 | 0 | 0.364 | 1 | 1 | cs | TRUE
8 | LV_5723-2_0_7_line_8 |  | 7 | 9 | 0.030893 | 0.125 | 0.08 | 261 | 0 | 0.364 | 1 | 1 | cs | TRUE
9 | LV_5723-2_0_7_line_9 |  | 8 | 12 | 0.025205 | 0.125 | 0.08 | 261 | 0 | 0.364 | 1 | 1 | cs | TRUE
10 | LV_5723-2_0_7_line_10 |  | 10 | 11 | 0.028247 | 0.125 | 0.08 | 261 | 0 | 0.364 | 1 | 1 | cs | TRUE
11 | LV_5723-2_0_7_line_11 |  | 11 | 12 | 0.018005 | 0.125 | 0.08 | 261 | 0 | 0.364 | 1 | 1 | cs | TRUE
12 | LV_5723-2_0_7_line_12 |  | 11 | 13 | 0.034849 | 0.125 | 0.08 | 261 | 0 | 0.364 | 1 | 1 | cs | TRUE
13 | LV_5723-2_0_7_line_13 |  | 13 | 14 | 0.035807 | 0.125 | 0.08 | 261 | 0 | 0.364 | 1 | 1 | cs | TRUE
14 | LV_5723-2_0_7_line_14 |  | 14 | 15 | 0.021222 | 0.125 | 0.08 | 261 | 0 | 0.364 | 1 | 1 | cs | TRUE
15 | LV_5723-2_0_7_line_15 |  | 14 | 16 | 0.0071587 | 0.125 | 0.08 | 261 | 0 | 0.364 | 1 | 1 | cs | TRUE
16 | LV_5723-2_0_7_line_16 |  | 15 | 93 | 0.040284 | 0.125 | 0.08 | 261 | 0 | 0.364 | 1 | 1 | cs | TRUE
17 | LV_5723-2_0_7_line_17 |  | 16 | 24 | 0.037391 | 0.125 | 0.08 | 261 | 0 | 0.364 | 1 | 1 | cs | TRUE
18 | LV_5723-2_0_7_line_18 |  | 17 | 18 | 0.027249 | 0.125 | 0.08 | 261 | 0 | 0.364 | 1 | 2 | cs | TRUE
19 | LV_5723-2_0_7_line_19 |  | 17 | 19 | 0.036698 | 0.125 | 0.08 | 261 | 0 | 0.364 | 1 | 3 | cs | TRUE
20 | LV_5723-2_0_7_line_20 |  | 18 | 20 | 0.040696 | 0.125 | 0.08 | 261 | 0 | 0.364 | 1 | 1 | cs | TRUE
21 | LV_5723-2_0_7_line_21 |  | 19 | 21 | 0.11442 | 0.125 | 0.08 | 261 | 0 | 0.364 | 1 | 1 | cs | TRUE
22 | LV_5723-2_0_7_line_22 |  | 19 | 22 | 0.099204 | 0.125 | 0.08 | 261 | 0 | 0.364 | 1 | 3 | cs | TRUE
23 | LV_5723-2_0_7_line_23 |  | 20 | 23 | 0.055028 | 0.125 | 0.08 | 261 | 0 | 0.364 | 1 | 1 | cs | TRUE
24 | LV_5723-2_0_7_line_24 |  | 20 | 24 | 0.03529 | 0.125 | 0.08 | 261 | 0 | 0.364 | 1 | 1 | cs | TRUE
25 | LV_5723-2_0_7_line_25 |  | 21 | 25 | 0.00875 | 0.125 | 0.08 | 261 | 0 | 0.364 | 1 | 1 | cs | TRUE
26 | LV_5723-2_0_7_line_26 |  | 21 | 26 | 0.0067099 | 0.125 | 0.08 | 261 | 0 | 0.364 | 1 | 1 | cs | TRUE
27 | LV_5723-2_0_7_line_27 |  | 22 | 27 | 0.050328 | 0.125 | 0.08 | 261 | 0 | 0.364 | 1 | 3 | cs | TRUE
28 | LV_5723-2_0_7_line_28 |  | 22 | 28 | 0.0050422 | 0.125 | 0.08 | 261 | 0 | 0.364 | 1 | 3 | cs | TRUE
29 | LV_5723-2_0_7_line_29 |  | 23 | 29 | 0.014177 | 0.125 | 0.08 | 261 | 0 | 0.364 | 1 | 1 | cs | TRUE
30 | LV_5723-2_0_7_line_30 |  | 23 | 30 | 0.049969 | 0.125 | 0.08 | 261 | 0 | 0.364 | 1 | 1 | cs | TRUE
31 | LV_5723-2_0_7_line_31 |  | 25 | 31 | 0.0075206 | 0.125 | 0.08 | 261 | 0 | 0.364 | 1 | 1 | cs | TRUE
32 | LV_5723-2_0_7_line_32 |  | 26 | 32 | 0.0093963 | 0.125 | 0.08 | 261 | 0 | 0.364 | 1 | 1 | cs | TRUE
33 | LV_5723-2_0_7_line_33 |  | 27 | 33 | 0.028989 | 0.125 | 0.08 | 261 | 0 | 0.364 | 1 | 1 | cs | TRUE
34 | LV_5723-2_0_7_line_34 |  | 27 | 34 | 0.037221 | 0.125 | 0.08 | 261 | 0 | 0.364 | 1 | 3 | cs | TRUE
35 | LV_5723-2_0_7_line_35 |  | 28 | 35 | 0.019913 | 0.125 | 0.08 | 261 | 0 | 0.364 | 1 | 3 | cs | TRUE
36 | LV_5723-2_0_7_line_36 |  | 29 | 77 | 0.0075669 | 0.125 | 0.08 | 261 | 0 | 0.364 | 1 | 1 | cs | TRUE
37 | LV_5723-2_0_7_line_37 |  | 30 | 78 | 2.0534e-05 | 0.125 | 0.08 | 261 | 0 | 0.364 | 1 | 1 | cs | TRUE
38 | LV_5723-2_0_7_line_38 |  | 31 | 79 | 0.075305 | 0.125 | 0.08 | 261 | 0 | 0.364 | 1 | 1 | cs | TRUE
39 | LV_5723-2_0_7_line_39 |  | 32 | 96 | 0.014293 | 0.125 | 0.08 | 261 | 0 | 0.364 | 1 | 1 | cs | TRUE
40 | LV_5723-2_0_7_line_40 |  | 33 | 94 | 0.058363 | 0.125 | 0.08 | 261 | 0 | 0.364 | 1 | 1 | cs | TRUE
41 | LV_5723-2_0_7_line_41 |  | 34 | 95 | 0.018086 | 0.125 | 0.08 | 261 | 0 | 0.364 | 1 | 3 | cs | TRUE
42 | LV_5723-2_0_7_line_42 |  | 35 | 72 | 0.035773 | 0.125 | 0.08 | 261 | 0 | 0.364 | 1 | 3 | cs | TRUE
43 | LV_5723-2_0_7_line_43 |  | 36 | 37 | 0.052131 | 0.125 | 0.08 | 261 | 0 | 0.364 | 1 | 1 | cs | TRUE
44 | LV_5723-2_0_7_line_44 |  | 37 | 38 | 4.9175e-05 | 0.125 | 0.08 | 261 | 0 | 0.364 | 1 | 1 | cs | TRUE
45 | LV_5723-2_0_7_line_45 |  | 38 | 39 | 0.040158 | 0.125 | 0.08 | 261 | 0 | 0.364 | 1 | 1 | cs | TRUE
46 | LV_5723-2_0_7_line_46 |  | 39 | 40 | 0.0072058 | 0.125 | 0.08 | 261 | 0 | 0.364 | 1 | 1 | cs | TRUE
47 | LV_5723-2_0_7_line_47 |  | 40 | 219 | 0.020183 | 0.125 | 0.08 | 261 | 0 | 0.364 | 1 | 1 | cs | TRUE
48 | LV_5723-2_0_7_line_48 |  | 41 | 42 | 0.0089538 | 0.125 | 0.08 | 261 | 0 | 0.364 | 1 | 1 | cs | TRUE
49 | LV_5723-2_0_7_line_49 |  | 41 | 43 | 0.01365 | 0.125 | 0.08 | 261 | 0 | 0.364 | 1 | 1 | cs | TRUE
50 | LV_5723-2_0_7_line_50 |  | 42 | 44 | 0.014828 | 0.125 | 0.08 | 261 | 0 | 0.364 | 1 | 1 | cs | TRUE
51 | LV_5723-2_0_7_line_51 |  | 42 | 45 | 0.048114 | 0.125 | 0.08 | 261 | 0 | 0.364 | 1 | 1 | cs | TRUE
52 | LV_5723-2_0_7_line_52 |  | 43 | 46 | 0.030104 | 0.125 | 0.08 | 261 | 0 | 0.364 | 1 | 1 | cs | TRUE
53 | LV_5723-2_0_7_line_53 |  | 44 | 47 | 0.022212 | 0.125 | 0.08 | 261 | 0 | 0.364 | 1 | 1 | cs | TRUE
54 | LV_5723-2_0_7_line_54 |  | 44 | 48 | 0.03421 | 0.125 | 0.08 | 261 | 0 | 0.364 | 1 | 1 | cs | TRUE
55 | LV_5723-2_0_7_line_55 |  | 45 | 49 | 0.023963 | 0.125 | 0.08 | 261 | 0 | 0.364 | 1 | 1 | cs | TRUE
56 | LV_5723-2_0_7_line_56 |  | 46 | 50 | 0.055079 | 0.125 | 0.08 | 261 | 0 | 0.364 | 1 | 1 | cs | TRUE
57 | LV_5723-2_0_7_line_57 |  | 46 | 51 | 0.05633 | 0.125 | 0.08 | 261 | 0 | 0.364 | 1 | 3 | cs | TRUE
58 | LV_5723-2_0_7_line_58 |  | 46 | 52 | 0.048653 | 0.125 | 0.08 | 261 | 0 | 0.364 | 1 | 3 | cs | TRUE
59 | LV_5723-2_0_7_line_59 |  | 46 | 53 | 0.007935 | 0.125 | 0.08 | 261 | 0 | 0.364 | 1 | 1 | cs | TRUE
60 | LV_5723-2_0_7_line_60 |  | 48 | 60 | 0.0099595 | 0.125 | 0.08 | 261 | 0 | 0.364 | 1 | 1 | cs | TRUE
61 | LV_5723-2_0_7_line_61 |  | 51 | 54 | 0.021413 | 0.125 | 0.08 | 261 | 0 | 0.364 | 1 | 1 | cs | TRUE
62 | LV_5723-2_0_7_line_62 |  | 51 | 55 | 0.10953 | 0.125 | 0.08 | 261 | 0 | 0.364 | 1 | 3 | cs | TRUE
63 | LV_5723-2_0_7_line_63 |  | 52 | 58 | 0.016661 | 0.125 | 0.08 | 261 | 0 | 0.364 | 1 | 1 | cs | TRUE
64 | LV_5723-2_0_7_line_64 |  | 52 | 59 | 0.045564 | 0.125 | 0.08 | 261 | 0 | 0.364 | 1 | 1 | cs | TRUE
65 | LV_5723-2_0_7_line_65 |  | 52 | 56 | 0.024844 | 0.125 | 0.08 | 261 | 0 | 0.364 | 1 | 3 | cs | TRUE
66 | LV_5723-2_0_7_line_66 |  | 55 | 66 | 0.040249 | 0.125 | 0.08 | 261 | 0 | 0.364 | 1 | 1 | cs | TRUE
67 | LV_5723-2_0_7_line_67 |  | 55 | 67 | 0.041379 | 0.125 | 0.08 | 261 | 0 | 0.364 | 1 | 3 | cs | TRUE
68 | LV_5723-2_0_7_line_68 |  | 55 | 68 | 0.097241 | 0.125 | 0.08 | 261 | 0 | 0.364 | 1 | 1 | cs | TRUE
69 | LV_5723-2_0_7_line_69 |  | 55 | 69 | 0.017324 | 0.125 | 0.08 | 261 | 0 | 0.364 | 1 | 1 | cs | TRUE
70 | LV_5723-2_0_7_line_70 |  | 56 | 57 | 0.040764 | 0.125 | 0.08 | 261 | 0 | 0.364 | 1 | 3 | cs | TRUE
71 | LV_5723-2_0_7_line_71 |  | 57 | 72 | 0.0061093 | 0.125 | 0.08 | 261 | 0 | 0.364 | 1 | 3 | cs | TRUE
72 | LV_5723-2_0_7_line_72 |  | 58 | 73 | 0.017503 | 0.125 | 0.08 | 261 | 0 | 0.364 | 1 | 1 | cs | TRUE
73 | LV_5723-2_0_7_line_73 |  | 59 | 74 | 0.0028992 | 0.125 | 0.08 | 261 | 0 | 0.364 | 1 | 1 | cs | TRUE
74 | LV_5723-2_0_7_line_74 |  | 61 | 62 | 0.012537 | 0.125 | 0.08 | 261 | 0 | 0.364 | 1 | 1 | cs | TRUE
75 | LV_5723-2_0_7_line_75 |  | 61 | 63 | 0.013744 | 0.125 | 0.08 | 261 | 0 | 0.364 | 1 | 1 | cs | TRUE
76 | LV_5723-2_0_7_line_76 |  | 61 | 64 | 0.0094179 | 0.125 | 0.08 | 261 | 0 | 0.364 | 1 | 1 | cs | TRUE
77 | LV_5723-2_0_7_line_77 |  | 62 | 83 | 0.042299 | 0.125 | 0.08 | 261 | 0 | 0.364 | 1 | 1 | cs | TRUE
78 | LV_5723-2_0_7_line_78 |  | 63 | 65 | 0.071379 | 0.125 | 0.08 | 261 | 0 | 0.364 | 1 | 1 | cs | TRUE
79 | LV_5723-2_0_7_line_79 |  | 64 | 80 | 0.026849 | 0.125 | 0.08 | 261 | 0 | 0.364 | 1 | 1 | cs | TRUE
80 | LV_5723-2_0_7_line_80 |  | 65 | 89 | 0.037919 | 0.125 | 0.08 | 261 | 0 | 0.364 | 1 | 1 | cs | TRUE
81 | LV_5723-2_0_7_line_81 |  | 67 | 70 | 0.028285 | 0.125 | 0.08 | 261 | 0 | 0.364 | 1 | 3 | cs | TRUE
82 | LV_5723-2_0_7_line_82 |  | 68 | 71 | 0.041854 | 0.125 | 0.08 | 261 | 0 | 0.364 | 1 | 1 | cs | TRUE
83 | LV_5723-2_0_7_line_83 |  | 69 | 91 | 0.026878 | 0.125 | 0.08 | 261 | 0 | 0.364 | 1 | 1 | cs | TRUE
84 | LV_5723-2_0_7_line_84 |  | 70 | 92 | 0.016054 | 0.125 | 0.08 | 261 | 0 | 0.364 | 1 | 3 | cs | TRUE
85 | LV_5723-2_0_7_line_85 |  | 71 | 124 | 0.046676 | 0.125 | 0.08 | 261 | 0 | 0.364 | 1 | 1 | cs | TRUE
86 | LV_5723-2_0_7_line_86 |  | 73 | 75 | 0.00066436 | 0.125 | 0.08 | 261 | 0 | 0.364 | 1 | 1 | cs | TRUE
87 | LV_5723-2_0_7_line_87 |  | 73 | 76 | 0.058022 | 0.125 | 0.08 | 261 | 0 | 0.364 | 1 | 1 | cs | TRUE
88 | LV_5723-2_0_7_line_88 |  | 75 | 122 | 0.028831 | 0.125 | 0.08 | 261 | 0 | 0.364 | 1 | 1 | cs | TRUE
89 | LV_5723-2_0_7_line_89 |  | 76 | 199 | 0.0054826 | 0.125 | 0.08 | 261 | 0 | 0.364 | 1 | 1 | cs | TRUE
90 | LV_5723-2_0_7_line_90 |  | 78 | 145 | 0.037168 | 0.125 | 0.08 | 261 | 0 | 0.364 | 1 | 1 | cs | TRUE
91 | LV_5723-2_0_7_line_91 |  | 80 | 81 | 0.033953 | 0.125 | 0.08 | 261 | 0 | 0.364 | 1 | 1 | cs | TRUE
92 | LV_5723-2_0_7_line_92 |  | 81 | 82 | 0.02162 | 0.125 | 0.08 | 261 | 0 | 0.364 | 1 | 1 | cs | TRUE
93 | LV_5723-2_0_7_line_93 |  | 82 | 87 | 0.013513 | 0.125 | 0.08 | 261 | 0 | 0.364 | 1 | 2 | cs | TRUE
94 | LV_5723-2_0_7_line_94 |  | 83 | 88 | 0.012709 | 0.125 | 0.08 | 261 | 0 | 0.364 | 1 | 1 | cs | TRUE
95 | LV_5723-2_0_7_line_95 |  | 84 | 85 | 0.049936 | 0.125 | 0.08 | 261 | 0 | 0.364 | 1 | 1 | cs | TRUE
96 | LV_5723-2_0_7_line_96 |  | 84 | 86 | 0.030071 | 0.125 | 0.08 | 261 | 0 | 0.364 | 1 | 1 | cs | TRUE
97 | LV_5723-2_0_7_line_97 |  | 86 | 90 | 0.039104 | 0.125 | 0.08 | 261 | 0 | 0.364 | 1 | 1 | cs | TRUE
98 | LV_5723-2_0_7_line_98 |  | 87 | 92 | 0.014095 | 0.125 | 0.08 | 261 | 0 | 0.364 | 1 | 3 | cs | TRUE
99 | LV_5723-2_0_7_line_99 |  | 88 | 218 | 0.023822 | 0.125 | 0.08 | 261 | 0 | 0.364 | 1 | 1 | cs | TRUE
100 | LV_5723-2_0_7_line_100 |  | 89 | 114 | 0.065311 | 0.125 | 0.08 | 261 | 0 | 0.364 | 1 | 1 | cs | TRUE
101 | LV_5723-2_0_7_line_101 |  | 90 | 216 | 0.0038536 | 0.125 | 0.08 | 261 | 0 | 0.364 | 1 | 1 | cs | TRUE
102 | LV_5723-2_0_7_line_102 |  | 91 | 200 | 0.01752 | 0.125 | 0.08 | 261 | 0 | 0.364 | 1 | 1 | cs | TRUE
103 | LV_5723-2_0_7_line_103 |  | 95 | 185 | 0.0099545 | 0.125 | 0.08 | 261 | 0 | 0.364 | 1 | 3 | cs | TRUE
104 | LV_5723-2_0_7_line_104 |  | 97 | 98 | 0.020484 | 0.125 | 0.08 | 261 | 0 | 0.364 | 1 | 1 | cs | TRUE
105 | LV_5723-2_0_7_line_105 |  | 97 | 99 | 0.014458 | 0.125 | 0.08 | 261 | 0 | 0.364 | 1 | 1 | cs | TRUE
106 | LV_5723-2_0_7_line_106 |  | 98 | 100 | 0.034544 | 0.125 | 0.08 | 261 | 0 | 0.364 | 1 | 1 | cs | TRUE
107 | LV_5723-2_0_7_line_107 |  | 99 | 101 | 0.058867 | 0.125 | 0.08 | 261 | 0 | 0.364 | 1 | 1 | cs | TRUE
108 | LV_5723-2_0_7_line_108 |  | 99 | 102 | 0.031416 | 0.125 | 0.08 | 261 | 0 | 0.364 | 1 | 1 | cs | TRUE
109 | LV_5723-2_0_7_line_109 |  | 99 | 103 | 0.00733 | 0.125 | 0.08 | 261 | 0 | 0.364 | 1 | 1 | cs | TRUE
110 | LV_5723-2_0_7_line_110 |  | 100 | 104 | 0.020129 | 0.125 | 0.08 | 261 | 0 | 0.364 | 1 | 1 | cs | TRUE
111 | LV_5723-2_0_7_line_111 |  | 100 | 105 | 0.018887 | 0.125 | 0.08 | 261 | 0 | 0.364 | 1 | 1 | cs | TRUE
112 | LV_5723-2_0_7_line_112 |  | 101 | 111 | 0.011896 | 0.125 | 0.08 | 261 | 0 | 0.364 | 1 | 1 | cs | TRUE
113 | LV_5723-2_0_7_line_113 |  | 103 | 106 | 0.014285 | 0.125 | 0.08 | 261 | 0 | 0.364 | 1 | 1 | cs | TRUE
114 | LV_5723-2_0_7_line_114 |  | 104 | 109 | 0.013254 | 0.125 | 0.08 | 261 | 0 | 0.364 | 1 | 1 | cs | TRUE
115 | LV_5723-2_0_7_line_115 |  | 104 | 110 | 0.039322 | 0.125 | 0.08 | 261 | 0 | 0.364 | 1 | 1 | cs | TRUE
116 | LV_5723-2_0_7_line_116 |  | 105 | 112 | 0.010955 | 0.125 | 0.08 | 261 | 0 | 0.364 | 1 | 1 | cs | TRUE
117 | LV_5723-2_0_7_line_117 |  | 106 | 107 | 0.014245 | 0.125 | 0.08 | 261 | 0 | 0.364 | 1 | 1 | cs | TRUE
118 | LV_5723-2_0_7_line_118 |  | 106 | 108 | 0.032755 | 0.125 | 0.08 | 261 | 0 | 0.364 | 1 | 1 | cs | TRUE
119 | LV_5723-2_0_7_line_119 |  | 107 | 115 | 0.016226 | 0.125 | 0.08 | 261 | 0 | 0.364 | 1 | 1 | cs | TRUE
120 | LV_5723-2_0_7_line_120 |  | 107 | 116 | 0.014325 | 0.125 | 0.08 | 261 | 0 | 0.364 | 1 | 1 | cs | TRUE
121 | LV_5723-2_0_7_line_121 |  | 111 | 117 | 0.025621 | 0.125 | 0.08 | 261 | 0 | 0.364 | 1 | 1 | cs | TRUE
122 | LV_5723-2_0_7_line_122 |  | 111 | 118 | 0.006728 | 0.125 | 0.08 | 261 | 0 | 0.364 | 1 | 1 | cs | TRUE
123 | LV_5723-2_0_7_line_123 |  | 112 | 160 | 0.0061756 | 0.125 | 0.08 | 261 | 0 | 0.364 | 1 | 1 | cs | TRUE
124 | LV_5723-2_0_7_line_124 |  | 113 | 114 | 0.070614 | 0.125 | 0.08 | 261 | 0 | 0.364 | 1 | 1 | cs | TRUE
125 | LV_5723-2_0_7_line_125 |  | 115 | 127 | 0.029591 | 0.125 | 0.08 | 261 | 0 | 0.364 | 1 | 1 | cs | TRUE
126 | LV_5723-2_0_7_line_126 |  | 117 | 171 | 0.061112 | 0.125 | 0.08 | 261 | 0 | 0.364 | 1 | 1 | cs | TRUE
127 | LV_5723-2_0_7_line_127 |  | 118 | 166 | 0.022603 | 0.125 | 0.08 | 261 | 0 | 0.364 | 1 | 1 | cs | TRUE
128 | LV_5723-2_0_7_line_128 |  | 118 | 165 | 0.04468 | 0.125 | 0.08 | 261 | 0 | 0.364 | 1 | 1 | cs | TRUE
129 | LV_5723-2_0_7_line_129 |  | 119 | 120 | 0.015722 | 0.125 | 0.08 | 261 | 0 | 0.364 | 1 | 1 | cs | TRUE
130 | LV_5723-2_0_7_line_130 |  | 120 | 121 | 0.011817 | 0.125 | 0.08 | 261 | 0 | 0.364 | 1 | 1 | cs | TRUE
131 | LV_5723-2_0_7_line_131 |  | 121 | 122 | 0.027524 | 0.125 | 0.08 | 261 | 0 | 0.364 | 1 | 1 | cs | TRUE
132 | LV_5723-2_0_7_line_132 |  | 122 | 123 | 0.031312 | 0.125 | 0.08 | 261 | 0 | 0.364 | 1 | 1 | cs | TRUE
133 | LV_5723-2_0_7_line_133 |  | 123 | 129 | 0.0029763 | 0.125 | 0.08 | 261 | 0 | 0.364 | 1 | 1 | cs | TRUE
134 | LV_5723-2_0_7_line_134 |  | 124 | 125 | 0.024129 | 0.125 | 0.08 | 261 | 0 | 0.364 | 1 | 1 | cs | TRUE
135 | LV_5723-2_0_7_line_135 |  | 125 | 126 | 0.034294 | 0.125 | 0.08 | 261 | 0 | 0.364 | 1 | 1 | cs | TRUE
136 | LV_5723-2_0_7_line_136 |  | 127 | 128 | 0.059282 | 0.125 | 0.08 | 261 | 0 | 0.364 | 1 | 1 | cs | TRUE
137 | LV_5723-2_0_7_line_137 |  | 128 | 130 | 0.021478 | 0.125 | 0.08 | 261 | 0 | 0.364 | 1 | 1 | cs | TRUE
138 | LV_5723-2_0_7_line_138 |  | 130 | 131 | 0.0028398 | 0.125 | 0.08 | 261 | 0 | 0.364 | 1 | 1 | cs | TRUE
139 | LV_5723-2_0_7_line_139 |  | 131 | 201 | 0.00013892 | 0.125 | 0.08 | 261 | 0 | 0.364 | 1 | 1 | cs | TRUE
140 | LV_5723-2_0_7_line_140 |  | 132 | 133 | 0.014404 | 0.125 | 0.08 | 261 | 0 | 0.364 | 1 | 1 | cs | TRUE
141 | LV_5723-2_0_7_line_141 |  | 132 | 134 | 0.060915 | 0.125 | 0.08 | 261 | 0 | 0.364 | 1 | 1 | cs | TRUE
142 | LV_5723-2_0_7_line_142 |  | 133 | 135 | 0.069055 | 0.125 | 0.08 | 261 | 0 | 0.364 | 1 | 1 | cs | TRUE
143 | LV_5723-2_0_7_line_143 |  | 134 | 136 | 0.042185 | 0.125 | 0.08 | 261 | 0 | 0.364 | 1 | 1 | cs | TRUE
144 | LV_5723-2_0_7_line_144 |  | 135 | 137 | 0.013352 | 0.125 | 0.08 | 261 | 0 | 0.364 | 1 | 1 | cs | TRUE
145 | LV_5723-2_0_7_line_145 |  | 135 | 138 | 0.051221 | 0.125 | 0.08 | 261 | 0 | 0.364 | 1 | 1 | cs | TRUE
146 | LV_5723-2_0_7_line_146 |  | 136 | 144 | 0.027505 | 0.125 | 0.08 | 261 | 0 | 0.364 | 1 | 1 | cs | TRUE
147 | LV_5723-2_0_7_line_147 |  | 137 | 157 | 0.029583 | 0.125 | 0.08 | 261 | 0 | 0.364 | 1 | 1 | cs | TRUE
148 | LV_5723-2_0_7_line_148 |  | 137 | 158 | 0.045715 | 0.125 | 0.08 | 261 | 0 | 0.364 | 1 | 1 | cs | TRUE
149 | LV_5723-2_0_7_line_149 |  | 138 | 156 | 0.019977 | 0.125 | 0.08 | 261 | 0 | 0.364 | 1 | 1 | cs | TRUE
150 | LV_5723-2_0_7_line_150 |  | 138 | 155 | 0.044326 | 0.125 | 0.08 | 261 | 0 | 0.364 | 1 | 1 | cs | TRUE
151 | LV_5723-2_0_7_line_151 |  | 139 | 140 | 0.014793 | 0.125 | 0.08 | 261 | 0 | 0.364 | 1 | 1 | cs | TRUE
152 | LV_5723-2_0_7_line_152 |  | 139 | 141 | 0.026481 | 0.125 | 0.08 | 261 | 0 | 0.364 | 1 | 1 | cs | TRUE
153 | LV_5723-2_0_7_line_153 |  | 140 | 142 | 0.03944 | 0.125 | 0.08 | 261 | 0 | 0.364 | 1 | 1 | cs | TRUE
154 | LV_5723-2_0_7_line_154 |  | 142 | 143 | 0.00010021 | 0.125 | 0.08 | 261 | 0 | 0.364 | 1 | 1 | cs | TRUE
155 | LV_5723-2_0_7_line_155 |  | 143 | 145 | 0.017433 | 0.125 | 0.08 | 261 | 0 | 0.364 | 1 | 1 | cs | TRUE
156 | LV_5723-2_0_7_line_156 |  | 144 | 146 | 0.093983 | 0.125 | 0.08 | 261 | 0 | 0.364 | 1 | 1 | cs | TRUE
157 | LV_5723-2_0_7_line_157 |  | 145 | 225 | 0.036898 | 0.125 | 0.08 | 261 | 0 | 0.364 | 1 | 1 | cs | TRUE
158 | LV_5723-2_0_7_line_158 |  | 146 | 147 | 0.0011401 | 0.125 | 0.08 | 261 | 0 | 0.364 | 1 | 1 | cs | TRUE
159 | LV_5723-2_0_7_line_159 |  | 148 | 149 | 0.017189 | 0.125 | 0.08 | 261 | 0 | 0.364 | 1 | 1 | cs | TRUE
160 | LV_5723-2_0_7_line_160 |  | 148 | 150 | 0.034794 | 0.125 | 0.08 | 261 | 0 | 0.364 | 1 | 1 | cs | TRUE
161 | LV_5723-2_0_7_line_161 |  | 150 | 151 | 0.050112 | 0.125 | 0.08 | 261 | 0 | 0.364 | 1 | 1 | cs | TRUE
162 | LV_5723-2_0_7_line_162 |  | 150 | 152 | 0.012528 | 0.125 | 0.08 | 261 | 0 | 0.364 | 1 | 1 | cs | TRUE
163 | LV_5723-2_0_7_line_163 |  | 152 | 153 | 0.010856 | 0.125 | 0.08 | 261 | 0 | 0.364 | 1 | 1 | cs | TRUE
164 | LV_5723-2_0_7_line_164 |  | 153 | 154 | 0.035265 | 0.125 | 0.08 | 261 | 0 | 0.364 | 1 | 1 | cs | TRUE
165 | LV_5723-2_0_7_line_165 |  | 154 | 156 | 0.0043567 | 0.125 | 0.08 | 261 | 0 | 0.364 | 1 | 1 | cs | TRUE
166 | LV_5723-2_0_7_line_166 |  | 157 | 163 | 0.011114 | 0.125 | 0.08 | 261 | 0 | 0.364 | 1 | 1 | cs | TRUE
167 | LV_5723-2_0_7_line_167 |  | 158 | 161 | 0.0072509 | 0.125 | 0.08 | 261 | 0 | 0.364 | 1 | 1 | cs | TRUE
168 | LV_5723-2_0_7_line_168 |  | 159 | 160 | 0.031663 | 0.125 | 0.08 | 261 | 0 | 0.364 | 1 | 1 | cs | TRUE
169 | LV_5723-2_0_7_line_169 |  | 161 | 162 | 0.0026873 | 0.125 | 0.08 | 261 | 0 | 0.364 | 1 | 1 | cs | TRUE
170 | LV_5723-2_0_7_line_170 |  | 163 | 164 | 0.01098 | 0.125 | 0.08 | 261 | 0 | 0.364 | 1 | 1 | cs | TRUE
171 | LV_5723-2_0_7_line_171 |  | 164 | 169 | 0.02436 | 0.125 | 0.08 | 261 | 0 | 0.364 | 1 | 2 | cs | TRUE
172 | LV_5723-2_0_7_line_172 |  | 164 | 173 | 0.062354 | 0.125 | 0.08 | 261 | 0 | 0.364 | 1 | 3 | cs | TRUE
173 | LV_5723-2_0_7_line_173 |  | 166 | 167 | 0.0259 | 0.125 | 0.08 | 261 | 0 | 0.364 | 1 | 1 | cs | TRUE
174 | LV_5723-2_0_7_line_174 |  | 166 | 168 | 0.02931 | 0.125 | 0.08 | 261 | 0 | 0.364 | 1 | 1 | cs | TRUE
175 | LV_5723-2_0_7_line_175 |  | 168 | 169 | 0.015912 | 0.125 | 0.08 | 261 | 0 | 0.364 | 1 | 1 | cs | TRUE
176 | LV_5723-2_0_7_line_176 |  | 168 | 170 | 0.032023 | 0.125 | 0.08 | 261 | 0 | 0.364 | 1 | 1 | cs | TRUE
177 | LV_5723-2_0_7_line_177 |  | 169 | 174 | 0.021385 | 0.125 | 0.08 | 261 | 0 | 0.364 | 1 | 1 | cs | TRUE
178 | LV_5723-2_0_7_line_178 |  | 171 | 172 | 0.004001 | 0.125 | 0.08 | 261 | 0 | 0.364 | 1 | 1 | cs | TRUE
179 | LV_5723-2_0_7_line_179 |  | 172 | 181 | 0.029713 | 0.125 | 0.08 | 261 | 0 | 0.364 | 1 | 1 | cs | TRUE
180 | LV_5723-2_0_7_line_180 |  | 173 | 175 | 0.028887 | 0.125 | 0.08 | 261 | 0 | 0.364 | 1 | 3 | cs | TRUE
181 | LV_5723-2_0_7_line_181 |  | 175 | 176 | 0.071787 | 0.125 | 0.08 | 261 | 0 | 0.364 | 1 | 1 | cs | TRUE
182 | LV_5723-2_0_7_line_182 |  | 175 | 177 | 0.029054 | 0.125 | 0.08 | 261 | 0 | 0.364 | 1 | 3 | cs | TRUE
183 | LV_5723-2_0_7_line_183 |  | 177 | 178 | 0.020884 | 0.125 | 0.08 | 261 | 0 | 0.364 | 1 | 3 | cs | TRUE
184 | LV_5723-2_0_7_line_184 |  | 178 | 179 | 0.024389 | 0.125 | 0.08 | 261 | 0 | 0.364 | 1 | 3 | cs | TRUE
185 | LV_5723-2_0_7_line_185 |  | 178 | 180 | 0.048246 | 0.125 | 0.08 | 261 | 0 | 0.364 | 1 | 1 | cs | TRUE
186 | LV_5723-2_0_7_line_186 |  | 179 | 183 | 0.042099 | 0.125 | 0.08 | 261 | 0 | 0.364 | 1 | 3 | cs | TRUE
187 | LV_5723-2_0_7_line_187 |  | 181 | 182 | 0.030724 | 0.125 | 0.08 | 261 | 0 | 0.364 | 1 | 1 | cs | TRUE
188 | LV_5723-2_0_7_line_188 |  | 183 | 184 | 0.023998 | 0.125 | 0.08 | 261 | 0 | 0.364 | 1 | 3 | cs | TRUE
189 | LV_5723-2_0_7_line_189 |  | 184 | 190 | 0.045265 | 0.125 | 0.08 | 261 | 0 | 0.364 | 1 | 1 | cs | TRUE
190 | LV_5723-2_0_7_line_190 |  | 184 | 188 | 0.007955 | 0.125 | 0.08 | 261 | 0 | 0.364 | 1 | 3 | cs | TRUE
191 | LV_5723-2_0_7_line_191 |  | 185 | 193 | 0.031515 | 0.125 | 0.08 | 261 | 0 | 0.364 | 1 | 3 | cs | TRUE
192 | LV_5723-2_0_7_line_192 |  | 186 | 187 | 0.0075522 | 0.125 | 0.08 | 261 | 0 | 0.364 | 1 | 1 | cs | TRUE
193 | LV_5723-2_0_7_line_193 |  | 187 | 188 | 0.022765 | 0.125 | 0.08 | 261 | 0 | 0.364 | 1 | 1 | cs | TRUE
194 | LV_5723-2_0_7_line_194 |  | 188 | 189 | 0.012389 | 0.125 | 0.08 | 261 | 0 | 0.364 | 1 | 3 | cs | TRUE
195 | LV_5723-2_0_7_line_195 |  | 189 | 191 | 0.030732 | 0.125 | 0.08 | 261 | 0 | 0.364 | 1 | 3 | cs | TRUE
196 | LV_5723-2_0_7_line_196 |  | 189 | 192 | 0.069868 | 0.125 | 0.08 | 261 | 0 | 0.364 | 1 | 1 | cs | TRUE
197 | LV_5723-2_0_7_line_197 |  | 191 | 196 | 0.0075261 | 0.125 | 0.08 | 261 | 0 | 0.364 | 1 | 3 | cs | TRUE
198 | LV_5723-2_0_7_line_198 |  | 193 | 194 | 7.6981e-05 | 0.125 | 0.08 | 261 | 0 | 0.364 | 1 | 3 | cs | TRUE
199 | LV_5723-2_0_7_line_199 |  | 194 | 198 | 0.039863 | 0.125 | 0.08 | 261 | 0 | 0.364 | 1 | 3 | cs | TRUE
200 | LV_5723-2_0_7_line_200 |  | 195 | 196 | 0.053092 | 0.125 | 0.08 | 261 | 0 | 0.364 | 1 | 1 | cs | TRUE
201 | LV_5723-2_0_7_line_201 |  | 196 | 197 | 0.024269 | 0.125 | 0.08 | 261 | 0 | 0.364 | 1 | 3 | cs | TRUE
202 | LV_5723-2_0_7_line_202 |  | 197 | 198 | 0.013542 | 0.125 | 0.08 | 261 | 0 | 0.364 | 1 | 3 | cs | TRUE
203 | LV_5723-2_0_7_line_203 |  | 201 | 202 | 0.017124 | 0.125 | 0.08 | 261 | 0 | 0.364 | 1 | 1 | cs | TRUE
204 | LV_5723-2_0_7_line_204 |  | 202 | 203 | 0.0093187 | 0.125 | 0.08 | 261 | 0 | 0.364 | 1 | 1 | cs | TRUE
205 | LV_5723-2_0_7_line_205 |  | 203 | 204 | 0.0063051 | 0.125 | 0.08 | 261 | 0 | 0.364 | 1 | 1 | cs | TRUE
206 | LV_5723-2_0_7_line_206 |  | 204 | 205 | 0.00079493 | 0.125 | 0.08 | 261 | 0 | 0.364 | 1 | 1 | cs | TRUE
207 | LV_5723-2_0_7_line_207 |  | 205 | 206 | 0.013707 | 0.125 | 0.08 | 261 | 0 | 0.364 | 1 | 1 | cs | TRUE
208 | LV_5723-2_0_7_line_208 |  | 206 | 207 | 0.0058579 | 0.125 | 0.08 | 261 | 0 | 0.364 | 1 | 1 | cs | TRUE
209 | LV_5723-2_0_7_line_209 |  | 207 | 208 | 0.010162 | 0.125 | 0.08 | 261 | 0 | 0.364 | 1 | 1 | cs | TRUE
210 | LV_5723-2_0_7_line_210 |  | 208 | 213 | 0.020899 | 0.125 | 0.08 | 261 | 0 | 0.364 | 1 | 1 | cs | TRUE
211 | LV_5723-2_0_7_line_211 |  | 209 | 210 | 0.0091863 | 0.125 | 0.08 | 261 | 0 | 0.364 | 1 | 1 | cs | TRUE
212 | LV_5723-2_0_7_line_212 |  | 209 | 211 | 0.0020223 | 0.125 | 0.08 | 261 | 0 | 0.364 | 1 | 1 | cs | TRUE
213 | LV_5723-2_0_7_line_213 |  | 210 | 212 | 0.017105 | 0.125 | 0.08 | 261 | 0 | 0.364 | 1 | 1 | cs | TRUE
214 | LV_5723-2_0_7_line_214 |  | 211 | 213 | 0.0099643 | 0.125 | 0.08 | 261 | 0 | 0.364 | 1 | 1 | cs | TRUE
215 | LV_5723-2_0_7_line_215 |  | 212 | 214 | 0.038903 | 0.125 | 0.08 | 261 | 0 | 0.364 | 1 | 1 | cs | TRUE
216 | LV_5723-2_0_7_line_216 |  | 214 | 215 | 0.014947 | 0.125 | 0.08 | 261 | 0 | 0.364 | 1 | 1 | cs | TRUE
217 | LV_5723-2_0_7_line_217 |  | 215 | 217 | 0.011286 | 0.125 | 0.08 | 261 | 0 | 0.364 | 1 | 1 | cs | TRUE
218 | LV_5723-2_0_7_line_218 |  | 216 | 217 | 0.0017314 | 0.125 | 0.08 | 261 | 0 | 0.364 | 1 | 1 | cs | TRUE
219 | LV_5723-2_0_7_line_219 |  | 219 | 220 | 0.0075529 | 0.125 | 0.08 | 261 | 0 | 0.364 | 1 | 1 | cs | TRUE
220 | LV_5723-2_0_7_line_220 |  | 220 | 221 | 0.016501 | 0.125 | 0.08 | 261 | 0 | 0.364 | 1 | 1 | cs | TRUE
221 | LV_5723-2_0_7_line_221 |  | 221 | 222 | 0.0026817 | 0.125 | 0.08 | 261 | 0 | 0.364 | 1 | 1 | cs | TRUE
222 | LV_5723-2_0_7_line_222 |  | 222 | 223 | 0.0043369 | 0.125 | 0.08 | 261 | 0 | 0.364 | 1 | 1 | cs | TRUE
223 | LV_5723-2_0_7_line_223 |  | 223 | 224 | 0.0026963 | 0.125 | 0.08 | 261 | 0 | 0.364 | 1 | 1 | cs | TRUE
224 | LV_5723-2_0_7_line_224 |  | 224 | 225 | 0.0045124 | 0.125 | 0.08 | 261 | 0 | 0.364 | 1 | 1 | cs | TRUE

## trafo
| name | std_type | hv_bus | lv_bus | sn_mva | vn_hv_kv | vn_lv_kv | vk_percent | vkr_percent | pfe_kw | i0_percent | shift_degree | tap_side | tap_neutral | tap_min | tap_max | tap_step_percent | tap_step_degree | tap_pos | tap_phase_shifter | parallel | df | in_service
0 | LV_5723-2_0_7_trafo_167 | 0.63 MVA 20/0.4 kV | 226 | 189 | 0.63 | 20 | 0.4 | 6 | 1.206 | 1.65 | 0.2619 | 150 | hv | 0 | -2 | 2 | 2.5 | 0 | 0 | FALSE | 1 | 1 | TRUE

## line_geodata
| x0 | y0 | x1 | y1 | x2 | y2 | x3 | y3 | x4 | y4 | x5 | y5 | x6 | y6 | x7 | y7 | x8 | y8 | x9 | y9
0 | 2502652.275 | 1129015.4468 | 2502643.1419 | 1129002.2177 | 2502629.3223 | 1129002.9076 | 2502623.4958 | 1129001.8676 | 2502623.4958 | 1129001.8676
1 | 2502670.9345 | 1129021.337 | 2502664.5838 | 1129025.0528 | 2502656.7907 | 1129021.9876 | 2502652.275 | 1129015.4468
2 | 2502615.59 | 1128993.2565 | 2502619.872 | 1128998.8575 | 2502623.4958 | 1129001.8676
3 | 2502601.0831 | 1128974.2788 | 2502615.59 | 1128993.2565
4 | 2502615.59 | 1128993.2565 | 2502622.9704 | 1128994.6161 | 2502629.0049 | 1128997.087 | 2502636.6532 | 1128997.386 | 2502644.0213 | 1128990.4659
5 | 2502601.0831 | 1128974.2788 | 2502598.5151 | 1128970.9209
6 | 2502644.1619 | 1128990.3338 | 2502644.0213 | 1128990.4659
7 | 2502570.5117 | 1128940.492 | 2502579.1567 | 1128949.1392 | 2502587.5402 | 1128958.2207 | 2502596.8248 | 1128968.7107 | 2502598.5151 | 1128970.9209
8 | 2502666.68 | 1128969.1846 | 2502644.1619 | 1128990.3338
9 | 2502552.2518 | 1128923.1274 | 2502562.53 | 1128932.5083 | 2502570.5117 | 1128940.492
10 | 2502538.5503 | 1128911.449 | 2502524.1159 | 1128935.7294
11 | 2502538.5503 | 1128911.449 | 2502550.1893 | 1128921.245 | 2502552.2518 | 1128923.1274
12 | 2502538.5503 | 1128911.449 | 2502556.1627 | 1128881.3778
13 | 2502579.7595 | 1128855.2161 | 2502572.8626 | 1128859.9525 | 2502567.2911 | 1128864.6898 | 2502562.9656 | 1128869.7627 | 2502556.1627 | 1128881.3778
14 | 2502579.7595 | 1128855.2161 | 2502572.8432 | 1128840.6076 | 2502570.3276 | 1128836.2183
15 | 2502579.7595 | 1128855.2161 | 2502586.0785 | 1128851.8519
16 | 2502535.9166 | 1128821.8475 | 2502544.3247 | 1128820.989 | 2502554.0559 | 1128822.3773 | 2502562.6374 | 1128826.5302 | 2502567.7609 | 1128831.7397 | 2502570.3276 | 1128836.2183
17 | 2502618.9789 | 1128834.0916 | 2502613.1832 | 1128837.4216 | 2502586.0785 | 1128851.8519
18 | 2502679.1935 | 1128844.4222 | 2502681.4849 | 1128846.5817 | 2502699.0273 | 1128863.1078
19 | 2502725.7383 | 1128888.2721 | 2502716.5841 | 1128879.6476 | 2502712.1634 | 1128875.4829 | 2502699.0273 | 1128863.1078
20 | 2502649.5774 | 1128816.5108 | 2502679.1935 | 1128844.4222
21 | 2502725.7383 | 1128888.2721 | 2502779.2949 | 1128940.7085 | 2502774.9957 | 1128948.3825 | 2502755.7165 | 1128960.2891 | 2502752.3783 | 1128962.5665 | 2502749.8811 | 1128965.8643
22 | 2502763.2442 | 1128871.8024 | 2502759.447 | 1128875.2434 | 2502746.1574 | 1128872.9782 | 2502741.8217 | 1128877.9067 | 2502725.8406 | 1128894.1407 | 2502739.7618 | 1128907.3913 | 2502737.9365 | 1128909.3553 | 2502721.566 | 1128893.776 | 2502725.7383 | 1128888.2721
23 | 2502649.5774 | 1128816.5108 | 2502642.0749 | 1128808.5491 | 2502622.9108 | 1128789.4018 | 2502610.3191 | 1128777.8756
24 | 2502649.5774 | 1128816.5108 | 2502618.9789 | 1128834.0916
25 | 2502751.1685 | 1128974.5156 | 2502750.3837 | 1128969.8031 | 2502749.8811 | 1128965.8643
26 | 2502749.8811 | 1128965.8643 | 2502745.3009 | 1128965.6602 | 2502743.4278 | 1128964.6564
27 | 2502720.2492 | 1128847.9357 | 2502731.7814 | 1128858.7677 | 2502740.2832 | 1128865.1569 | 2502748.628 | 1128868.5024 | 2502763.2442 | 1128871.8024
28 | 2502763.2442 | 1128871.8024 | 2502768.2466 | 1128872.4352
29 | 2502610.3191 | 1128777.8756 | 2502600.3699 | 1128787.9749
30 | 2502610.3191 | 1128777.8756 | 2502602.467 | 1128770.6978 | 2502595.1588 | 1128763.3222 | 2502592.9514 | 1128761.1899 | 2502590.659 | 1128759.9928 | 2502585.3945 | 1128758.9326 | 2502579.5194 | 1128757.2819 | 2502574.4043 | 1128753.0729 | 2502570.5392 | 1128749.6018
31 | 2502751.1685 | 1128974.5156 | 2502758.3474 | 1128976.7569 | 2502758.3474 | 1128976.7569
32 | 2502743.4278 | 1128964.6564 | 2502743.4278 | 1128964.6564 | 2502737.1235 | 1128957.6889
33 | 2502720.2492 | 1128847.9357 | 2502724.3835 | 1128843.4219 | 2502743.7313 | 1128831.2325
34 | 2502720.2492 | 1128847.9357 | 2502693.5096 | 1128822.0443
35 | 2502788.0024 | 1128874.9345 | 2502768.2466 | 1128872.4352
36 | 2502594.5157 | 1128791.7501 | 2502596.3848 | 1128792.0201 | 2502600.3699 | 1128787.9749
37 | 2502570.524 | 1128749.588 | 2502570.5392 | 1128749.6018
38 | 2502752.1194 | 1129015.1284 | 2502772.7071 | 1129012.9368 | 2502776.9331 | 1129008.8552 | 2502785.6076 | 1129004.9353 | 2502758.3474 | 1128976.7569
39 | 2502727.5339 | 1128947.0905 | 2502737.1235 | 1128957.6889
40 | 2502790.7168 | 1128797.8479 | 2502787.4437 | 1128803.6931 | 2502743.7313 | 1128831.2325
41 | 2502680.5164 | 1128809.4633 | 2502693.5096 | 1128822.0443
42 | 2502788.0024 | 1128874.9345 | 2502793.1015 | 1128875.5795 | 2502819.1732 | 1128878.2616 | 2502823.5571 | 1128878.8555
43 | 2502495.8716 | 1128837.0871 | 2502503.3812 | 1128844.0641 | 2502507.7384 | 1128848.1074 | 2502509.3897 | 1128850.6378 | 2502511.1211 | 1128858.1256 | 2502509.8667 | 1128862.0371 | 2502495.6514 | 1128877.6595
44 | 2502495.8716 | 1128837.0871 | 2502495.8356 | 1128837.0536
45 | 2502480.9816 | 1128806.518 | 2502476.4218 | 1128812.6912 | 2502476.2931 | 1128815.2171 | 2502476.7115 | 1128818.2233 | 2502478.5751 | 1128821.0171 | 2502495.8356 | 1128837.0536
46 | 2502480.9816 | 1128806.518 | 2502485.2628 | 1128800.7219
47 | 2502485.2628 | 1128800.7219 | 2502492.0305 | 1128791.5595 | 2502497.5168 | 1128784.6885
48 | 2502875.3629 | 1128841.0792 | 2502883.8001 | 1128844.0765
49 | 2502883.2653 | 1128855.2385 | 2502885.6457 | 1128853.288 | 2502886.0988 | 1128849.3671 | 2502885.6622 | 1128844.738 | 2502883.8001 | 1128844.0765
50 | 2502866.8913 | 1128828.8968 | 2502875.3629 | 1128841.0792
51 | 2502875.3629 | 1128841.0792 | 2502870.6601 | 1128840.4433 | 2502863.2056 | 1128833.0475 | 2502857.7971 | 1128831.1778 | 2502834.7226 | 1128828.9699 | 2502830.8103 | 1128828.3275
52 | 2502883.2653 | 1128855.2385 | 2502899.7402 | 1128875.4082 | 2502902.0676 | 1128872.0799
53 | 2502866.8913 | 1128828.8968 | 2502856.0167 | 1128816.7865 | 2502854.9977 | 1128810.9215
54 | 2502866.8913 | 1128828.8968 | 2502869.2084 | 1128821.0992 | 2502872.799 | 1128800.0285 | 2502875.6359 | 1128796.2805 | 2502875.6359 | 1128796.2805
55 | 2502830.8103 | 1128828.3275 | 2502824.9804 | 1128827.3702 | 2502811.8005 | 1128815.03
56 | 2502902.0676 | 1128872.0799 | 2502898.7998 | 1128868.2078 | 2502892.6791 | 1128860.3792 | 2502892.1167 | 1128857.5087 | 2502895.8447 | 1128851.6785 | 2502898.9102 | 1128842.9794 | 2502899.5381 | 1128836.9879 | 2502902.0856 | 1128834.8901 | 2502908.8876 | 1128833.3353 | 2502913.564 | 1128833.8495
57 | 2502902.0676 | 1128872.0799 | 2502899.7402 | 1128875.4082 | 2502903.0211 | 1128880.5809 | 2502903.1383 | 1128885.949 | 2502914.4711 | 1128885.3664 | 2502928.6099 | 1128883.9049 | 2502943.6441 | 1128881.584
58 | 2502881.4621 | 1128906.9438 | 2502894.4445 | 1128886.289 | 2502903.1383 | 1128885.949 | 2502903.0211 | 1128880.5809 | 2502899.7402 | 1128875.4082 | 2502902.0676 | 1128872.0799
59 | 2502902.0676 | 1128872.0799 | 2502909.4106 | 1128875.087
60 | 2502885.0458 | 1128799.5434 | 2502875.6359 | 1128796.2805
61 | 2502943.6441 | 1128881.584 | 2502942.8711 | 1128877.594 | 2502939.0852 | 1128860.6667
62 | 2502943.6441 | 1128881.584 | 2502955.603 | 1128878.7234 | 2502962.6712 | 1128875.0409 | 2502969.8105 | 1128870.9903 | 2502982.5068 | 1128862.7146 | 2502985.6382 | 1128860.5074 | 2503003.3196 | 1128881.4584 | 2503023.7797 | 1128906.5564 | 2503022.0151 | 1128907.9856
63 | 2502881.4621 | 1128906.9438 | 2502889.1066 | 1128921.7472
64 | 2502881.4621 | 1128906.9438 | 2502875.5012 | 1128909.9971 | 2502856.9717 | 1128921.1131 | 2502859.598 | 1128930.1319 | 2502852.7929 | 1128934.0758
65 | 2502881.4621 | 1128906.9438 | 2502870.0421 | 1128884.8694
66 | 2502994.7638 | 1128936.4074 | 2503010.2478 | 1128922.7614 | 2503020.7404 | 1128913.5317 | 2503022.0151 | 1128907.9856
67 | 2503022.0151 | 1128907.9856 | 2503023.7797 | 1128906.5564 | 2503027.8773 | 1128903.0995 | 2503039.5598 | 1128917.0872 | 2503041.2701 | 1128909.8776 | 2503037.0824 | 1128902.9294
68 | 2503022.0151 | 1128907.9856 | 2503023.7797 | 1128906.5564 | 2503034.8085 | 1128920.6212 | 2503045.8844 | 1128935.7082 | 2503043.7058 | 1128937.2664 | 2503049.9034 | 1128945.105 | 2503068.0835 | 1128930.4486 | 2503076.4617 | 1128923.899 | 2503087.8124 | 1128926.8297
69 | 2503022.0151 | 1128907.9856 | 2503018.3602 | 1128907.3439 | 2503013.6786 | 1128911.3771 | 2503008.1501 | 1128916.3475
70 | 2502870.0421 | 1128884.8694 | 2502850.0541 | 1128882.445 | 2502829.6111 | 1128879.6756
71 | 2502829.6111 | 1128879.6756 | 2502823.5571 | 1128878.8555
72 | 2502897.1376 | 1128937.2993 | 2502889.1066 | 1128921.7472
73 | 2502850.2845 | 1128935.5295 | 2502852.7929 | 1128934.0758
74 | 2502928.1809 | 1128768.1295 | 2502933.7137 | 1128775.8119 | 2502931.4119 | 1128777.8613
75 | 2502931.4119 | 1128777.8613 | 2502925.7252 | 1128782.6445 | 2502920.764 | 1128786.5489
76 | 2502931.4119 | 1128777.8613 | 2502937.0007 | 1128785.4416
77 | 2502928.1809 | 1128768.1295 | 2502942.2648 | 1128761.3211 | 2502945.3704 | 1128759.9037 | 2502949.3236 | 1128758.0057 | 2502966.2926 | 1128749.7807
78 | 2502920.764 | 1128786.5489 | 2502897.8417 | 1128761.7244 | 2502880.7331 | 1128744.3333 | 2502871.6115 | 1128734.8004
79 | 2502953.9914 | 1128806.201 | 2502943.3932 | 1128794.1121 | 2502937.0007 | 1128785.4416
80 | 2502871.6115 | 1128734.8004 | 2502863.6557 | 1128726.4859 | 2502845.2463 | 1128707.5479
81 | 2503037.0824 | 1128902.9294 | 2503024.4085 | 1128888.1461 | 2503018.72 | 1128881.4154
82 | 2503087.8124 | 1128926.8297 | 2503086.6969 | 1128915.9076 | 2503085.5791 | 1128909.6328 | 2503089.3113 | 1128902.613 | 2503101.8468 | 1128891.805
83 | 2503008.1501 | 1128916.3475 | 2503000.0295 | 1128923.6483 | 2502988.5015 | 1128932.6946 | 2502987.3853 | 1128933.369
84 | 2503008.357 | 1128869.1541 | 2503018.72 | 1128881.4154
85 | 2503119.58 | 1128853.8085 | 2503112.2705 | 1128861.6639 | 2503113.0074 | 1128870.6131 | 2503114.1961 | 1128881.3006 | 2503103.3182 | 1128890.5364 | 2503101.8468 | 1128891.805
86 | 2502897.4423 | 1128937.8896 | 2502897.1376 | 1128937.2993
87 | 2502897.1376 | 1128937.2993 | 2502907.6413 | 1128935.9518 | 2502916.5712 | 1128932.0947 | 2502932.7669 | 1128923.9071 | 2502947.6146 | 1128915.7412 | 2502949.0084 | 1128917.9504
88 | 2502910.6659 | 1128963.509 | 2502897.4423 | 1128937.8896
89 | 2502949.0084 | 1128917.9504 | 2502951.9339 | 1128922.5873
90 | 2502542.8709 | 1128724.7532 | 2502570.524 | 1128749.588
91 | 2502953.9914 | 1128806.201 | 2502968.3541 | 1128822.584 | 2502976.3067 | 1128831.7905
92 | 2502976.3067 | 1128831.7905 | 2502990.4393 | 1128848.1515
93 | 2502999.2589 | 1128858.3892 | 2502998.1818 | 1128857.1149 | 2502990.4393 | 1128848.1515
94 | 2502977.7287 | 1128744.2375 | 2502966.2926 | 1128749.7807
95 | 2502830.3522 | 1128673.8226 | 2502818.2483 | 1128665.301 | 2502792.8104 | 1128641.0677
96 | 2502830.3522 | 1128673.8226 | 2502841.8222 | 1128667.3785 | 2502856.185 | 1128658.4452
97 | 2502856.185 | 1128658.4452 | 2502885.2935 | 1128640.3404 | 2502888.9571 | 1128637.2018
98 | 2502999.2589 | 1128858.3892 | 2503008.357 | 1128869.1541
99 | 2502977.7287 | 1128744.2375 | 2502984.3647 | 1128741.0211 | 2502999.2444 | 1128734.0118
100 | 2502797.9482 | 1128662.5123 | 2502828.8155 | 1128691.8028 | 2502843.8952 | 1128706.1579 | 2502845.2463 | 1128707.5479
101 | 2502889.9683 | 1128633.4833 | 2502889.9683 | 1128633.4833 | 2502888.9571 | 1128637.2018 | 2502888.9571 | 1128637.2018
102 | 2502972.329 | 1128942.3271 | 2502978.1613 | 1128938.9424 | 2502987.3853 | 1128933.369
103 | 2502680.5164 | 1128809.4633 | 2502683.787 | 1128805.8528 | 2502687.9415 | 1128802.9242
104 | 2502609.2828 | 1128504.5018 | 2502610.766 | 1128514.2839 | 2502613.1695 | 1128518.0585 | 2502618.1714 | 1128521.5767
105 | 2502629.9972 | 1128529.8945 | 2502618.1714 | 1128521.5767
106 | 2502581.5017 | 1128483.8705 | 2502609.2828 | 1128504.5018
107 | 2502629.9972 | 1128529.8945 | 2502622.709 | 1128537.6279 | 2502601.4237 | 1128559.9404 | 2502589.4897 | 1128572.6078
108 | 2502629.9972 | 1128529.8945 | 2502653.3993 | 1128550.8546
109 | 2502634.9963 | 1128524.5217 | 2502633.7019 | 1128525.9657 | 2502629.9972 | 1128529.8945
110 | 2502581.9273 | 1128469.1768 | 2502578.214 | 1128474.0063 | 2502584.6708 | 1128478.7384 | 2502581.5017 | 1128483.8705
111 | 2502581.5017 | 1128483.8705 | 2502569.9023 | 1128498.7761
112 | 2502581.3323 | 1128581.2665 | 2502589.4897 | 1128572.6078
113 | 2502634.9963 | 1128524.5217 | 2502639.7674 | 1128518.8635 | 2502643.7688 | 1128513.2622
114 | 2502581.9273 | 1128469.1768 | 2502581.413 | 1128455.9325
115 | 2502581.9273 | 1128469.1768 | 2502591.2954 | 1128466.1794 | 2502611.8969 | 1128468.3262 | 2502617.31 | 1128461.4229
116 | 2502563.1746 | 1128507.4214 | 2502569.9023 | 1128498.7761
117 | 2502643.7688 | 1128513.2622 | 2502652.3465 | 1128501.8725
118 | 2502643.7688 | 1128513.2622 | 2502669.5671 | 1128533.4451
119 | 2502652.3465 | 1128501.8725 | 2502662.1037 | 1128488.9074
120 | 2502652.3465 | 1128501.8725 | 2502641.0525 | 1128493.0602
121 | 2502581.3323 | 1128581.2665 | 2502599.6663 | 1128599.1635
122 | 2502581.3323 | 1128581.2665 | 2502576.4134 | 1128585.8709
123 | 2502563.1746 | 1128507.4214 | 2502562.0852 | 1128508.8213 | 2502559.4047 | 1128512.3128
124 | 2502745.4345 | 1128615.3111 | 2502761.7365 | 1128629.4887 | 2502795.1283 | 1128659.8364 | 2502797.9482 | 1128662.5123
125 | 2502681.3973 | 1128466.5047 | 2502667.1858 | 1128482.1545 | 2502662.1037 | 1128488.9074
126 | 2502599.6663 | 1128599.1635 | 2502631.1012 | 1128629.8493 | 2502634.5933 | 1128629.9375 | 2502644.6285 | 1128620.6262
127 | 2502576.4134 | 1128585.8709 | 2502562.5826 | 1128598.8131 | 2502559.7466 | 1128601.1826
128 | 2502576.4134 | 1128585.8709 | 2502550.2689 | 1128562.545 | 2502545.284 | 1128554.2912
129 | 2502941.0835 | 1129009.0196 | 2502930.6416 | 1128997.2657
130 | 2502930.6416 | 1128997.2657 | 2502927.008 | 1128993.1756 | 2502923.9462 | 1128987.6172
131 | 2502910.6659 | 1128963.509 | 2502923.9462 | 1128987.6172
132 | 2502910.6659 | 1128963.509 | 2502907.802 | 1128965.1004 | 2502889.069 | 1128976.0084 | 2502883.8298 | 1128979.6105
133 | 2502881.3795 | 1128981.2997 | 2502881.4024 | 1128981.2793 | 2502883.8298 | 1128979.6105
134 | 2503119.58 | 1128853.8085 | 2503105.8588 | 1128833.9601
135 | 2503093.7809 | 1128802.8356 | 2503094.8849 | 1128815.9259 | 2503098.7608 | 1128823.6129 | 2503100.7816 | 1128826.6156 | 2503105.8588 | 1128833.9601
136 | 2502681.3973 | 1128466.5047 | 2502710.0235 | 1128479.3514 | 2502734.9424 | 1128491.9116
137 | 2502734.9424 | 1128491.9116 | 2502744.4786 | 1128496.7182 | 2502753.9606 | 1128501.8863
138 | 2502756.4541 | 1128503.2453 | 2502753.9606 | 1128501.8863
139 | 2502756.5761 | 1128503.3118 | 2502756.4541 | 1128503.2453
140 | 2502415.4551 | 1128654.8566 | 2502404.1723 | 1128663.8099
141 | 2502412.8624 | 1128724.1013 | 2502404.1723 | 1128663.8099
142 | 2502459.5291 | 1128601.6962 | 2502415.4551 | 1128654.8566
143 | 2502381.5951 | 1128752.4196 | 2502412.8624 | 1128724.1013
144 | 2502469.2609 | 1128610.8381 | 2502459.5291 | 1128601.6962
145 | 2502422.1966 | 1128566.6267 | 2502459.5291 | 1128601.6962
146 | 2502362.4279 | 1128772.1972 | 2502381.5951 | 1128752.4196
147 | 2502469.2609 | 1128610.8381 | 2502490.9936 | 1128630.9097
148 | 2502469.2609 | 1128610.8381 | 2502500.4149 | 1128584.1297 | 2502503.7536 | 1128580.8513
149 | 2502422.1966 | 1128566.6267 | 2502425.8565 | 1128562.7985 | 2502436.6289 | 1128552.8247
150 | 2502422.1966 | 1128566.6267 | 2502390.1022 | 1128536.0524
151 | 2502501.6129 | 1128685.4728 | 2502495.2462 | 1128698.8261
152 | 2502478.9323 | 1128707.6971 | 2502484.3335 | 1128713.3912 | 2502489.815 | 1128709.2779 | 2502494.8232 | 1128699.7134 | 2502495.2462 | 1128698.8261
153 | 2502501.6129 | 1128685.4728 | 2502517.5599 | 1128700.0465 | 2502530.3239 | 1128712.5058
154 | 2502530.3239 | 1128712.5058 | 2502530.3956 | 1128712.5758
155 | 2502542.8709 | 1128724.7532 | 2502530.3956 | 1128712.5758
156 | 2502362.4279 | 1128772.1972 | 2502380.3438 | 1128794.1544 | 2502394.2707 | 1128788.1589 | 2502402.865 | 1128786.4189 | 2502423.9776 | 1128772.5803 | 2502436.8407 | 1128762.2966
157 | 2502542.8709 | 1128724.7532 | 2502528.1686 | 1128743.8245 | 2502520.6979 | 1128754.2395
158 | 2502437.7313 | 1128761.5847 | 2502436.8407 | 1128762.2966
159 | 2502499.1378 | 1128480.3224 | 2502509.4258 | 1128466.5519
160 | 2502482.0689 | 1128509.3354 | 2502481.3471 | 1128505.2 | 2502487.47 | 1128495.9399 | 2502499.1378 | 1128480.3224
161 | 2502482.0689 | 1128509.3354 | 2502478.8044 | 1128505.6858 | 2502461.1507 | 1128488.0601 | 2502457.4536 | 1128485.7851 | 2502452.8348 | 1128486.071 | 2502443.4215 | 1128492.4714
162 | 2502482.0689 | 1128509.3354 | 2502479.4115 | 1128513.214 | 2502473.6684 | 1128518.5313
163 | 2502473.6684 | 1128518.5313 | 2502465.7025 | 1128525.9066
164 | 2502465.7025 | 1128525.9066 | 2502439.8259 | 1128549.8648
165 | 2502436.6289 | 1128552.8247 | 2502439.8259 | 1128549.8648
166 | 2502499.158 | 1128638.4501 | 2502490.9936 | 1128630.9097
167 | 2502503.7536 | 1128580.8513 | 2502508.9274 | 1128575.7711
168 | 2502539.9863 | 1128537.3204 | 2502544.4025 | 1128531.8541 | 2502559.4047 | 1128512.3128
169 | 2502510.8448 | 1128573.8883 | 2502508.9274 | 1128575.7711
170 | 2502499.158 | 1128638.4501 | 2502506.7986 | 1128646.3538
171 | 2502506.7986 | 1128646.3538 | 2502518.5883 | 1128634.4339 | 2502524.5999 | 1128629.734
172 | 2502506.7986 | 1128646.3538 | 2502551.8757 | 1128689.4357
173 | 2502559.7466 | 1128601.1826 | 2502578.3091 | 1128619.2942
174 | 2502537.1556 | 1128619.9142 | 2502548.8286 | 1128610.7869 | 2502559.7466 | 1128601.1826
175 | 2502537.1556 | 1128619.9142 | 2502524.5999 | 1128629.734
176 | 2502537.1556 | 1128619.9142 | 2502559.7702 | 1128642.5873
177 | 2502524.5999 | 1128629.734 | 2502540.0729 | 1128644.5378
178 | 2502647.5615 | 1128617.9048 | 2502644.6285 | 1128620.6262
179 | 2502647.5615 | 1128617.9048 | 2502669.3424 | 1128597.6951
180 | 2502572.7592 | 1128709.3948 | 2502551.8757 | 1128689.4357
181 | 2502572.7592 | 1128709.3948 | 2502576.6553 | 1128705.3962 | 2502628.4617 | 1128663.9796
182 | 2502572.7592 | 1128709.3948 | 2502593.9971 | 1128729.2205
183 | 2502609.2631 | 1128743.4714 | 2502593.9971 | 1128729.2205
184 | 2502609.2631 | 1128743.4714 | 2502612.2532 | 1128740.1545 | 2502627.9787 | 1128727.9219
185 | 2502609.2631 | 1128743.4714 | 2502644.2197 | 1128776.7241
186 | 2502661.2081 | 1128702.0731 | 2502627.9787 | 1128727.9219
187 | 2502669.3424 | 1128597.6951 | 2502670.7617 | 1128596.3783 | 2502674.8475 | 1128596.9683 | 2502691.6733 | 1128614.9958
188 | 2502680.1499 | 1128687.3385 | 2502661.2081 | 1128702.0731
189 | 2502680.1499 | 1128687.3385 | 2502655.147 | 1128657.3453 | 2502659.8265 | 1128653.1784
190 | 2502680.1499 | 1128687.3385 | 2502686.2959 | 1128692.4093
191 | 2502687.9415 | 1128802.9242 | 2502713.6997 | 1128784.7667
192 | 2502696.1124 | 1128676.9857 | 2502701.9831 | 1128672.2349
193 | 2502686.2959 | 1128692.4093 | 2502691.1871 | 1128687.9944 | 2502694.149 | 1128685.7898 | 2502690.771 | 1128681.3081 | 2502696.1124 | 1128676.9857
194 | 2502694.4146 | 1128701.7842 | 2502686.2959 | 1128692.4093
195 | 2502694.4146 | 1128701.7842 | 2502714.6746 | 1128724.8921
196 | 2502694.4146 | 1128701.7842 | 2502697.4583 | 1128698.9223 | 2502727.7202 | 1128675.1535 | 2502743.6971 | 1128697.1783
197 | 2502719.6361 | 1128730.5511 | 2502714.6746 | 1128724.8921
198 | 2502713.7627 | 1128784.7224 | 2502713.6997 | 1128784.7667
199 | 2502713.7627 | 1128784.7224 | 2502730.8866 | 1128772.6514 | 2502742.5124 | 1128762.9804 | 2502743.9042 | 1128759.4558
200 | 2502719.6361 | 1128730.5511 | 2502688.0722 | 1128752.8734 | 2502686.7555 | 1128754.8403 | 2502686.3173 | 1128757.7714 | 2502687.1002 | 1128760.9274 | 2502690.5849 | 1128765.6269
201 | 2502719.6361 | 1128730.5511 | 2502735.6378 | 1128748.7976
202 | 2502743.9042 | 1128759.4558 | 2502743.9042 | 1128759.4558 | 2502741.7489 | 1128755.766 | 2502735.6378 | 1128748.7976
203 | 2502771.0867 | 1128512.3968 | 2502758.3475 | 1128504.2773 | 2502756.5761 | 1128503.3118
204 | 2502771.0867 | 1128512.3968 | 2502771.9414 | 1128512.9415 | 2502778.5506 | 1128517.9708
205 | 2502783.5531 | 1128521.8082 | 2502782.7151 | 1128521.1398 | 2502778.5506 | 1128517.9708
206 | 2502784.1746 | 1128522.3039 | 2502783.5531 | 1128521.8082
207 | 2502794.8904 | 1128530.8512 | 2502784.1746 | 1128522.3039
208 | 2502799.4853 | 1128534.4846 | 2502795.0799 | 1128531.0024 | 2502794.8904 | 1128530.8512
209 | 2502799.4853 | 1128534.4846 | 2502807.4576 | 1128540.7861
210 | 2502823.6715 | 1128553.9635 | 2502819.4239 | 1128550.2447 | 2502807.4576 | 1128540.7861
211 | 2502832.6899 | 1128561.8594 | 2502839.6015 | 1128567.9106
212 | 2502832.6899 | 1128561.8594 | 2502831.1684 | 1128560.5272
213 | 2502839.6015 | 1128567.9106 | 2502845.8963 | 1128573.4219 | 2502849.438 | 1128576.5891 | 2502852.2115 | 1128579.454
214 | 2502823.6715 | 1128553.9635 | 2502831.1684 | 1128560.5272
215 | 2502877.4886 | 1128608.9091 | 2502867.3274 | 1128595.0682 | 2502852.2115 | 1128579.454
216 | 2502877.4886 | 1128608.9091 | 2502879.1292 | 1128611.1439 | 2502883.9508 | 1128617.7148 | 2502886.0689 | 1128621.1372
217 | 2502886.0689 | 1128621.1372 | 2502887.0916 | 1128622.7896 | 2502889.5185 | 1128631.8113
218 | 2502889.9683 | 1128633.4833 | 2502889.5185 | 1128631.8113
219 | 2502497.5168 | 1128784.6885 | 2502502.2295 | 1128778.7863
220 | 2502502.2295 | 1128778.7863 | 2502510.7006 | 1128768.177 | 2502512.4055 | 1128765.8002
221 | 2502513.9685 | 1128763.6212 | 2502512.4055 | 1128765.8002
222 | 2502516.4963 | 1128760.0971 | 2502513.9685 | 1128763.6212
223 | 2502516.4963 | 1128760.0971 | 2502518.0678 | 1128757.9062
224 | 2502520.6979 | 1128754.2395 | 2502518.0678 | 1128757.9062

## bus_geodata
| x | y | coords
0 | 2502652.275 | 1129015.4468
1 | 2502623.4958 | 1129001.8676
2 | 2502670.9345 | 1129021.337
3 | 2502615.59 | 1128993.2565
4 | 2502601.0831 | 1128974.2788
5 | 2502644.0213 | 1128990.4659
6 | 2502598.5151 | 1128970.9209
7 | 2502644.1619 | 1128990.3338
8 | 2502570.5117 | 1128940.492
9 | 2502666.68 | 1128969.1846
10 | 2502524.1159 | 1128935.7294
11 | 2502538.5503 | 1128911.449
12 | 2502552.2518 | 1128923.1274
13 | 2502556.1627 | 1128881.3778
14 | 2502579.7595 | 1128855.2161
15 | 2502570.3276 | 1128836.2183
16 | 2502586.0785 | 1128851.8519
17 | 2502699.0273 | 1128863.1078
18 | 2502679.1935 | 1128844.4222
19 | 2502725.7383 | 1128888.2721
20 | 2502649.5774 | 1128816.5108
21 | 2502749.8811 | 1128965.8643
22 | 2502763.2442 | 1128871.8024
23 | 2502610.3191 | 1128777.8756
24 | 2502618.9789 | 1128834.0916
25 | 2502751.1685 | 1128974.5156
26 | 2502743.4278 | 1128964.6564
27 | 2502720.2492 | 1128847.9357
28 | 2502768.2466 | 1128872.4352
29 | 2502600.3699 | 1128787.9749
30 | 2502570.5392 | 1128749.6018
31 | 2502758.3474 | 1128976.7569
32 | 2502737.1235 | 1128957.6889
33 | 2502743.7313 | 1128831.2325
34 | 2502693.5096 | 1128822.0443
35 | 2502788.0024 | 1128874.9345
36 | 2502495.6514 | 1128877.6595
37 | 2502495.8716 | 1128837.0871
38 | 2502495.8356 | 1128837.0536
39 | 2502480.9816 | 1128806.518
40 | 2502485.2628 | 1128800.7219
41 | 2502883.8001 | 1128844.0765
42 | 2502875.3629 | 1128841.0792
43 | 2502883.2653 | 1128855.2385
44 | 2502866.8913 | 1128828.8968
45 | 2502830.8103 | 1128828.3275
46 | 2502902.0676 | 1128872.0799
47 | 2502854.9977 | 1128810.9215
48 | 2502875.6359 | 1128796.2805
49 | 2502811.8005 | 1128815.03
50 | 2502913.564 | 1128833.8496
51 | 2502943.6441 | 1128881.584
52 | 2502881.4621 | 1128906.9438
53 | 2502909.4106 | 1128875.087
54 | 2502939.0852 | 1128860.6666
55 | 2503022.0151 | 1128907.9856
56 | 2502870.0421 | 1128884.8694
57 | 2502829.6111 | 1128879.6756
58 | 2502889.1066 | 1128921.7472
59 | 2502852.7929 | 1128934.0758
60 | 2502885.0458 | 1128799.5434
61 | 2502931.4119 | 1128777.8613
62 | 2502928.1809 | 1128768.1295
63 | 2502920.764 | 1128786.5489
64 | 2502937.0007 | 1128785.4416
65 | 2502871.6115 | 1128734.8004
66 | 2502994.7638 | 1128936.4074
67 | 2503037.0824 | 1128902.9294
68 | 2503087.8124 | 1128926.8297
69 | 2503008.1501 | 1128916.3475
70 | 2503018.72 | 1128881.4154
71 | 2503101.8468 | 1128891.805
72 | 2502823.5571 | 1128878.8555
73 | 2502897.1376 | 1128937.2993
74 | 2502850.2845 | 1128935.5295
75 | 2502897.4423 | 1128937.8896
76 | 2502949.0084 | 1128917.9504
77 | 2502594.5157 | 1128791.7501
78 | 2502570.524 | 1128749.588
79 | 2502752.1194 | 1129015.1284
80 | 2502953.9914 | 1128806.201
81 | 2502976.3067 | 1128831.7905
82 | 2502990.4393 | 1128848.1515
83 | 2502966.2926 | 1128749.7807
84 | 2502830.3522 | 1128673.8226
85 | 2502792.8104 | 1128641.0677
86 | 2502856.185 | 1128658.4452
87 | 2502999.2589 | 1128858.3892
88 | 2502977.7287 | 1128744.2375
89 | 2502845.2463 | 1128707.5479
90 | 2502888.9571 | 1128637.2018
91 | 2502987.3853 | 1128933.369
92 | 2503008.357 | 1128869.1541
93 | 2502535.9166 | 1128821.8475
94 | 2502790.7168 | 1128797.8479
95 | 2502680.5164 | 1128809.4633
96 | 2502727.5339 | 1128947.0905
97 | 2502618.1714 | 1128521.5767
98 | 2502609.2828 | 1128504.5017
99 | 2502629.9972 | 1128529.8945
100 | 2502581.5017 | 1128483.8705
101 | 2502589.4897 | 1128572.6078
102 | 2502653.3993 | 1128550.8546
103 | 2502634.9963 | 1128524.5217
104 | 2502581.9273 | 1128469.1768
105 | 2502569.9023 | 1128498.7761
106 | 2502643.7688 | 1128513.2622
107 | 2502652.3465 | 1128501.8725
108 | 2502669.5671 | 1128533.4451
109 | 2502581.413 | 1128455.9325
110 | 2502617.31 | 1128461.4229
111 | 2502581.3323 | 1128581.2665
112 | 2502563.1746 | 1128507.4214
113 | 2502745.4345 | 1128615.3111
114 | 2502797.9482 | 1128662.5123
115 | 2502662.1037 | 1128488.9074
116 | 2502641.0525 | 1128493.0602
117 | 2502599.6663 | 1128599.1635
118 | 2502576.4134 | 1128585.8709
119 | 2502941.0835 | 1129009.0196
120 | 2502930.6416 | 1128997.2657
121 | 2502923.9462 | 1128987.6172
122 | 2502910.6659 | 1128963.509
123 | 2502883.8298 | 1128979.6105
124 | 2503119.58 | 1128853.8085
125 | 2503105.8588 | 1128833.9601
126 | 2503093.7809 | 1128802.8356
127 | 2502681.3973 | 1128466.5047
128 | 2502734.9424 | 1128491.9116
129 | 2502881.3795 | 1128981.2997
130 | 2502753.9606 | 1128501.8863
131 | 2502756.4541 | 1128503.2453
132 | 2502404.1723 | 1128663.8099
133 | 2502415.4551 | 1128654.8566
134 | 2502412.8624 | 1128724.1013
135 | 2502459.5291 | 1128601.6962
136 | 2502381.5951 | 1128752.4196
137 | 2502469.2609 | 1128610.8381
138 | 2502422.1966 | 1128566.6267
139 | 2502495.2462 | 1128698.8261
140 | 2502501.6129 | 1128685.4728
141 | 2502478.9323 | 1128707.6971
142 | 2502530.3239 | 1128712.5058
143 | 2502530.3956 | 1128712.5758
144 | 2502362.4279 | 1128772.1972
145 | 2502542.8709 | 1128724.7532
146 | 2502436.8407 | 1128762.2966
147 | 2502437.7313 | 1128761.5847
148 | 2502499.1378 | 1128480.3224
149 | 2502509.4258 | 1128466.5519
150 | 2502482.0689 | 1128509.3354
151 | 2502443.4215 | 1128492.4714
152 | 2502473.6684 | 1128518.5313
153 | 2502465.7025 | 1128525.9066
154 | 2502439.8259 | 1128549.8648
155 | 2502390.1022 | 1128536.0524
156 | 2502436.6289 | 1128552.8247
157 | 2502490.9936 | 1128630.9097
158 | 2502503.7536 | 1128580.8513
159 | 2502539.9863 | 1128537.3204
160 | 2502559.4047 | 1128512.3128
161 | 2502508.9274 | 1128575.7711
162 | 2502510.8448 | 1128573.8883
163 | 2502499.158 | 1128638.4501
164 | 2502506.7986 | 1128646.3538
165 | 2502545.284 | 1128554.2912
166 | 2502559.7466 | 1128601.1826
167 | 2502578.3091 | 1128619.2942
168 | 2502537.1556 | 1128619.9142
169 | 2502524.5999 | 1128629.734
170 | 2502559.7702 | 1128642.5873
171 | 2502644.6285 | 1128620.6262
172 | 2502647.5615 | 1128617.9048
173 | 2502551.8757 | 1128689.4357
174 | 2502540.0729 | 1128644.5378
175 | 2502572.7592 | 1128709.3948
176 | 2502628.4617 | 1128663.9796
177 | 2502593.9971 | 1128729.2205
178 | 2502609.2631 | 1128743.4714
179 | 2502627.9787 | 1128727.9219
180 | 2502644.2197 | 1128776.7241
181 | 2502669.3424 | 1128597.6951
182 | 2502691.6733 | 1128614.9958
183 | 2502661.2081 | 1128702.0731
184 | 2502680.1499 | 1128687.3385
185 | 2502687.9415 | 1128802.9242
186 | 2502701.9831 | 1128672.2349
187 | 2502696.1124 | 1128676.9857
188 | 2502686.2959 | 1128692.4093
189 | 2502694.4146 | 1128701.7842
190 | 2502659.8265 | 1128653.1784
191 | 2502714.6746 | 1128724.8921
192 | 2502743.6971 | 1128697.1783
193 | 2502713.6997 | 1128784.7667
194 | 2502713.7627 | 1128784.7224
195 | 2502690.5849 | 1128765.6269
196 | 2502719.6361 | 1128730.5511
197 | 2502735.6378 | 1128748.7976
198 | 2502743.9042 | 1128759.4558
199 | 2502951.9339 | 1128922.5873
200 | 2502972.329 | 1128942.3271
201 | 2502756.5761 | 1128503.3118
202 | 2502771.0867 | 1128512.3968
203 | 2502778.5506 | 1128517.9708
204 | 2502783.5531 | 1128521.8082
205 | 2502784.1746 | 1128522.3039
206 | 2502794.8904 | 1128530.8512
207 | 2502799.4853 | 1128534.4846
208 | 2502807.4576 | 1128540.7861
209 | 2502832.6899 | 1128561.8594
210 | 2502839.6015 | 1128567.9106
211 | 2502831.1684 | 1128560.5272
212 | 2502852.2115 | 1128579.454
213 | 2502823.6715 | 1128553.9635
214 | 2502877.4886 | 1128608.9091
215 | 2502886.0689 | 1128621.1372
216 | 2502889.9683 | 1128633.4833
217 | 2502889.5185 | 1128631.8113
218 | 2502999.2444 | 1128734.0118
219 | 2502497.5168 | 1128784.6885
220 | 2502502.2295 | 1128778.7863
221 | 2502512.4055 | 1128765.8002
222 | 2502513.9685 | 1128763.6212
223 | 2502516.4963 | 1128760.0971
224 | 2502518.0678 | 1128757.9062
225 | 2502520.6979 | 1128754.2395
226 | 2502686.2959 | 1128692.4093

## line_std_types
| c_nf_per_km | r_ohm_per_km | x_ohm_per_km | max_i_ka | type | q_mm2 | alpha | voltage_rating
NAYY 4x50 SE | 210 | 0.642 | 0.083 | 0.142 | cs | 50 | 0.00403 | LV
NAYY 4x120 SE | 264 | 0.225 | 0.08 | 0.242 | cs | 120 | 0.00403 | LV
NAYY 4x150 SE | 261 | 0.208 | 0.08 | 0.27 | cs | 150 | 0.00403 | LV
NA2XS2Y 1x95 RM/25 12/20 kV | 216 | 0.313 | 0.132 | 0.252 | cs | 95 | 0.00403 | MV
NA2XS2Y 1x185 RM/25 12/20 kV | 273 | 0.161 | 0.117 | 0.362 | cs | 185 | 0.00403 | MV
NA2XS2Y 1x240 RM/25 12/20 kV | 304 | 0.122 | 0.112 | 0.421 | cs | 240 | 0.00403 | MV
NA2XS2Y 1x95 RM/25 6/10 kV | 315 | 0.313 | 0.123 | 0.249 | cs | 95 | 0.00403 | MV
NA2XS2Y 1x185 RM/25 6/10 kV | 406 | 0.161 | 0.11 | 0.358 | cs | 185 | 0.00403 | MV
NA2XS2Y 1x240 RM/25 6/10 kV | 456 | 0.122 | 0.105 | 0.416 | cs | 240 | 0.00403 | MV
NA2XS2Y 1x150 RM/25 12/20 kV | 250 | 0.206 | 0.116 | 0.319 | cs | 150 | 0.00403 | MV
NA2XS2Y 1x120 RM/25 12/20 kV | 230 | 0.253 | 0.119 | 0.283 | cs | 120 | 0.00403 | MV
NA2XS2Y 1x70 RM/25 12/20 kV | 190 | 0.443 | 0.132 | 0.22 | cs | 70 | 0.00403 | MV
NA2XS2Y 1x150 RM/25 6/10 kV | 360 | 0.206 | 0.11 | 0.315 | cs | 150 | 0.00403 | MV
NA2XS2Y 1x120 RM/25 6/10 kV | 340 | 0.253 | 0.113 | 0.28 | cs | 120 | 0.00403 | MV
NA2XS2Y 1x70 RM/25 6/10 kV | 280 | 0.443 | 0.123 | 0.217 | cs | 70 | 0.00403 | MV
N2XS(FL)2Y 1x120 RM/35 64/110 kV | 112 | 0.153 | 0.166 | 0.366 | cs | 120 | 0.00393 | HV
N2XS(FL)2Y 1x185 RM/35 64/110 kV | 125 | 0.099 | 0.156 | 0.457 | cs | 185 | 0.00393 | HV
N2XS(FL)2Y 1x240 RM/35 64/110 kV | 135 | 0.075 | 0.149 | 0.526 | cs | 240 | 0.00393 | HV
N2XS(FL)2Y 1x300 RM/35 64/110 kV | 144 | 0.06 | 0.144 | 0.588 | cs | 300 | 0.00393 | HV
15-AL1/3-ST1A 0.4 | 11 | 1.8769 | 0.35 | 0.105 | ol | 16 | 0.00403 | LV
24-AL1/4-ST1A 0.4 | 11.25 | 1.2012 | 0.335 | 0.14 | ol | 24 | 0.00403 | LV
48-AL1/8-ST1A 0.4 | 12.2 | 0.5939 | 0.3 | 0.21 | ol | 48 | 0.00403 | LV
94-AL1/15-ST1A 0.4 | 13.2 | 0.306 | 0.29 | 0.35 | ol | 94 | 0.00403 | LV
34-AL1/6-ST1A 10.0 | 9.7 | 0.8342 | 0.36 | 0.17 | ol | 34 | 0.00403 | MV
48-AL1/8-ST1A 10.0 | 10.1 | 0.5939 | 0.35 | 0.21 | ol | 48 | 0.00403 | MV
70-AL1/11-ST1A 10.0 | 10.4 | 0.4132 | 0.339 | 0.29 | ol | 70 | 0.00403 | MV
94-AL1/15-ST1A 10.0 | 10.75 | 0.306 | 0.33 | 0.35 | ol | 94 | 0.00403 | MV
122-AL1/20-ST1A 10.0 | 11.1 | 0.2376 | 0.323 | 0.41 | ol | 122 | 0.00403 | MV
149-AL1/24-ST1A 10.0 | 11.25 | 0.194 | 0.315 | 0.47 | ol | 149 | 0.00403 | MV
34-AL1/6-ST1A 20.0 | 9.15 | 0.8342 | 0.382 | 0.17 | ol | 34 | 0.00403 | MV
48-AL1/8-ST1A 20.0 | 9.5 | 0.5939 | 0.372 | 0.21 | ol | 48 | 0.00403 | MV
70-AL1/11-ST1A 20.0 | 9.7 | 0.4132 | 0.36 | 0.29 | ol | 70 | 0.00403 | MV
94-AL1/15-ST1A 20.0 | 10 | 0.306 | 0.35 | 0.35 | ol | 94 | 0.00403 | MV
122-AL1/20-ST1A 20.0 | 10.3 | 0.2376 | 0.344 | 0.41 | ol | 122 | 0.00403 | MV
149-AL1/24-ST1A 20.0 | 10.5 | 0.194 | 0.337 | 0.47 | ol | 149 | 0.00403 | MV
184-AL1/30-ST1A 20.0 | 10.75 | 0.1571 | 0.33 | 0.535 | ol | 184 | 0.00403 | MV
243-AL1/39-ST1A 20.0 | 11 | 0.1188 | 0.32 | 0.645 | ol | 243 | 0.00403 | MV
48-AL1/8-ST1A 110.0 | 8 | 0.5939 | 0.46 | 0.21 | ol | 48 | 0.00403 | HV
70-AL1/11-ST1A 110.0 | 8.4 | 0.4132 | 0.45 | 0.29 | ol | 70 | 0.00403 | HV
94-AL1/15-ST1A 110.0 | 8.65 | 0.306 | 0.44 | 0.35 | ol | 94 | 0.00403 | HV
122-AL1/20-ST1A 110.0 | 8.5 | 0.2376 | 0.43 | 0.41 | ol | 122 | 0.00403 | HV
149-AL1/24-ST1A 110.0 | 8.75 | 0.194 | 0.41 | 0.47 | ol | 149 | 0.00403 | HV
184-AL1/30-ST1A 110.0 | 8.8 | 0.1571 | 0.4 | 0.535 | ol | 184 | 0.00403 | HV
243-AL1/39-ST1A 110.0 | 9 | 0.1188 | 0.39 | 0.645 | ol | 243 | 0.00403 | HV
305-AL1/39-ST1A 110.0 | 9.2 | 0.0949 | 0.38 | 0.74 | ol | 305 | 0.00403 | HV
490-AL1/64-ST1A 110.0 | 9.75 | 0.059 | 0.37 | 0.96 | ol | 490 | 0.00403 | HV
679-AL1/86-ST1A 110.0 | 9.95 | 0.042 | 0.36 | 1.15 | ol | 679 | 0.00403 | HV
490-AL1/64-ST1A 220.0 | 10 | 0.059 | 0.285 | 0.96 | ol | 490 | 0.00403 | HV
679-AL1/86-ST1A 220.0 | 11.7 | 0.042 | 0.275 | 1.15 | ol | 679 | 0.00403 | HV
490-AL1/64-ST1A 380.0 | 11 | 0.059 | 0.253 | 0.96 | ol | 490 | 0.00403 | HV
679-AL1/86-ST1A 380.0 | 14.6 | 0.042 | 0.25 | 1.15 | ol | 679 | 0.00403 | HV

## trafo_std_types
| i0_percent | pfe_kw | vkr_percent | sn_mva | vn_lv_kv | vn_hv_kv | vk_percent | shift_degree | vector_group | tap_side | tap_neutral | tap_min | tap_max | tap_step_degree | tap_step_percent | tap_phase_shifter
160 MVA 380/110 kV | 0.06 | 60 | 0.25 | 160 | 110 | 380 | 12.2 | 0 | Yy0 | hv | 0 | -9 | 9 | 0 | 1.5 | FALSE
100 MVA 220/110 kV | 0.06 | 55 | 0.26 | 100 | 110 | 220 | 12 | 0 | Yy0 | hv | 0 | -9 | 9 | 0 | 1.5 | FALSE
63 MVA 110/20 kV | 0.04 | 22 | 0.32 | 63 | 20 | 110 | 18 | 150 | YNd5 | hv | 0 | -9 | 9 | 0 | 1.5 | FALSE
40 MVA 110/20 kV | 0.05 | 18 | 0.34 | 40 | 20 | 110 | 16.2 | 150 | YNd5 | hv | 0 | -9 | 9 | 0 | 1.5 | FALSE
25 MVA 110/20 kV | 0.07 | 14 | 0.41 | 25 | 20 | 110 | 12 | 150 | YNd5 | hv | 0 | -9 | 9 | 0 | 1.5 | FALSE
63 MVA 110/10 kV | 0.04 | 22 | 0.32 | 63 | 10 | 110 | 18 | 150 | YNd5 | hv | 0 | -9 | 9 | 0 | 1.5 | FALSE
40 MVA 110/10 kV | 0.05 | 18 | 0.34 | 40 | 10 | 110 | 16.2 | 150 | YNd5 | hv | 0 | -9 | 9 | 0 | 1.5 | FALSE
25 MVA 110/10 kV | 0.07 | 14 | 0.41 | 25 | 10 | 110 | 12 | 150 | YNd5 | hv | 0 | -9 | 9 | 0 | 1.5 | FALSE
0.25 MVA 20/0.4 kV | 0.32 | 0.8 | 1.44 | 0.25 | 0.4 | 20 | 6 | 150 | Yzn5 | hv | 0 | -2 | 2 | 0 | 2.5 | FALSE
0.4 MVA 20/0.4 kV | 0.3375 | 1.35 | 1.425 | 0.4 | 0.4 | 20 | 6 | 150 | Dyn5 | hv | 0 | -2 | 2 | 0 | 2.5 | FALSE
0.63 MVA 20/0.4 kV | 0.2619 | 1.65 | 1.206 | 0.63 | 0.4 | 20 | 6 | 150 | Dyn5 | hv | 0 | -2 | 2 | 0 | 2.5 | FALSE
0.25 MVA 10/0.4 kV | 0.24 | 0.6 | 1.2 | 0.25 | 0.4 | 10 | 4 | 150 | Dyn5 | hv | 0 | -2 | 2 | 0 | 2.5 | FALSE
0.4 MVA 10/0.4 kV | 0.2375 | 0.95 | 1.325 | 0.4 | 0.4 | 10 | 4 | 150 | Dyn5 | hv | 0 | -2 | 2 | 0 | 2.5 | FALSE
0.63 MVA 10/0.4 kV | 0.1873 | 1.18 | 1.0794 | 0.63 | 0.4 | 10 | 4 | 150 | Dyn5 | hv | 0 | -2 | 2 | 0 | 2.5 | FALSE

## trafo3w_std_types
| sn_hv_mva | sn_mv_mva | sn_lv_mva | vn_hv_kv | vn_mv_kv | vn_lv_kv | vk_hv_percent | vk_mv_percent | vk_lv_percent | vkr_hv_percent | vkr_mv_percent | vkr_lv_percent | pfe_kw | i0_percent | shift_mv_degree | shift_lv_degree | vector_group | tap_side | tap_neutral | tap_min | tap_max | tap_step_percent
63/25/38 MVA 110/20/10 kV | 63 | 25 | 38 | 110 | 20 | 10 | 10.4 | 10.4 | 10.4 | 0.28 | 0.32 | 0.35 | 35 | 0.89 | 0 | 0 | YN0yn0yn0 | hv | 0 | -10 | 10 | 1.2
63/25/38 MVA 110/10/10 kV | 63 | 25 | 38 | 110 | 10 | 10 | 10.4 | 10.4 | 10.4 | 0.28 | 0.32 | 0.35 | 35 | 0.89 | 0 | 0 | YN0yn0yn0 | hv | 0 | -10 | 10 | 1.2

## fuse_std_types
| fuse_type | i_rated_a | t_avg | t_min | t_total | x_avg | x_min | x_total
HV 100A | HV 100A | 100 | 0 | [10.0, 3.64, 0.854, 0.281, 0.1, 0.0531, 0.022, 0.01] | [10.0, 4.267, 1.21, 0.403, 0.1, 0.058, 0.022, 0.01] | 0 | [300.0, 350.0, 450.0, 550.0, 700.0, 850.0, 1200.0, 1752.0] | [600.0, 700.0, 900.0, 1150.0, 1665.0, 2000.0, 3000.0, 4313.0]
HV 10A | HV 10A | 10 | 0 | [10.0, 1675.0, 0.344, 0.156, 0.1, 0.0417, 0.0171, 0.01] | [10.0, 1.3, 0.3, 0.155, 0.1, 0.0555, 0.023, 0.01] | 0 | [30.0, 32.0, 35.0, 37.0, 39.0, 50.0, 70.0, 88.0] | [60.0, 70.0, 80.0, 87.0, 94.0, 110.0, 150.0, 216.0]
HV 125A | HV 125A | 125 | 0 | [10.0, 1.82, 0.344, 0.1, 0.0467, 0.0269, 0.01] | [10.0, 2.478, 0.426, 0.1, 0.0427, 0.0211, 0.01] | 0 | [375.0, 500.0, 700.0, 925.0, 1200.0, 1500.0, 2341.0] | [750.0, 1000.0, 1500.0, 2200.0, 3000.0, 4000.0, 5765.0]
HV 160A | HV 160A | 160 | 0 | [10.0, 4.15, 1.03, 0.198, 0.1, 0.051, 0.0172, 0.01] | [10.0, 2.3, 0.734, 0.274, 0.1, 0.046, 0.0177, 0.01] | 0 | [480.0, 550.0, 700.0, 1000.0, 1260.0, 1600.0, 2500.0, 3227.0] | [960.0, 1300.0, 1700.0, 2200.0, 2996.0, 4000.0, 6000.0, 7946.0]
HV 16A | HV 16A | 16 | 0 | [10.0, 0.352, 0.164, 0.1, 0.0649, 0.0342, 0.01] | [10.0, 2.34, 0.722, 0.181, 0.1, 0.055, 0.0296, 0.01] | 0 | [48.0, 60.0, 65.0, 71.0, 80.0, 100.0, 162.0] | [96.0, 110.0, 125.0, 150.0, 168.0, 200.0, 250.0, 398.0]
HV 200A | HV 200A | 200 | 0 | [10.0, 4.267, 1.21, 0.403, 0.1, 0.058, 0.022, 0.01] | [10.0, 3.73, 1.654, 0.328, 0.1, 0.0531, 0.019, 0.01] | 0 | [600.0, 700.0, 900.0, 1150.0, 1665.0, 2000.0, 3000.0, 4313.0] | [1200.0, 1500.0, 1800.0, 2700.0, 3960.0, 5000.0, 7500.0, 10620.0]
HV 20A | HV 20A | 20 | 0 | [10.0, 1.3, 0.3, 0.155, 0.1, 0.0555, 0.023, 0.01] | [10.0, 1.3, 0.161, 0.1, 0.0611, 0.0399, 0.0141, 0.01] | 0 | [60.0, 70.0, 80.0, 87.0, 94.0, 110.0, 150.0, 216.0] | [120.0, 150.0, 200.0, 223.0, 260.0, 300.0, 450.0, 532.0]
HV 25A | HV 25A | 25 | 0 | [10.0, 2.512, 0.833, 0.299, 0.1, 0.0372, 0.0223, 0.01] | [10.0, 3.125, 0.597, 0.198, 0.1, 0.0378, 0.022, 0.01] | 0 | [75.0, 82.0, 90.0, 100.0, 124.0, 170.0, 200.0, 289.0] | [150.0, 170.0, 210.0, 250.0, 294.0, 400.0, 500.0, 711.0]
HV 31.5A | HV 31.5A | 31.5 | 0 | [10.0, 2.34, 0.722, 0.181, 0.1, 0.055, 0.0296, 0.01] | [10.0, 2.84, 0.368, 0.164, 0.1, 0.0621, 0.0378, 0.0195, 0.01] | 0 | [95.0, 110.0, 125.0, 150.0, 165.0, 200.0, 250.0, 390.0] | [189.0, 220.0, 300.0, 350.0, 393.0, 450.0, 530.0, 700.0, 960.0]
HV 40A | HV 40A | 40 | 0 | [10.0, 1.3, 0.161, 0.1, 0.0611, 0.0399, 0.0141, 0.01] | [10.0, 2.05, 0.369, 0.198, 0.1, 0.051, 0.0298, 0.01] | 0 | [120.0, 150.0, 200.0, 223.0, 260.0, 300.0, 450.0, 532.0] | [240.0, 300.0, 400.0, 450.0, 530.0, 650.0, 800.0, 1311.0]
HV 50A | HV 50A | 50 | 0 | [10.0, 3.215, 0.597, 0.198, 0.1, 0.0378, 0.022, 0.01] | [10.0, 3.64, 0.854, 0.281, 0.1, 0.0531, 0.022, 0.01] | 0 | [150.0, 170.0, 210.0, 250.0, 294.0, 400.0, 500.0, 711.0] | [300.0, 350.0, 450.0, 550.0, 700.0, 850.0, 1200.0, 1752.0]
HV 6.3A | HV 6.3A | 6.3 | 0 | [10.0, 1.39, 0.344, 0.168, 0.1, 0.056, 0.0263, 0.01] | [10.0, 1.711, 0.516, 0.198, 0.1, 0.0634, 0.0303, 0.01] | 0 | [19.0, 19.5, 20.4, 20.8, 22.0, 25.0, 32.0, 48.0] | [38.0, 40.0, 43.0, 48.0, 53.0, 60.0, 75.0, 118.0]
HV 63A | HV 63A | 63 | 0 | [10.0, 2.84, 0.368, 0.164, 0.1, 0.0621, 0.0378, 0.0195, 0.01] | [10.0, 1.82, 0.344, 0.1, 0.0467, 0.0269, 0.01] | 0 | [189.0, 220.0, 300.0, 350.0, 393.0, 450.0, 530.0, 700.0, 961.0] | [378.0, 500.0, 700.0, 934.0, 1200.0, 1500.0, 2366.0]
HV 80A | HV 80A | 80 | 0 | [10.0, 2.05, 0.369, 0.198, 0.1, 0.051, 0.0298, 0.01] | [10.0, 4.15, 1.03, 0.198, 0.1, 0.051, 0.0172, 0.01] | 0 | [240.0, 300.0, 400.0, 450.0, 530.0, 650.0, 800.0, 1311.0] | [480.0, 550.0, 700.0, 1000.0, 1260.0, 1600.0, 2500.0, 3227.0]
Siemens NH-1-100 | Siemens NH-1-100 | 100 | [5400.0, 2000.0, 400.0, 20.0, 1.0, 0.2, 0.012, 0.004] | 0 | 0 | [150.0, 190.0, 250.0, 430.0, 900.0, 1250.0, 2700.0, 3600.0] | 0 | 0
Siemens NH-1-125 | Siemens NH-1-125 | 125 | [4800.0, 120.0, 7.0, 0.1, 0.004] | 0 | 0 | [180.0, 400.0, 740.0, 2000.0, 4250.0] | 0 | 0
Siemens NH-1-16 | Siemens NH-1-16 | 16 | [4000.0, 400.0, 2.0, 0.1, 0.04, 0.01] | 0 | 0 | [26.0, 35.0, 75.0, 150.0, 200.0, 300.0] | 0 | 0
Siemens NH-1-160 | Siemens NH-1-160 | 160 | [4800.0, 120.0, 7.0, 0.1, 0.004] | 0 | 0 | [210.0, 500.0, 900.0, 2300.0, 5000.0] | 0 | 0
Siemens NH-1-25 | Siemens NH-1-25 | 25 | [4000.0, 1000.0, 10.0, 0.2, 0.02, 0.01] | 0 | 0 | [40.0, 50.0, 100.0, 210.0, 400.0, 500.0] | 0 | 0
Siemens NH-1-50 | Siemens NH-1-50 | 50 | [4000.0, 40.0, 4.0, 1.0, 0.02, 0.01] | 0 | 0 | [86.0, 200.0, 300.0, 400.0, 1000.0, 1280.0] | 0 | 0
Siemens NH-1-63 | Siemens NH-1-63 | 63 | [4000.0, 100.0, 10.0, 2.0, 0.04, 0.01] | 0 | 0 | [100.0, 200.0, 300.0, 400.0, 1000.0, 1500.0] | 0 | 0
Siemens NH-1-80 | Siemens NH-1-80 | 80 | [4800.0, 120.0, 7.0, 0.1, 0.01] | 0 | 0 | [150.58, 250.0, 450.0, 1150.0, 2470.0] | 0 | 0
Siemens NH-2-1000 | Siemens NH-2-1000 | 1000 | [4800.0, 120.0, 7.0, 0.1, 0.004] | 0 | 0 | [1900.0, 3500.0, 8400.0, 24000.0, 52000.0] | 0 | 0
Siemens NH-2-200 | Siemens NH-2-200 | 200 | [4800.0, 120.0, 7.0, 0.1, 0.004] | 0 | 0 | [280.0, 650.0, 1200.0, 3000.0, 7000.0] | 0 | 0
Siemens NH-2-224 | Siemens NH-2-224 | 224 | [4800.0, 120.0, 7.0, 0.2, 0.04, 0.004] | 0 | 0 | [400.0, 750.0, 1453.0, 3025.0, 4315.0, 7600.0] | 0 | 0
Siemens NH-2-250 | Siemens NH-2-250 | 250 | [4800.0, 120.0, 7.0, 0.1, 0.004] | 0 | 0 | [450.0, 800.0, 1650.0, 4000.0, 8500.0] | 0 | 0
Siemens NH-2-315 | Siemens NH-2-315 | 315 | [4800.0, 120.0, 7.0, 0.1, 0.004] | 0 | 0 | [550.0, 920.0, 1900.0, 5000.0, 11000.0] | 0 | 0
Siemens NH-2-355 | Siemens NH-2-355 | 355 | [4800.0, 120.0, 6.0, 0.1, 0.004] | 0 | 0 | [650.0, 1116.27, 2350.0, 5840.0, 12790.0] | 0 | 0
Siemens NH-2-400 | Siemens NH-2-400 | 400 | [4800.0, 120.0, 7.0, 0.1, 0.004] | 0 | 0 | [720.0, 1350.0, 2800.0, 6500.0, 15000.0] | 0 | 0
Siemens NH-2-425 | Siemens NH-2-425 | 425 | [4800.0, 120.0, 7.0, 0.1, 0.004] | 0 | 0 | [850.0, 1500.0, 3050.0, 7500.0, 16500.0] | 0 | 0
Siemens NH-2-630 | Siemens NH-2-630 | 630 | [4800.0, 120.0, 7.0, 0.1, 0.004] | 0 | 0 | [1200.0, 2000.0, 4800.0, 12000.0, 26000.0] | 0 | 0

## dtypes
| element | column | dtype
0 | bus | name | object
1 | bus | vn_kv | float64
2 | bus | type | object
3 | bus | zone | object
4 | bus | in_service | bool
5 | load | name | object
6 | load | bus | uint32
7 | load | p_mw | float64
8 | load | q_mvar | float64
9 | load | const_z_percent | float64
10 | load | const_i_percent | float64
11 | load | sn_mva | float64
12 | load | scaling | float64
13 | load | in_service | bool
14 | load | type | object
15 | ext_grid | name | object
16 | ext_grid | bus | uint32
17 | ext_grid | vm_pu | float64
18 | ext_grid | va_degree | float64
19 | ext_grid | slack_weight | float64
20 | ext_grid | in_service | bool
21 | line | name | object
22 | line | std_type | object
23 | line | from_bus | uint32
24 | line | to_bus | uint32
25 | line | length_km | float64
26 | line | r_ohm_per_km | float64
27 | line | x_ohm_per_km | float64
28 | line | c_nf_per_km | float64
29 | line | g_us_per_km | float64
30 | line | max_i_ka | float64
31 | line | df | float64
32 | line | parallel | uint32
33 | line | type | object
34 | line | in_service | bool
35 | trafo | name | object
36 | trafo | std_type | object
37 | trafo | hv_bus | uint32
38 | trafo | lv_bus | uint32
39 | trafo | sn_mva | float64
40 | trafo | vn_hv_kv | float64
41 | trafo | vn_lv_kv | float64
42 | trafo | vk_percent | float64
43 | trafo | vkr_percent | float64
44 | trafo | pfe_kw | float64
45 | trafo | i0_percent | float64
46 | trafo | shift_degree | float64
47 | trafo | tap_side | object
48 | trafo | tap_neutral | int32
49 | trafo | tap_min | int32
50 | trafo | tap_max | int32
51 | trafo | tap_step_percent | float64
52 | trafo | tap_step_degree | float64
53 | trafo | tap_pos | int32
54 | trafo | tap_phase_shifter | bool
55 | trafo | parallel | uint32
56 | trafo | df | float64
57 | trafo | in_service | bool
58 | line_geodata | coords | object
59 | bus_geodata | x | float64
60 | bus_geodata | y | float64
61 | bus_geodata | coords | object

## parameters
| version | format_version | converged | OPF_converged | name | f_hz | sn_mva
0 | 2.14.6 | 2.14.0 | FALSE | FALSE |  | 50 | 1