## bus
| name | vn_kv | type | zone | in_service
0 | bus_LV_5816-3_0_4_node_0 | 0.4 | n |  | TRUE
1 | bus_LV_5816-3_0_4_node_1 | 0.4 | n |  | TRUE
2 | bus_LV_5816-3_0_4_node_2 | 0.4 | n |  | TRUE
3 | bus_LV_5816-3_0_4_node_3 | 0.4 | n |  | TRUE
4 | bus_LV_5816-3_0_4_node_27 | 0.4 | n |  | TRUE
5 | bus_LV_5816-3_0_4_node_26 | 0.4 | n |  | TRUE
6 | bus_LV_5816-3_0_4_node_4 | 0.4 | n |  | TRUE
7 | bus_LV_5816-3_0_4_node_5 | 0.4 | n |  | TRUE
8 | bus_LV_5816-3_0_4_node_6 | 0.4 | n |  | TRUE
9 | bus_LV_5816-3_0_4_node_183 | 0.4 | n |  | TRUE
10 | bus_LV_5816-3_0_4_node_137 | 0.4 | n |  | TRUE
11 | bus_LV_5816-3_0_4_node_7 | 0.4 | n |  | TRUE
12 | bus_LV_5816-3_0_4_node_8 | 0.4 | n |  | TRUE
13 | bus_LV_5816-3_0_4_node_9 | 0.4 | n |  | TRUE
14 | bus_LV_5816-3_0_4_node_184 | 0.4 | n |  | TRUE
15 | bus_LV_5816-3_0_4_node_186 | 0.4 | n |  | TRUE
16 | bus_LV_5816-3_0_4_node_178 | 0.4 | n |  | TRUE
17 | bus_LV_5816-3_0_4_node_179 | 0.4 | n |  | TRUE
18 | bus_LV_5816-3_0_4_node_172 | 0.4 | n |  | TRUE
19 | bus_LV_5816-3_0_4_node_177 | 0.4 | n |  | TRUE
20 | bus_LV_5816-3_0_4_node_10 | 0.4 | n |  | TRUE
21 | bus_LV_5816-3_0_4_node_11 | 0.4 | n |  | TRUE
22 | bus_LV_5816-3_0_4_node_12 | 0.4 | n |  | TRUE
23 | bus_LV_5816-3_0_4_node_13 | 0.4 | n |  | TRUE
24 | bus_LV_5816-3_0_4_node_14 | 0.4 | n |  | TRUE
25 | bus_LV_5816-3_0_4_node_37 | 0.4 | n |  | TRUE
26 | bus_LV_5816-3_0_4_node_20 | 0.4 | n |  | TRUE
27 | bus_LV_5816-3_0_4_node_35 | 0.4 | n |  | TRUE
28 | bus_LV_5816-3_0_4_node_109 | 0.4 | n |  | TRUE
29 | bus_LV_5816-3_0_4_node_19 | 0.4 | n |  | TRUE
30 | bus_LV_5816-3_0_4_node_36 | 0.4 | n |  | TRUE
31 | bus_LV_5816-3_0_4_node_106 | 0.4 | n |  | TRUE
32 | bus_LV_5816-3_0_4_node_15 | 0.4 | n |  | TRUE
33 | bus_LV_5816-3_0_4_node_16 | 0.4 | n |  | TRUE
34 | bus_LV_5816-3_0_4_node_17 | 0.4 | n |  | TRUE
35 | bus_LV_5816-3_0_4_node_18 | 0.4 | n |  | TRUE
36 | bus_LV_5816-3_0_4_node_170 | 0.4 | n |  | TRUE
37 | bus_LV_5816-3_0_4_node_175 | 0.4 | n |  | TRUE
38 | bus_LV_5816-3_0_4_node_169 | 0.4 | n |  | TRUE
39 | bus_LV_5816-3_0_4_node_21 | 0.4 | n |  | TRUE
40 | bus_LV_5816-3_0_4_node_22 | 0.4 | n |  | TRUE
41 | bus_LV_5816-3_0_4_node_23 | 0.4 | n |  | TRUE
42 | bus_LV_5816-3_0_4_node_43 | 0.4 | n |  | TRUE
43 | bus_LV_5816-3_0_4_node_24 | 0.4 | n |  | TRUE
44 | bus_LV_5816-3_0_4_node_25 | 0.4 | n |  | TRUE
45 | bus_LV_5816-3_0_4_node_41 | 0.4 | n |  | TRUE
46 | bus_LV_5816-3_0_4_node_40 | 0.4 | n |  | TRUE
47 | bus_LV_5816-3_0_4_node_135 | 0.4 | n |  | TRUE
48 | bus_LV_5816-3_0_4_node_136 | 0.4 | n |  | TRUE
49 | bus_LV_5816-3_0_4_node_28 | 0.4 | n |  | TRUE
50 | bus_LV_5816-3_0_4_node_42 | 0.4 | n |  | TRUE
51 | bus_LV_5816-3_0_4_node_44 | 0.4 | n |  | TRUE
52 | bus_LV_5816-3_0_4_node_45 | 0.4 | n |  | TRUE
53 | bus_LV_5816-3_0_4_node_162 | 0.4 | n |  | TRUE
54 | bus_LV_5816-3_0_4_node_134 | 0.4 | n |  | TRUE
55 | bus_LV_5816-3_0_4_node_168 | 0.4 | n |  | TRUE
56 | bus_LV_5816-3_0_4_node_139 | 0.4 | n |  | TRUE
57 | bus_LV_5816-3_0_4_node_29 | 0.4 | n |  | TRUE
58 | bus_LV_5816-3_0_4_node_30 | 0.4 | n |  | TRUE
59 | bus_LV_5816-3_0_4_node_31 | 0.4 | n |  | TRUE
60 | bus_LV_5816-3_0_4_node_32 | 0.4 | n |  | TRUE
61 | bus_LV_5816-3_0_4_node_33 | 0.4 | n |  | TRUE
62 | bus_LV_5816-3_0_4_node_34 | 0.4 | n |  | TRUE
63 | bus_LV_5816-3_0_4_node_63 | 0.4 | n |  | TRUE
64 | bus_LV_5816-3_0_4_node_147 | 0.4 | n |  | TRUE
65 | bus_LV_5816-3_0_4_node_146 | 0.4 | n |  | TRUE
66 | bus_LV_5816-3_0_4_node_64 | 0.4 | n |  | TRUE
67 | bus_LV_5816-3_0_4_node_145 | 0.4 | n |  | TRUE
68 | bus_LV_5816-3_0_4_node_38 | 0.4 | n |  | TRUE
69 | bus_LV_5816-3_0_4_node_39 | 0.4 | n |  | TRUE
70 | bus_LV_5816-3_0_4_node_201 | 0.4 | n |  | TRUE
71 | bus_LV_5816-3_0_4_node_199 | 0.4 | n |  | TRUE
72 | bus_LV_5816-3_0_4_node_204 | 0.4 | n |  | TRUE
73 | bus_LV_5816-3_0_4_node_216 | 0.4 | n |  | TRUE
74 | bus_LV_5816-3_0_4_node_214 | 0.4 | n |  | TRUE
75 | bus_LV_5816-3_0_4_node_200 | 0.4 | n |  | TRUE
76 | bus_LV_5816-3_0_4_node_203 | 0.4 | n |  | TRUE
77 | bus_LV_5816-3_0_4_node_165 | 0.4 | n |  | TRUE
78 | bus_LV_5816-3_0_4_node_166 | 0.4 | n |  | TRUE
79 | bus_LV_5816-3_0_4_node_160 | 0.4 | n |  | TRUE
80 | bus_LV_5816-3_0_4_node_161 | 0.4 | n |  | TRUE
81 | bus_LV_5816-3_0_4_node_46 | 0.4 | n |  | TRUE
82 | bus_LV_5816-3_0_4_node_47 | 0.4 | n |  | TRUE
83 | bus_LV_5816-3_0_4_node_95 | 0.4 | n |  | TRUE
84 | bus_LV_5816-3_0_4_node_93 | 0.4 | n |  | TRUE
85 | bus_LV_5816-3_0_4_node_99 | 0.4 | n |  | TRUE
86 | bus_LV_5816-3_0_4_node_94 | 0.4 | n |  | TRUE
87 | bus_LV_5816-3_0_4_node_48 | 0.4 | n |  | TRUE
88 | bus_LV_5816-3_0_4_node_49 | 0.4 | n |  | TRUE
89 | bus_LV_5816-3_0_4_node_53 | 0.4 | n |  | TRUE
90 | bus_LV_5816-3_0_4_node_50 | 0.4 | n |  | TRUE
91 | bus_LV_5816-3_0_4_node_51 | 0.4 | n |  | TRUE
92 | bus_LV_5816-3_0_4_node_52 | 0.4 | n |  | TRUE
93 | bus_LV_5816-3_0_4_node_141 | 0.4 | n |  | TRUE
94 | bus_LV_5816-3_0_4_node_140 | 0.4 | n |  | TRUE
95 | bus_LV_5816-3_0_4_node_174 | 0.4 | n |  | TRUE
96 | bus_LV_5816-3_0_4_node_173 | 0.4 | n |  | TRUE
97 | bus_LV_5816-3_0_4_node_151 | 0.4 | n |  | TRUE
98 | bus_LV_5816-3_0_4_node_149 | 0.4 | n |  | TRUE
99 | bus_LV_5816-3_0_4_node_54 | 0.4 | n |  | TRUE
100 | bus_LV_5816-3_0_4_node_55 | 0.4 | n |  | TRUE
101 | bus_LV_5816-3_0_4_node_56 | 0.4 | n |  | TRUE
102 | bus_LV_5816-3_0_4_node_57 | 0.4 | n |  | TRUE
103 | bus_LV_5816-3_0_4_node_58 | 0.4 | n |  | TRUE
104 | bus_LV_5816-3_0_4_node_59 | 0.4 | n |  | TRUE
105 | bus_LV_5816-3_0_4_node_60 | 0.4 | n |  | TRUE
106 | bus_LV_5816-3_0_4_node_79 | 0.4 | n |  | TRUE
107 | bus_LV_5816-3_0_4_node_61 | 0.4 | n |  | TRUE
108 | bus_LV_5816-3_0_4_node_81 | 0.4 | n |  | TRUE
109 | bus_LV_5816-3_0_4_node_85 | 0.4 | n |  | TRUE
110 | bus_LV_5816-3_0_4_node_84 | 0.4 | n |  | TRUE
111 | bus_LV_5816-3_0_4_node_80 | 0.4 | n |  | TRUE
112 | bus_LV_5816-3_0_4_node_62 | 0.4 | n |  | TRUE
113 | bus_LV_5816-3_0_4_node_65 | 0.4 | n |  | TRUE
114 | bus_LV_5816-3_0_4_node_66 | 0.4 | n |  | TRUE
115 | bus_LV_5816-3_0_4_node_67 | 0.4 | n |  | TRUE
116 | bus_LV_5816-3_0_4_node_159 | 0.4 | n |  | TRUE
117 | bus_LV_5816-3_0_4_node_118 | 0.4 | n |  | TRUE
118 | bus_LV_5816-3_0_4_node_68 | 0.4 | n |  | TRUE
119 | bus_LV_5816-3_0_4_node_69 | 0.4 | n |  | TRUE
120 | bus_LV_5816-3_0_4_node_70 | 0.4 | n |  | TRUE
121 | bus_LV_5816-3_0_4_node_71 | 0.4 | n |  | TRUE
122 | bus_LV_5816-3_0_4_node_72 | 0.4 | n |  | TRUE
123 | bus_LV_5816-3_0_4_node_73 | 0.4 | n |  | TRUE
124 | bus_LV_5816-3_0_4_node_116 | 0.4 | n |  | TRUE
125 | bus_LV_5816-3_0_4_node_76 | 0.4 | n |  | TRUE
126 | bus_LV_5816-3_0_4_node_130 | 0.4 | n |  | TRUE
127 | bus_LV_5816-3_0_4_node_114 | 0.4 | n |  | TRUE
128 | bus_LV_5816-3_0_4_node_78 | 0.4 | n |  | TRUE
129 | bus_LV_5816-3_0_4_node_74 | 0.4 | n |  | TRUE
130 | bus_LV_5816-3_0_4_node_75 | 0.4 | n |  | TRUE
131 | bus_LV_5816-3_0_4_node_77 | 0.4 | n |  | TRUE
132 | bus_LV_5816-3_0_4_node_82 | 0.4 | n |  | TRUE
133 | bus_LV_5816-3_0_4_node_83 | 0.4 | n |  | TRUE
134 | bus_LV_5816-3_0_4_node_92 | 0.4 | n |  | TRUE
135 | bus_LV_5816-3_0_4_node_91 | 0.4 | n |  | TRUE
136 | bus_LV_5816-3_0_4_node_86 | 0.4 | n |  | TRUE
137 | bus_LV_5816-3_0_4_node_87 | 0.4 | n |  | TRUE
138 | bus_LV_5816-3_0_4_node_88 | 0.4 | n |  | TRUE
139 | bus_LV_5816-3_0_4_node_89 | 0.4 | n |  | TRUE
140 | bus_LV_5816-3_0_4_node_90 | 0.4 | n |  | TRUE
141 | bus_LV_5816-3_0_4_node_100 | 0.4 | n |  | TRUE
142 | bus_LV_5816-3_0_4_node_98 | 0.4 | n |  | TRUE
143 | bus_LV_5816-3_0_4_node_238 | 0.4 | n |  | TRUE
144 | bus_LV_5816-3_0_4_node_96 | 0.4 | n |  | TRUE
145 | bus_LV_5816-3_0_4_node_101 | 0.4 | n |  | TRUE
146 | bus_LV_5816-3_0_4_node_97 | 0.4 | n |  | TRUE
147 | bus_LV_5816-3_0_4_node_230 | 0.4 | n |  | TRUE
148 | bus_LV_5816-3_0_4_node_229 | 0.4 | n |  | TRUE
149 | bus_LV_5816-3_0_4_node_239 | 0.4 | n |  | TRUE
150 | bus_LV_5816-3_0_4_node_102 | 0.4 | n |  | TRUE
151 | bus_LV_5816-3_0_4_node_103 | 0.4 | n |  | TRUE
152 | bus_LV_5816-3_0_4_node_104 | 0.4 | n |  | TRUE
153 | bus_LV_5816-3_0_4_node_105 | 0.4 | n |  | TRUE
154 | bus_LV_5816-3_0_4_node_107 | 0.4 | n |  | TRUE
155 | bus_LV_5816-3_0_4_node_108 | 0.4 | n |  | TRUE
156 | bus_LV_5816-3_0_4_node_110 | 0.4 | n |  | TRUE
157 | bus_LV_5816-3_0_4_node_111 | 0.4 | n |  | TRUE
158 | bus_LV_5816-3_0_4_node_112 | 0.4 | n |  | TRUE
159 | bus_LV_5816-3_0_4_node_121 | 0.4 | n |  | TRUE
160 | bus_LV_5816-3_0_4_node_123 | 0.4 | n |  | TRUE
161 | bus_LV_5816-3_0_4_node_119 | 0.4 | n |  | TRUE
162 | bus_LV_5816-3_0_4_node_122 | 0.4 | n |  | TRUE
163 | bus_LV_5816-3_0_4_node_120 | 0.4 | n |  | TRUE
164 | bus_LV_5816-3_0_4_node_113 | 0.4 | n |  | TRUE
165 | bus_LV_5816-3_0_4_node_115 | 0.4 | n |  | TRUE
166 | bus_LV_5816-3_0_4_node_117 | 0.4 | n |  | TRUE
167 | bus_LV_5816-3_0_4_node_125 | 0.4 | n |  | TRUE
168 | bus_LV_5816-3_0_4_node_158 | 0.4 | n |  | TRUE
169 | bus_LV_5816-3_0_4_node_127 | 0.4 | n |  | TRUE
170 | bus_LV_5816-3_0_4_node_124 | 0.4 | n |  | TRUE
171 | bus_LV_5816-3_0_4_node_157 | 0.4 | n |  | TRUE
172 | bus_LV_5816-3_0_4_node_242 | 0.4 | n |  | TRUE
173 | bus_LV_5816-3_0_4_node_126 | 0.4 | n |  | TRUE
174 | bus_LV_5816-3_0_4_node_128 | 0.4 | n |  | TRUE
175 | bus_LV_5816-3_0_4_node_129 | 0.4 | n |  | TRUE
176 | bus_LV_5816-3_0_4_node_132 | 0.4 | n |  | TRUE
177 | bus_LV_5816-3_0_4_node_131 | 0.4 | n |  | TRUE
178 | bus_LV_5816-3_0_4_node_155 | 0.4 | n |  | TRUE
179 | bus_LV_5816-3_0_4_node_163 | 0.4 | n |  | TRUE
180 | bus_LV_5816-3_0_4_node_133 | 0.4 | n |  | TRUE
181 | bus_LV_5816-3_0_4_node_164 | 0.4 | n |  | TRUE
182 | bus_LV_5816-3_0_4_node_138 | 0.4 | n |  | TRUE
183 | bus_LV_5816-3_0_4_node_191 | 0.4 | n |  | TRUE
184 | bus_LV_5816-3_0_4_node_188 | 0.4 | n |  | TRUE
185 | bus_LV_5816-3_0_4_node_187 | 0.4 | n |  | TRUE
186 | bus_LV_5816-3_0_4_node_228 | 0.4 | n |  | TRUE
187 | bus_LV_5816-3_0_4_node_189 | 0.4 | n |  | TRUE
188 | bus_LV_5816-3_0_4_node_226 | 0.4 | n |  | TRUE
189 | bus_LV_5816-3_0_4_node_234 | 0.4 | n |  | TRUE
190 | bus_LV_5816-3_0_4_node_235 | 0.4 | n |  | TRUE
191 | bus_LV_5816-3_0_4_node_224 | 0.4 | n |  | TRUE
192 | bus_LV_5816-3_0_4_node_185 | 0.4 | n |  | TRUE
193 | bus_LV_5816-3_0_4_node_227 | 0.4 | n |  | TRUE
194 | bus_LV_5816-3_0_4_node_142 | 0.4 | n |  | TRUE
195 | bus_LV_5816-3_0_4_node_144 | 0.4 | n |  | TRUE
196 | bus_LV_5816-3_0_4_node_150 | 0.4 | n |  | TRUE
197 | bus_LV_5816-3_0_4_node_152 | 0.4 | n |  | TRUE
198 | bus_LV_5816-3_0_4_node_153 | 0.4 | n |  | TRUE
199 | bus_LV_5816-3_0_4_node_154 | 0.4 | n |  | TRUE
200 | bus_LV_5816-3_0_4_node_156 | 0.4 | n |  | TRUE
201 | bus_LV_5816-3_0_4_node_167 | 0.4 | n |  | TRUE
202 | bus_LV_5816-3_0_4_node_171 | 0.4 | n |  | TRUE
203 | bus_LV_5816-3_0_4_node_176 | 0.4 | n |  | TRUE
204 | bus_LV_5816-3_0_4_node_181 | 0.4 | n |  | TRUE
205 | bus_LV_5816-3_0_4_node_182 | 0.4 | n |  | TRUE
206 | bus_LV_5816-3_0_4_node_225 | 0.4 | n |  | TRUE
207 | bus_LV_5816-3_0_4_node_190 | 0.4 | n |  | TRUE
208 | bus_LV_5816-3_0_4_node_192 | 0.4 | n |  | TRUE
209 | bus_LV_5816-3_0_4_node_193 | 0.4 | n |  | TRUE
210 | bus_LV_5816-3_0_4_node_194 | 0.4 | n |  | TRUE
211 | bus_LV_5816-3_0_4_node_195 | 0.4 | n |  | TRUE
212 | bus_LV_5816-3_0_4_node_196 | 0.4 | n |  | TRUE
213 | bus_LV_5816-3_0_4_node_197 | 0.4 | n |  | TRUE
214 | bus_LV_5816-3_0_4_node_202 | 0.4 | n |  | TRUE
215 | bus_LV_5816-3_0_4_node_198 | 0.4 | n |  | TRUE
216 | bus_LV_5816-3_0_4_node_237 | 0.4 | n |  | TRUE
217 | bus_LV_5816-3_0_4_node_223 | 0.4 | n |  | TRUE
218 | bus_LV_5816-3_0_4_node_215 | 0.4 | n |  | TRUE
219 | bus_LV_5816-3_0_4_node_205 | 0.4 | n |  | TRUE
220 | bus_LV_5816-3_0_4_node_206 | 0.4 | n |  | TRUE
221 | bus_LV_5816-3_0_4_node_207 | 0.4 | n |  | TRUE
222 | bus_LV_5816-3_0_4_node_208 | 0.4 | n |  | TRUE
223 | bus_LV_5816-3_0_4_node_209 | 0.4 | n |  | TRUE
224 | bus_LV_5816-3_0_4_node_210 | 0.4 | n |  | TRUE
225 | bus_LV_5816-3_0_4_node_211 | 0.4 | n |  | TRUE
226 | bus_LV_5816-3_0_4_node_212 | 0.4 | n |  | TRUE
227 | bus_LV_5816-3_0_4_node_213 | 0.4 | n |  | TRUE
228 | bus_LV_5816-3_0_4_node_222 | 0.4 | n |  | TRUE
229 | bus_LV_5816-3_0_4_node_217 | 0.4 | n |  | TRUE
230 | bus_LV_5816-3_0_4_node_218 | 0.4 | n |  | TRUE
231 | bus_LV_5816-3_0_4_node_219 | 0.4 | n |  | TRUE
232 | bus_LV_5816-3_0_4_node_220 | 0.4 | n |  | TRUE
233 | bus_LV_5816-3_0_4_node_221 | 0.4 | n |  | TRUE
234 | bus_LV_5816-3_0_4_node_233 | 0.4 | n |  | TRUE
235 | bus_LV_5816-3_0_4_node_231 | 0.4 | n |  | TRUE
236 | bus_LV_5816-3_0_4_node_240 | 0.4 | n |  | TRUE
237 | bus_LV_5816-3_0_4_node_241 | 0.4 | n |  | TRUE
238 | bus_MV_477_0_node_69 | 20 | n |  | TRUE

## load
| name | bus | p_mw | q_mvar | const_z_percent | const_i_percent | sn_mva | scaling | in_service | type
0 | LV_5816-3_0_4_load_0 | 0 | 0.00044471 | 0.00011145 | 0 | 0 |  | 1 | TRUE | wye
1 | LV_5816-3_0_4_load_2 | 2 | 0.0010616 | 0.00026605 | 0 | 0 |  | 1 | TRUE | wye
2 | LV_5816-3_0_4_load_3 | 3 | 0.0015183 | 0.00038052 | 0 | 0 |  | 1 | TRUE | wye
3 | LV_5816-3_0_4_load_27 | 4 | 0.00030208 | 7.5709e-05 | 0 | 0 |  | 1 | TRUE | wye
4 | LV_5816-3_0_4_load_4 | 6 | 0.0060063 | 0.0015053 | 0 | 0 |  | 1 | TRUE | wye
5 | LV_5816-3_0_4_load_5 | 7 | 0.0053096 | 0.0013307 | 0 | 0 |  | 1 | TRUE | wye
6 | LV_5816-3_0_4_load_6 | 8 | 0.0010943 | 0.00027426 | 0 | 0 |  | 1 | TRUE | wye
7 | LV_5816-3_0_4_load_183 | 9 | 0.0010213 | 0.00025596 | 0 | 0 |  | 1 | TRUE | wye
8 | LV_5816-3_0_4_load_8 | 12 | 0.0029118 | 0.00072976 | 0 | 0 |  | 1 | TRUE | wye
9 | LV_5816-3_0_4_load_9 | 13 | 0.0017963 | 0.0004502 | 0 | 0 |  | 1 | TRUE | wye
10 | LV_5816-3_0_4_load_184 | 14 | 0.00058877 | 0.00014756 | 0 | 0 |  | 1 | TRUE | wye
11 | LV_5816-3_0_4_load_186 | 15 | 0.0019168 | 0.0004804 | 0 | 0 |  | 1 | TRUE | wye
12 | LV_5816-3_0_4_load_172 | 18 | 0.0001216 | 3.0475e-05 | 0 | 0 |  | 1 | TRUE | wye
13 | LV_5816-3_0_4_load_177 | 19 | 0.00073197 | 0.00018345 | 0 | 0 |  | 1 | TRUE | wye
14 | LV_5816-3_0_4_load_10 | 20 | 0.0020635 | 0.00051716 | 0 | 0 |  | 1 | TRUE | wye
15 | LV_5816-3_0_4_load_11 | 21 | 0.002434 | 0.00061003 | 0 | 0 |  | 1 | TRUE | wye
16 | LV_5816-3_0_4_load_12 | 22 | 0.0018444 | 0.00046224 | 0 | 0 |  | 1 | TRUE | wye
17 | LV_5816-3_0_4_load_14 | 24 | 0.0003353 | 8.4034e-05 | 0 | 0 |  | 1 | TRUE | wye
18 | LV_5816-3_0_4_load_37 | 25 | 0.0012607 | 0.00031597 | 0 | 0 |  | 1 | TRUE | wye
19 | LV_5816-3_0_4_load_20 | 26 | 0.0012885 | 0.00032293 | 0 | 0 |  | 1 | TRUE | wye
20 | LV_5816-3_0_4_load_35 | 27 | 0.0025211 | 0.00063184 | 0 | 0 |  | 1 | TRUE | wye
21 | LV_5816-3_0_4_load_109 | 28 | 0.0018208 | 0.00045635 | 0 | 0 |  | 1 | TRUE | wye
22 | LV_5816-3_0_4_load_19 | 29 | 0.0018637 | 0.00046708 | 0 | 0 |  | 1 | TRUE | wye
23 | LV_5816-3_0_4_load_106 | 31 | 0.0007236 | 0.00018135 | 0 | 0 |  | 1 | TRUE | wye
24 | LV_5816-3_0_4_load_15 | 32 | 0.0078808 | 0.0019751 | 0 | 0 |  | 1 | TRUE | wye
25 | LV_5816-3_0_4_load_16 | 33 | 0.000199 | 4.9873e-05 | 0 | 0 |  | 1 | TRUE | wye
26 | LV_5816-3_0_4_load_17 | 34 | 0.00019497 | 4.8864e-05 | 0 | 0 |  | 1 | TRUE | wye
27 | LV_5816-3_0_4_load_18 | 35 | 9.1485e-05 | 2.2928e-05 | 0 | 0 |  | 1 | TRUE | wye
28 | LV_5816-3_0_4_load_170 | 36 | 0.00016254 | 4.0736e-05 | 0 | 0 |  | 1 | TRUE | wye
29 | LV_5816-3_0_4_load_175 | 37 | 0.00036593 | 9.171e-05 | 0 | 0 |  | 1 | TRUE | wye
30 | LV_5816-3_0_4_load_169 | 38 | 0.00013247 | 3.3201e-05 | 0 | 0 |  | 1 | TRUE | wye
31 | LV_5816-3_0_4_load_21 | 39 | 0.0066466 | 0.0016658 | 0 | 0 |  | 1 | TRUE | wye
32 | LV_5816-3_0_4_load_22 | 40 | 0.0013655 | 0.00034222 | 0 | 0 |  | 1 | TRUE | wye
33 | LV_5816-3_0_4_load_43 | 42 | 0.0012918 | 0.00032377 | 0 | 0 |  | 1 | TRUE | wye
34 | LV_5816-3_0_4_load_24 | 43 | 0.00293 | 0.00073432 | 0 | 0 |  | 1 | TRUE | wye
35 | LV_5816-3_0_4_load_41 | 45 | 0.0017885 | 0.00044824 | 0 | 0 |  | 1 | TRUE | wye
36 | LV_5816-3_0_4_load_40 | 46 | 0.0033898 | 0.00084955 | 0 | 0 |  | 1 | TRUE | wye
37 | LV_5816-3_0_4_load_136 | 48 | 0.012442 | 0.0031182 | 0 | 0 |  | 1 | TRUE | wye
38 | LV_5816-3_0_4_load_28 | 49 | 0.00099286 | 0.00024883 | 0 | 0 |  | 1 | TRUE | wye
39 | LV_5816-3_0_4_load_44 | 51 | 0.0009446 | 0.00023674 | 0 | 0 |  | 1 | TRUE | wye
40 | LV_5816-3_0_4_load_45 | 52 | 0.00060797 | 0.00015237 | 0 | 0 |  | 1 | TRUE | wye
41 | LV_5816-3_0_4_load_162 | 53 | 0.0059176 | 0.0014831 | 0 | 0 |  | 1 | TRUE | wye
42 | LV_5816-3_0_4_load_168 | 55 | 0.00011129 | 2.7892e-05 | 0 | 0 |  | 1 | TRUE | wye
43 | LV_5816-3_0_4_load_29 | 57 | 0.026741 | 0.006702 | 0 | 0 |  | 1 | TRUE | wye
44 | LV_5816-3_0_4_load_30 | 58 | 0.0076949 | 0.0019285 | 0 | 0 |  | 1 | TRUE | wye
45 | LV_5816-3_0_4_load_32 | 60 | 0.0069075 | 0.0017312 | 0 | 0 |  | 1 | TRUE | wye
46 | LV_5816-3_0_4_load_34 | 62 | 0.009713 | 0.0024343 | 0 | 0 |  | 1 | TRUE | wye
47 | LV_5816-3_0_4_load_63 | 63 | 0.0022154 | 0.00055522 | 0 | 0 |  | 1 | TRUE | wye
48 | LV_5816-3_0_4_load_147 | 64 | 0.002279 | 0.00057116 | 0 | 0 |  | 1 | TRUE | wye
49 | LV_5816-3_0_4_load_146 | 65 | 0.00022041 | 5.5239e-05 | 0 | 0 |  | 1 | TRUE | wye
50 | LV_5816-3_0_4_load_145 | 67 | 0.00084765 | 0.00021244 | 0 | 0 |  | 1 | TRUE | wye
51 | LV_5816-3_0_4_load_39 | 69 | 0.00057193 | 0.00014334 | 0 | 0 |  | 1 | TRUE | wye
52 | LV_5816-3_0_4_load_199 | 71 | 0.00087982 | 0.0002205 | 0 | 0 |  | 1 | TRUE | wye
53 | LV_5816-3_0_4_load_204 | 72 | 0.0030015 | 0.00075225 | 0 | 0 |  | 1 | TRUE | wye
54 | LV_5816-3_0_4_load_216 | 73 | 0.0028294 | 0.00070911 | 0 | 0 |  | 1 | TRUE | wye
55 | LV_5816-3_0_4_load_214 | 74 | 0.0048081 | 0.001205 | 0 | 0 |  | 1 | TRUE | wye
56 | LV_5816-3_0_4_load_203 | 76 | 0.0052655 | 0.0013197 | 0 | 0 |  | 1 | TRUE | wye
57 | LV_5816-3_0_4_load_165 | 77 | 0.00070869 | 0.00017761 | 0 | 0 |  | 1 | TRUE | wye
58 | LV_5816-3_0_4_load_166 | 78 | 0.00072348 | 0.00018132 | 0 | 0 |  | 1 | TRUE | wye
59 | LV_5816-3_0_4_load_160 | 79 | 0.0051211 | 0.0012835 | 0 | 0 |  | 1 | TRUE | wye
60 | LV_5816-3_0_4_load_161 | 80 | 0.0051694 | 0.0012956 | 0 | 0 |  | 1 | TRUE | wye
61 | LV_5816-3_0_4_load_46 | 81 | 0.0028772 | 0.00072109 | 0 | 0 |  | 1 | TRUE | wye
62 | LV_5816-3_0_4_load_95 | 83 | 0.0013067 | 0.00032748 | 0 | 0 |  | 1 | TRUE | wye
63 | LV_5816-3_0_4_load_93 | 84 | 0.0034735 | 0.00087053 | 0 | 0 |  | 1 | TRUE | wye
64 | LV_5816-3_0_4_load_99 | 85 | 0.0026603 | 0.00066673 | 0 | 0 |  | 1 | TRUE | wye
65 | LV_5816-3_0_4_load_48 | 87 | 0.0013913 | 0.0003487 | 0 | 0 |  | 1 | TRUE | wye
66 | LV_5816-3_0_4_load_49 | 88 | 0.001715 | 0.00042983 | 0 | 0 |  | 1 | TRUE | wye
67 | LV_5816-3_0_4_load_53 | 89 | 0.0018392 | 0.00046095 | 0 | 0 |  | 1 | TRUE | wye
68 | LV_5816-3_0_4_load_50 | 90 | 0.00052273 | 0.00013101 | 0 | 0 |  | 1 | TRUE | wye
69 | LV_5816-3_0_4_load_51 | 91 | 0.00037866 | 9.4902e-05 | 0 | 0 |  | 1 | TRUE | wye
70 | LV_5816-3_0_4_load_52 | 92 | 0.0017272 | 0.00043288 | 0 | 0 |  | 1 | TRUE | wye
71 | LV_5816-3_0_4_load_141 | 93 | 0.00068422 | 0.00017148 | 0 | 0 |  | 1 | TRUE | wye
72 | LV_5816-3_0_4_load_140 | 94 | 0.00061936 | 0.00015523 | 0 | 0 |  | 1 | TRUE | wye
73 | LV_5816-3_0_4_load_174 | 95 | 0.0019643 | 0.00049229 | 0 | 0 |  | 1 | TRUE | wye
74 | LV_5816-3_0_4_load_173 | 96 | 0.0011737 | 0.00029415 | 0 | 0 |  | 1 | TRUE | wye
75 | LV_5816-3_0_4_load_151 | 97 | 0.00064733 | 0.00016224 | 0 | 0 |  | 1 | TRUE | wye
76 | LV_5816-3_0_4_load_149 | 98 | 0.00043624 | 0.00010933 | 0 | 0 |  | 1 | TRUE | wye
77 | LV_5816-3_0_4_load_54 | 99 | 0.0059446 | 0.0014898 | 0 | 0 |  | 1 | TRUE | wye
78 | LV_5816-3_0_4_load_55 | 100 | 0.0019729 | 0.00049446 | 0 | 0 |  | 1 | TRUE | wye
79 | LV_5816-3_0_4_load_56 | 101 | 0.0021952 | 0.00055018 | 0 | 0 |  | 1 | TRUE | wye
80 | LV_5816-3_0_4_load_58 | 103 | 0.0046684 | 0.00117 | 0 | 0 |  | 1 | TRUE | wye
81 | LV_5816-3_0_4_load_60 | 105 | 0.0049434 | 0.0012389 | 0 | 0 |  | 1 | TRUE | wye
82 | LV_5816-3_0_4_load_79 | 106 | 0.0080721 | 0.0020231 | 0 | 0 |  | 1 | TRUE | wye
83 | LV_5816-3_0_4_load_61 | 107 | 0.0028607 | 0.00071697 | 0 | 0 |  | 1 | TRUE | wye
84 | LV_5816-3_0_4_load_85 | 109 | 0.0063744 | 0.0015976 | 0 | 0 |  | 1 | TRUE | wye
85 | LV_5816-3_0_4_load_84 | 110 | 0.0080639 | 0.002021 | 0 | 0 |  | 1 | TRUE | wye
86 | LV_5816-3_0_4_load_80 | 111 | 0.0064835 | 0.0016249 | 0 | 0 |  | 1 | TRUE | wye
87 | LV_5816-3_0_4_load_62 | 112 | 0.0029239 | 0.00073279 | 0 | 0 |  | 1 | TRUE | wye
88 | LV_5816-3_0_4_load_65 | 113 | 0.0064331 | 0.0016123 | 0 | 0 |  | 1 | TRUE | wye
89 | LV_5816-3_0_4_load_66 | 114 | 0.0098967 | 0.0024803 | 0 | 0 |  | 1 | TRUE | wye
90 | LV_5816-3_0_4_load_67 | 115 | 0.0024771 | 0.00062083 | 0 | 0 |  | 1 | TRUE | wye
91 | LV_5816-3_0_4_load_159 | 116 | 0.0033756 | 0.00084601 | 0 | 0 |  | 1 | TRUE | wye
92 | LV_5816-3_0_4_load_118 | 117 | 0.0066098 | 0.0016566 | 0 | 0 |  | 1 | TRUE | wye
93 | LV_5816-3_0_4_load_68 | 118 | 0.0056993 | 0.0014284 | 0 | 0 |  | 1 | TRUE | wye
94 | LV_5816-3_0_4_load_69 | 119 | 0.0037695 | 0.00094472 | 0 | 0 |  | 1 | TRUE | wye
95 | LV_5816-3_0_4_load_70 | 120 | 0.0060531 | 0.001517 | 0 | 0 |  | 1 | TRUE | wye
96 | LV_5816-3_0_4_load_72 | 122 | 0.0026931 | 0.00067495 | 0 | 0 |  | 1 | TRUE | wye
97 | LV_5816-3_0_4_load_73 | 123 | 0.00076326 | 0.00019129 | 0 | 0 |  | 1 | TRUE | wye
98 | LV_5816-3_0_4_load_114 | 127 | 0.00074852 | 0.0001876 | 0 | 0 |  | 1 | TRUE | wye
99 | LV_5816-3_0_4_load_78 | 128 | 0.005693 | 0.0014268 | 0 | 0 |  | 1 | TRUE | wye
100 | LV_5816-3_0_4_load_74 | 129 | 0.0059803 | 0.0014988 | 0 | 0 |  | 1 | TRUE | wye
101 | LV_5816-3_0_4_load_75 | 130 | 0.00679 | 0.0017017 | 0 | 0 |  | 1 | TRUE | wye
102 | LV_5816-3_0_4_load_77 | 131 | 0.0087577 | 0.0021949 | 0 | 0 |  | 1 | TRUE | wye
103 | LV_5816-3_0_4_load_82 | 132 | 0.0021948 | 0.00055008 | 0 | 0 |  | 1 | TRUE | wye
104 | LV_5816-3_0_4_load_83 | 133 | 0.002228 | 0.00055838 | 0 | 0 |  | 1 | TRUE | wye
105 | LV_5816-3_0_4_load_91 | 135 | 0.0013708 | 0.00034356 | 0 | 0 |  | 1 | TRUE | wye
106 | LV_5816-3_0_4_load_86 | 136 | 0.0015512 | 0.00038876 | 0 | 0 |  | 1 | TRUE | wye
107 | LV_5816-3_0_4_load_87 | 137 | 0.0087101 | 0.002183 | 0 | 0 |  | 1 | TRUE | wye
108 | LV_5816-3_0_4_load_88 | 138 | 0.001857 | 0.00046541 | 0 | 0 |  | 1 | TRUE | wye
109 | LV_5816-3_0_4_load_89 | 139 | 0.0083865 | 0.0021019 | 0 | 0 |  | 1 | TRUE | wye
110 | LV_5816-3_0_4_load_100 | 141 | 0.0026561 | 0.00066569 | 0 | 0 |  | 1 | TRUE | wye
111 | LV_5816-3_0_4_load_98 | 142 | 0.0047033 | 0.0011788 | 0 | 0 |  | 1 | TRUE | wye
112 | LV_5816-3_0_4_load_238 | 143 | 0.0042982 | 0.0010772 | 0 | 0 |  | 1 | TRUE | wye
113 | LV_5816-3_0_4_load_96 | 144 | 0.0012495 | 0.00031315 | 0 | 0 |  | 1 | TRUE | wye
114 | LV_5816-3_0_4_load_101 | 145 | 0.0081882 | 0.0020522 | 0 | 0 |  | 1 | TRUE | wye
115 | LV_5816-3_0_4_load_97 | 146 | 0.0014541 | 0.00036442 | 0 | 0 |  | 1 | TRUE | wye
116 | LV_5816-3_0_4_load_230 | 147 | 0.0073473 | 0.0018414 | 0 | 0 |  | 1 | TRUE | wye
117 | LV_5816-3_0_4_load_229 | 148 | 0.00092437 | 0.00023167 | 0 | 0 |  | 1 | TRUE | wye
118 | LV_5816-3_0_4_load_102 | 150 | 0.0024646 | 0.0006177 | 0 | 0 |  | 1 | TRUE | wye
119 | LV_5816-3_0_4_load_103 | 151 | 0.0011881 | 0.00029777 | 0 | 0 |  | 1 | TRUE | wye
120 | LV_5816-3_0_4_load_107 | 154 | 0.0063986 | 0.0016036 | 0 | 0 |  | 1 | TRUE | wye
121 | LV_5816-3_0_4_load_108 | 155 | 0.0072746 | 0.0018232 | 0 | 0 |  | 1 | TRUE | wye
122 | LV_5816-3_0_4_load_112 | 158 | 0.0012202 | 0.00030582 | 0 | 0 |  | 1 | TRUE | wye
123 | LV_5816-3_0_4_load_119 | 161 | 0.0011562 | 0.00028977 | 0 | 0 |  | 1 | TRUE | wye
124 | LV_5816-3_0_4_load_122 | 162 | 0.00090555 | 0.00022695 | 0 | 0 |  | 1 | TRUE | wye
125 | LV_5816-3_0_4_load_120 | 163 | 0.00024492 | 6.1382e-05 | 0 | 0 |  | 1 | TRUE | wye
126 | LV_5816-3_0_4_load_113 | 164 | 0.0035396 | 0.00088712 | 0 | 0 |  | 1 | TRUE | wye
127 | LV_5816-3_0_4_load_158 | 168 | 0.0057337 | 0.001437 | 0 | 0 |  | 1 | TRUE | wye
128 | LV_5816-3_0_4_load_127 | 169 | 0.0025119 | 0.00062955 | 0 | 0 |  | 1 | TRUE | wye
129 | LV_5816-3_0_4_load_124 | 170 | 0.00069054 | 0.00017307 | 0 | 0 |  | 1 | TRUE | wye
130 | LV_5816-3_0_4_load_157 | 171 | 0.00058183 | 0.00014582 | 0 | 0 |  | 1 | TRUE | wye
131 | LV_5816-3_0_4_load_242 | 172 | 0.0031088 | 0.00077914 | 0 | 0 |  | 1 | TRUE | wye
132 | LV_5816-3_0_4_load_129 | 175 | 0.0017295 | 0.00043344 | 0 | 0 |  | 1 | TRUE | wye
133 | LV_5816-3_0_4_load_131 | 177 | 0.0008845 | 0.00022168 | 0 | 0 |  | 1 | TRUE | wye
134 | LV_5816-3_0_4_load_155 | 178 | 0.0015869 | 0.00039772 | 0 | 0 |  | 1 | TRUE | wye
135 | LV_5816-3_0_4_load_163 | 179 | 0.0056751 | 0.0014223 | 0 | 0 |  | 1 | TRUE | wye
136 | LV_5816-3_0_4_load_133 | 180 | 0.0042801 | 0.0010727 | 0 | 0 |  | 1 | TRUE | wye
137 | LV_5816-3_0_4_load_164 | 181 | 0.0050661 | 0.0012697 | 0 | 0 |  | 1 | TRUE | wye
138 | LV_5816-3_0_4_load_191 | 183 | 0.0022843 | 0.00057251 | 0 | 0 |  | 1 | TRUE | wye
139 | LV_5816-3_0_4_load_188 | 184 | 0.00093679 | 0.00023478 | 0 | 0 |  | 1 | TRUE | wye
140 | LV_5816-3_0_4_load_228 | 186 | 0.00017335 | 4.3445e-05 | 0 | 0 |  | 1 | TRUE | wye
141 | LV_5816-3_0_4_load_189 | 187 | 0.00085621 | 0.00021459 | 0 | 0 |  | 1 | TRUE | wye
142 | LV_5816-3_0_4_load_234 | 189 | 0.00037919 | 9.5035e-05 | 0 | 0 |  | 1 | TRUE | wye
143 | LV_5816-3_0_4_load_235 | 190 | 0.0014808 | 0.00037112 | 0 | 0 |  | 1 | TRUE | wye
144 | LV_5816-3_0_4_load_224 | 191 | 0.0002938 | 7.3633e-05 | 0 | 0 |  | 1 | TRUE | wye
145 | LV_5816-3_0_4_load_227 | 193 | 0.00023413 | 5.8679e-05 | 0 | 0 |  | 1 | TRUE | wye
146 | LV_5816-3_0_4_load_150 | 196 | 0.0018125 | 0.00045427 | 0 | 0 |  | 1 | TRUE | wye
147 | LV_5816-3_0_4_load_152 | 197 | 0.00033202 | 8.3213e-05 | 0 | 0 |  | 1 | TRUE | wye
148 | LV_5816-3_0_4_load_153 | 198 | 0.0019708 | 0.00049393 | 0 | 0 |  | 1 | TRUE | wye
149 | LV_5816-3_0_4_load_154 | 199 | 0.0053439 | 0.0013393 | 0 | 0 |  | 1 | TRUE | wye
150 | LV_5816-3_0_4_load_156 | 200 | 0.0032293 | 0.00080934 | 0 | 0 |  | 1 | TRUE | wye
151 | LV_5816-3_0_4_load_167 | 201 | 0.0020905 | 0.00052393 | 0 | 0 |  | 1 | TRUE | wye
152 | LV_5816-3_0_4_load_171 | 202 | 0.00085032 | 0.00021311 | 0 | 0 |  | 1 | TRUE | wye
153 | LV_5816-3_0_4_load_176 | 203 | 0.00038328 | 9.6058e-05 | 0 | 0 |  | 1 | TRUE | wye
154 | LV_5816-3_0_4_load_181 | 204 | 0.00048468 | 0.00012147 | 0 | 0 |  | 1 | TRUE | wye
155 | LV_5816-3_0_4_load_182 | 205 | 0.00035773 | 8.9655e-05 | 0 | 0 |  | 1 | TRUE | wye
156 | LV_5816-3_0_4_load_225 | 206 | 0.00023568 | 5.9067e-05 | 0 | 0 |  | 1 | TRUE | wye
157 | LV_5816-3_0_4_load_190 | 207 | 0.00090608 | 0.00022708 | 0 | 0 |  | 1 | TRUE | wye
158 | LV_5816-3_0_4_load_193 | 209 | 0.0023042 | 0.00057749 | 0 | 0 |  | 1 | TRUE | wye
159 | LV_5816-3_0_4_load_194 | 210 | 0.00065184 | 0.00016337 | 0 | 0 |  | 1 | TRUE | wye
160 | LV_5816-3_0_4_load_195 | 211 | 0.0023668 | 0.00059318 | 0 | 0 |  | 1 | TRUE | wye
161 | LV_5816-3_0_4_load_197 | 213 | 0.0014099 | 0.00035337 | 0 | 0 |  | 1 | TRUE | wye
162 | LV_5816-3_0_4_load_202 | 214 | 0.00070698 | 0.00017719 | 0 | 0 |  | 1 | TRUE | wye
163 | LV_5816-3_0_4_load_237 | 216 | 0.00041781 | 0.00010471 | 0 | 0 |  | 1 | TRUE | wye
164 | LV_5816-3_0_4_load_223 | 217 | 0.0007291 | 0.00018273 | 0 | 0 |  | 1 | TRUE | wye
165 | LV_5816-3_0_4_load_215 | 218 | 0.0023382 | 0.00058601 | 0 | 0 |  | 1 | TRUE | wye
166 | LV_5816-3_0_4_load_206 | 220 | 0.0086809 | 0.0021756 | 0 | 0 |  | 1 | TRUE | wye
167 | LV_5816-3_0_4_load_207 | 221 | 0.00097267 | 0.00024377 | 0 | 0 |  | 1 | TRUE | wye
168 | LV_5816-3_0_4_load_208 | 222 | 0.0072556 | 0.0018184 | 0 | 0 |  | 1 | TRUE | wye
169 | LV_5816-3_0_4_load_209 | 223 | 0.00099917 | 0.00025042 | 0 | 0 |  | 1 | TRUE | wye
170 | LV_5816-3_0_4_load_210 | 224 | 0.0016546 | 0.00041467 | 0 | 0 |  | 1 | TRUE | wye
171 | LV_5816-3_0_4_load_211 | 225 | 0.0023922 | 0.00059954 | 0 | 0 |  | 1 | TRUE | wye
172 | LV_5816-3_0_4_load_213 | 227 | 0.0025887 | 0.00064879 | 0 | 0 |  | 1 | TRUE | wye
173 | LV_5816-3_0_4_load_222 | 228 | 0.00053094 | 0.00013307 | 0 | 0 |  | 1 | TRUE | wye
174 | LV_5816-3_0_4_load_217 | 229 | 0.00082199 | 0.00020601 | 0 | 0 |  | 1 | TRUE | wye
175 | LV_5816-3_0_4_load_218 | 230 | 0.00099517 | 0.00024941 | 0 | 0 |  | 1 | TRUE | wye
176 | LV_5816-3_0_4_load_220 | 232 | 0.0013828 | 0.00034657 | 0 | 0 |  | 1 | TRUE | wye
177 | LV_5816-3_0_4_load_221 | 233 | 0.00072456 | 0.00018159 | 0 | 0 |  | 1 | TRUE | wye
178 | LV_5816-3_0_4_load_231 | 235 | 0.0017554 | 0.00043994 | 0 | 0 |  | 1 | TRUE | wye
179 | LV_5816-3_0_4_load_241 | 237 | 0.0004151 | 0.00010403 | 0 | 0 |  | 1 | TRUE | wye

## ext_grid
| name | bus | vm_pu | va_degree | slack_weight | in_service
0 |  | 162 | 1 | 0 | 1 | TRUE

## line
| name | std_type | from_bus | to_bus | length_km | r_ohm_per_km | x_ohm_per_km | c_nf_per_km | g_us_per_km | max_i_ka | df | parallel | type | in_service
0 | LV_5816-3_0_4_line_0 |  | 0 | 1 | 0.010036 | 0.125 | 0.08 | 261 | 0 | 0.364 | 1 | 1 | cs | TRUE
1 | LV_5816-3_0_4_line_1 |  | 1 | 2 | 0.0085924 | 0.125 | 0.08 | 261 | 0 | 0.364 | 1 | 1 | cs | TRUE
2 | LV_5816-3_0_4_line_2 |  | 1 | 3 | 0.0029857 | 0.125 | 0.08 | 261 | 0 | 0.364 | 1 | 1 | cs | TRUE
3 | LV_5816-3_0_4_line_3 |  | 3 | 4 | 0.0072173 | 0.125 | 0.08 | 261 | 0 | 0.364 | 1 | 1 | cs | TRUE
4 | LV_5816-3_0_4_line_4 |  | 4 | 5 | 0.035574 | 0.125 | 0.08 | 261 | 0 | 0.364 | 1 | 1 | cs | TRUE
5 | LV_5816-3_0_4_line_5 |  | 5 | 49 | 0.020869 | 0.125 | 0.08 | 261 | 0 | 0.364 | 1 | 1 | cs | TRUE
6 | LV_5816-3_0_4_line_6 |  | 5 | 43 | 0.036396 | 0.125 | 0.08 | 261 | 0 | 0.364 | 1 | 1 | cs | TRUE
7 | LV_5816-3_0_4_line_7 |  | 6 | 7 | 0.011853 | 0.125 | 0.08 | 261 | 0 | 0.364 | 1 | 1 | cs | TRUE
8 | LV_5816-3_0_4_line_8 |  | 7 | 8 | 0.029342 | 0.125 | 0.08 | 261 | 0 | 0.364 | 1 | 1 | cs | TRUE
9 | LV_5816-3_0_4_line_9 |  | 8 | 11 | 0.028347 | 0.125 | 0.08 | 261 | 0 | 0.364 | 1 | 1 | cs | TRUE
10 | LV_5816-3_0_4_line_10 |  | 9 | 10 | 0.027755 | 0.125 | 0.08 | 261 | 0 | 0.364 | 1 | 1 | cs | TRUE
11 | LV_5816-3_0_4_line_11 |  | 10 | 56 | 0.059618 | 0.125 | 0.08 | 261 | 0 | 0.364 | 1 | 1 | cs | TRUE
12 | LV_5816-3_0_4_line_12 |  | 10 | 49 | 0.046224 | 0.125 | 0.08 | 261 | 0 | 0.364 | 1 | 1 | cs | TRUE
13 | LV_5816-3_0_4_line_13 |  | 11 | 12 | 0.057508 | 0.125 | 0.08 | 261 | 0 | 0.364 | 1 | 1 | cs | TRUE
14 | LV_5816-3_0_4_line_14 |  | 11 | 13 | 0.0011704 | 0.125 | 0.08 | 261 | 0 | 0.364 | 1 | 1 | cs | TRUE
15 | LV_5816-3_0_4_line_15 |  | 12 | 16 | 0.050936 | 0.125 | 0.08 | 261 | 0 | 0.364 | 1 | 1 | cs | TRUE
16 | LV_5816-3_0_4_line_16 |  | 14 | 15 | 0.038569 | 0.125 | 0.08 | 261 | 0 | 0.364 | 1 | 1 | cs | TRUE
17 | LV_5816-3_0_4_line_17 |  | 15 | 192 | 0.027645 | 0.125 | 0.08 | 261 | 0 | 0.364 | 1 | 1 | cs | TRUE
18 | LV_5816-3_0_4_line_18 |  | 16 | 17 | 0.022598 | 0.125 | 0.08 | 261 | 0 | 0.364 | 1 | 1 | cs | TRUE
19 | LV_5816-3_0_4_line_19 |  | 16 | 18 | 0.072673 | 0.125 | 0.08 | 261 | 0 | 0.364 | 1 | 1 | cs | TRUE
20 | LV_5816-3_0_4_line_20 |  | 16 | 19 | 0.040818 | 0.125 | 0.08 | 261 | 0 | 0.364 | 1 | 1 | cs | TRUE
21 | LV_5816-3_0_4_line_21 |  | 17 | 204 | 0.021009 | 0.125 | 0.08 | 261 | 0 | 0.364 | 1 | 1 | cs | TRUE
22 | LV_5816-3_0_4_line_22 |  | 18 | 202 | 0.038989 | 0.125 | 0.08 | 261 | 0 | 0.364 | 1 | 1 | cs | TRUE
23 | LV_5816-3_0_4_line_23 |  | 19 | 203 | 0.050505 | 0.125 | 0.08 | 261 | 0 | 0.364 | 1 | 1 | cs | TRUE
24 | LV_5816-3_0_4_line_24 |  | 20 | 21 | 0.0078844 | 0.125 | 0.08 | 261 | 0 | 0.364 | 1 | 1 | cs | TRUE
25 | LV_5816-3_0_4_line_25 |  | 20 | 22 | 0.0099756 | 0.125 | 0.08 | 261 | 0 | 0.364 | 1 | 1 | cs | TRUE
26 | LV_5816-3_0_4_line_26 |  | 21 | 23 | 0.024327 | 0.125 | 0.08 | 261 | 0 | 0.364 | 1 | 1 | cs | TRUE
27 | LV_5816-3_0_4_line_27 |  | 22 | 24 | 0.00050354 | 0.125 | 0.08 | 261 | 0 | 0.364 | 1 | 1 | cs | TRUE
28 | LV_5816-3_0_4_line_28 |  | 23 | 25 | 0.024878 | 0.125 | 0.08 | 261 | 0 | 0.364 | 1 | 1 | cs | TRUE
29 | LV_5816-3_0_4_line_29 |  | 23 | 26 | 0.023833 | 0.125 | 0.08 | 261 | 0 | 0.364 | 1 | 1 | cs | TRUE
30 | LV_5816-3_0_4_line_30 |  | 23 | 27 | 0.03466 | 0.125 | 0.08 | 261 | 0 | 0.364 | 1 | 1 | cs | TRUE
31 | LV_5816-3_0_4_line_31 |  | 24 | 28 | 0.017866 | 0.125 | 0.08 | 261 | 0 | 0.364 | 1 | 1 | cs | TRUE
32 | LV_5816-3_0_4_line_32 |  | 26 | 29 | 0.042733 | 0.125 | 0.08 | 261 | 0 | 0.364 | 1 | 1 | cs | TRUE
33 | LV_5816-3_0_4_line_33 |  | 27 | 30 | 0.043146 | 0.125 | 0.08 | 261 | 0 | 0.364 | 1 | 1 | cs | TRUE
34 | LV_5816-3_0_4_line_34 |  | 28 | 31 | 0.0073601 | 0.125 | 0.08 | 261 | 0 | 0.364 | 1 | 1 | cs | TRUE
35 | LV_5816-3_0_4_line_35 |  | 30 | 68 | 0.016968 | 0.125 | 0.08 | 261 | 0 | 0.364 | 1 | 1 | cs | TRUE
36 | LV_5816-3_0_4_line_36 |  | 30 | 69 | 0.010367 | 0.125 | 0.08 | 261 | 0 | 0.364 | 1 | 1 | cs | TRUE
37 | LV_5816-3_0_4_line_37 |  | 31 | 152 | 0.011844 | 0.125 | 0.08 | 261 | 0 | 0.364 | 1 | 1 | cs | TRUE
38 | LV_5816-3_0_4_line_38 |  | 32 | 33 | 0.01303 | 0.125 | 0.08 | 261 | 0 | 0.364 | 1 | 1 | cs | TRUE
39 | LV_5816-3_0_4_line_39 |  | 32 | 34 | 0.0037915 | 0.125 | 0.08 | 261 | 0 | 0.364 | 1 | 1 | cs | TRUE
40 | LV_5816-3_0_4_line_40 |  | 33 | 35 | 0.014206 | 0.125 | 0.08 | 261 | 0 | 0.364 | 1 | 1 | cs | TRUE
41 | LV_5816-3_0_4_line_41 |  | 35 | 36 | 0.038251 | 0.125 | 0.08 | 261 | 0 | 0.364 | 1 | 1 | cs | TRUE
42 | LV_5816-3_0_4_line_42 |  | 36 | 37 | 0.017553 | 0.125 | 0.08 | 261 | 0 | 0.364 | 1 | 1 | cs | TRUE
43 | LV_5816-3_0_4_line_43 |  | 36 | 38 | 0.03193 | 0.125 | 0.08 | 261 | 0 | 0.364 | 1 | 1 | cs | TRUE
44 | LV_5816-3_0_4_line_44 |  | 37 | 203 | 0.0080184 | 0.125 | 0.08 | 261 | 0 | 0.364 | 1 | 1 | cs | TRUE
45 | LV_5816-3_0_4_line_45 |  | 38 | 55 | 0.021851 | 0.125 | 0.08 | 261 | 0 | 0.364 | 1 | 1 | cs | TRUE
46 | LV_5816-3_0_4_line_46 |  | 39 | 40 | 0.007531 | 0.125 | 0.08 | 261 | 0 | 0.364 | 1 | 1 | cs | TRUE
47 | LV_5816-3_0_4_line_47 |  | 39 | 41 | 0.035868 | 0.125 | 0.08 | 261 | 0 | 0.364 | 1 | 4 | cs | TRUE
48 | LV_5816-3_0_4_line_48 |  | 39 | 42 | 0.054195 | 0.125 | 0.08 | 261 | 0 | 0.364 | 1 | 4 | cs | TRUE
49 | LV_5816-3_0_4_line_49 |  | 40 | 43 | 0.014883 | 0.125 | 0.08 | 261 | 0 | 0.364 | 1 | 1 | cs | TRUE
50 | LV_5816-3_0_4_line_50 |  | 41 | 44 | 0.010054 | 0.125 | 0.08 | 261 | 0 | 0.364 | 1 | 4 | cs | TRUE
51 | LV_5816-3_0_4_line_51 |  | 42 | 45 | 0.0023478 | 0.125 | 0.08 | 261 | 0 | 0.364 | 1 | 4 | cs | TRUE
52 | LV_5816-3_0_4_line_52 |  | 44 | 47 | 0.01198 | 0.125 | 0.08 | 261 | 0 | 0.364 | 1 | 4 | cs | TRUE
53 | LV_5816-3_0_4_line_53 |  | 44 | 48 | 0.03794 | 0.125 | 0.08 | 261 | 0 | 0.364 | 1 | 1 | cs | TRUE
54 | LV_5816-3_0_4_line_54 |  | 45 | 46 | 0.033242 | 0.125 | 0.08 | 261 | 0 | 0.364 | 1 | 2 | cs | TRUE
55 | LV_5816-3_0_4_line_55 |  | 46 | 50 | 0.022193 | 0.125 | 0.08 | 261 | 0 | 0.364 | 1 | 1 | cs | TRUE
56 | LV_5816-3_0_4_line_56 |  | 47 | 53 | 0.023337 | 0.125 | 0.08 | 261 | 0 | 0.364 | 1 | 1 | cs | TRUE
57 | LV_5816-3_0_4_line_57 |  | 47 | 54 | 0.026704 | 0.125 | 0.08 | 261 | 0 | 0.364 | 1 | 4 | cs | TRUE
58 | LV_5816-3_0_4_line_58 |  | 50 | 51 | 0.029023 | 0.125 | 0.08 | 261 | 0 | 0.364 | 1 | 1 | cs | TRUE
59 | LV_5816-3_0_4_line_59 |  | 50 | 52 | 0.02681 | 0.125 | 0.08 | 261 | 0 | 0.364 | 1 | 1 | cs | TRUE
60 | LV_5816-3_0_4_line_60 |  | 51 | 77 | 0.019323 | 0.125 | 0.08 | 261 | 0 | 0.364 | 1 | 1 | cs | TRUE
61 | LV_5816-3_0_4_line_61 |  | 52 | 55 | 0.010221 | 0.125 | 0.08 | 261 | 0 | 0.364 | 1 | 1 | cs | TRUE
62 | LV_5816-3_0_4_line_62 |  | 53 | 80 | 0.018355 | 0.125 | 0.08 | 261 | 0 | 0.364 | 1 | 1 | cs | TRUE
63 | LV_5816-3_0_4_line_63 |  | 54 | 180 | 0.013552 | 0.125 | 0.08 | 261 | 0 | 0.364 | 1 | 1 | cs | TRUE
64 | LV_5816-3_0_4_line_64 |  | 54 | 176 | 0.016347 | 0.125 | 0.08 | 261 | 0 | 0.364 | 1 | 4 | cs | TRUE
65 | LV_5816-3_0_4_line_65 |  | 56 | 185 | 0.030549 | 0.125 | 0.08 | 261 | 0 | 0.364 | 1 | 1 | cs | TRUE
66 | LV_5816-3_0_4_line_66 |  | 56 | 186 | 0.025077 | 0.125 | 0.08 | 261 | 0 | 0.364 | 1 | 1 | cs | TRUE
67 | LV_5816-3_0_4_line_67 |  | 57 | 58 | 0.0098673 | 0.125 | 0.08 | 261 | 0 | 0.364 | 1 | 1 | cs | TRUE
68 | LV_5816-3_0_4_line_68 |  | 57 | 59 | 0.0054195 | 0.125 | 0.08 | 261 | 0 | 0.364 | 1 | 1 | cs | TRUE
69 | LV_5816-3_0_4_line_69 |  | 58 | 60 | 0.00065884 | 0.125 | 0.08 | 261 | 0 | 0.364 | 1 | 1 | cs | TRUE
70 | LV_5816-3_0_4_line_70 |  | 59 | 61 | 0.033732 | 0.125 | 0.08 | 261 | 0 | 0.364 | 1 | 1 | cs | TRUE
71 | LV_5816-3_0_4_line_71 |  | 59 | 62 | 0.029733 | 0.125 | 0.08 | 261 | 0 | 0.364 | 1 | 1 | cs | TRUE
72 | LV_5816-3_0_4_line_72 |  | 60 | 63 | 0.026792 | 0.125 | 0.08 | 261 | 0 | 0.364 | 1 | 1 | cs | TRUE
73 | LV_5816-3_0_4_line_73 |  | 61 | 64 | 0.017967 | 0.125 | 0.08 | 261 | 0 | 0.364 | 1 | 1 | cs | TRUE
74 | LV_5816-3_0_4_line_74 |  | 62 | 65 | 0.018976 | 0.125 | 0.08 | 261 | 0 | 0.364 | 1 | 1 | cs | TRUE
75 | LV_5816-3_0_4_line_75 |  | 63 | 66 | 0.03186 | 0.125 | 0.08 | 261 | 0 | 0.364 | 1 | 1 | cs | TRUE
76 | LV_5816-3_0_4_line_76 |  | 65 | 67 | 0.0088995 | 0.125 | 0.08 | 261 | 0 | 0.364 | 1 | 1 | cs | TRUE
77 | LV_5816-3_0_4_line_77 |  | 66 | 113 | 0.01677 | 0.125 | 0.08 | 261 | 0 | 0.364 | 1 | 1 | cs | TRUE
78 | LV_5816-3_0_4_line_78 |  | 66 | 112 | 0.0028449 | 0.125 | 0.08 | 261 | 0 | 0.364 | 1 | 1 | cs | TRUE
79 | LV_5816-3_0_4_line_79 |  | 67 | 195 | 0.019614 | 0.125 | 0.08 | 261 | 0 | 0.364 | 1 | 1 | cs | TRUE
80 | LV_5816-3_0_4_line_80 |  | 68 | 70 | 0.027374 | 0.125 | 0.08 | 261 | 0 | 0.364 | 1 | 1 | cs | TRUE
81 | LV_5816-3_0_4_line_81 |  | 68 | 71 | 0.018274 | 0.125 | 0.08 | 261 | 0 | 0.364 | 1 | 1 | cs | TRUE
82 | LV_5816-3_0_4_line_82 |  | 69 | 72 | 0.015014 | 0.125 | 0.08 | 261 | 0 | 0.364 | 1 | 1 | cs | TRUE
83 | LV_5816-3_0_4_line_83 |  | 70 | 73 | 0.01496 | 0.125 | 0.08 | 261 | 0 | 0.364 | 1 | 1 | cs | TRUE
84 | LV_5816-3_0_4_line_84 |  | 70 | 74 | 0.037442 | 0.125 | 0.08 | 261 | 0 | 0.364 | 1 | 1 | cs | TRUE
85 | LV_5816-3_0_4_line_85 |  | 71 | 75 | 0.035643 | 0.125 | 0.08 | 261 | 0 | 0.364 | 1 | 1 | cs | TRUE
86 | LV_5816-3_0_4_line_86 |  | 72 | 76 | 0.021674 | 0.125 | 0.08 | 261 | 0 | 0.364 | 1 | 1 | cs | TRUE
87 | LV_5816-3_0_4_line_87 |  | 73 | 217 | 0.013339 | 0.125 | 0.08 | 261 | 0 | 0.364 | 1 | 1 | cs | TRUE
88 | LV_5816-3_0_4_line_88 |  | 74 | 218 | 0.0298 | 0.125 | 0.08 | 261 | 0 | 0.364 | 1 | 1 | cs | TRUE
89 | LV_5816-3_0_4_line_89 |  | 75 | 214 | 0.044749 | 0.125 | 0.08 | 261 | 0 | 0.364 | 1 | 1 | cs | TRUE
90 | LV_5816-3_0_4_line_90 |  | 75 | 210 | 0.013947 | 0.125 | 0.08 | 261 | 0 | 0.364 | 1 | 1 | cs | TRUE
91 | LV_5816-3_0_4_line_91 |  | 76 | 219 | 0.0062336 | 0.125 | 0.08 | 261 | 0 | 0.364 | 1 | 1 | cs | TRUE
92 | LV_5816-3_0_4_line_92 |  | 77 | 78 | 0.033291 | 0.125 | 0.08 | 261 | 0 | 0.364 | 1 | 1 | cs | TRUE
93 | LV_5816-3_0_4_line_93 |  | 78 | 201 | 0.016069 | 0.125 | 0.08 | 261 | 0 | 0.364 | 1 | 1 | cs | TRUE
94 | LV_5816-3_0_4_line_94 |  | 79 | 80 | 0.013374 | 0.125 | 0.08 | 261 | 0 | 0.364 | 1 | 1 | cs | TRUE
95 | LV_5816-3_0_4_line_95 |  | 81 | 82 | 0.014705 | 0.125 | 0.08 | 261 | 0 | 0.364 | 1 | 1 | cs | TRUE
96 | LV_5816-3_0_4_line_96 |  | 82 | 83 | 0.0053207 | 0.125 | 0.08 | 261 | 0 | 0.364 | 1 | 1 | cs | TRUE
97 | LV_5816-3_0_4_line_97 |  | 82 | 84 | 0.033753 | 0.125 | 0.08 | 261 | 0 | 0.364 | 1 | 1 | cs | TRUE
98 | LV_5816-3_0_4_line_98 |  | 83 | 85 | 0.0082491 | 0.125 | 0.08 | 261 | 0 | 0.364 | 1 | 1 | cs | TRUE
99 | LV_5816-3_0_4_line_99 |  | 84 | 86 | 0.0053437 | 0.125 | 0.08 | 261 | 0 | 0.364 | 1 | 1 | cs | TRUE
100 | LV_5816-3_0_4_line_100 |  | 85 | 142 | 0.0077879 | 0.125 | 0.08 | 261 | 0 | 0.364 | 1 | 1 | cs | TRUE
101 | LV_5816-3_0_4_line_101 |  | 86 | 144 | 0.022624 | 0.125 | 0.08 | 261 | 0 | 0.364 | 1 | 1 | cs | TRUE
102 | LV_5816-3_0_4_line_102 |  | 87 | 88 | 0.053109 | 0.125 | 0.08 | 261 | 0 | 0.364 | 1 | 1 | cs | TRUE
103 | LV_5816-3_0_4_line_103 |  | 87 | 89 | 0.054633 | 0.125 | 0.08 | 261 | 0 | 0.364 | 1 | 1 | cs | TRUE
104 | LV_5816-3_0_4_line_104 |  | 88 | 90 | 0.022074 | 0.125 | 0.08 | 261 | 0 | 0.364 | 1 | 1 | cs | TRUE
105 | LV_5816-3_0_4_line_105 |  | 89 | 91 | 0.014516 | 0.125 | 0.08 | 261 | 0 | 0.364 | 1 | 1 | cs | TRUE
106 | LV_5816-3_0_4_line_106 |  | 90 | 95 | 0.014277 | 0.125 | 0.08 | 261 | 0 | 0.364 | 1 | 1 | cs | TRUE
107 | LV_5816-3_0_4_line_107 |  | 91 | 92 | 0.014917 | 0.125 | 0.08 | 261 | 0 | 0.364 | 1 | 1 | cs | TRUE
108 | LV_5816-3_0_4_line_108 |  | 93 | 94 | 0.0061746 | 0.125 | 0.08 | 261 | 0 | 0.364 | 1 | 1 | cs | TRUE
109 | LV_5816-3_0_4_line_109 |  | 94 | 194 | 0.033876 | 0.125 | 0.08 | 261 | 0 | 0.364 | 1 | 1 | cs | TRUE
110 | LV_5816-3_0_4_line_110 |  | 95 | 96 | 0.015168 | 0.125 | 0.08 | 261 | 0 | 0.364 | 1 | 1 | cs | TRUE
111 | LV_5816-3_0_4_line_111 |  | 96 | 202 | 0.064135 | 0.125 | 0.08 | 261 | 0 | 0.364 | 1 | 1 | cs | TRUE
112 | LV_5816-3_0_4_line_112 |  | 97 | 98 | 0.018817 | 0.125 | 0.08 | 261 | 0 | 0.364 | 1 | 1 | cs | TRUE
113 | LV_5816-3_0_4_line_113 |  | 98 | 196 | 0.018042 | 0.125 | 0.08 | 261 | 0 | 0.364 | 1 | 1 | cs | TRUE
114 | LV_5816-3_0_4_line_114 |  | 99 | 100 | 0.0059396 | 0.125 | 0.08 | 261 | 0 | 0.364 | 1 | 1 | cs | TRUE
115 | LV_5816-3_0_4_line_115 |  | 99 | 101 | 0.00026528 | 0.125 | 0.08 | 261 | 0 | 0.364 | 1 | 1 | cs | TRUE
116 | LV_5816-3_0_4_line_116 |  | 101 | 102 | 0.01801 | 0.125 | 0.08 | 261 | 0 | 0.364 | 1 | 1 | cs | TRUE
117 | LV_5816-3_0_4_line_117 |  | 102 | 103 | 0.011602 | 0.125 | 0.08 | 261 | 0 | 0.364 | 1 | 1 | cs | TRUE
118 | LV_5816-3_0_4_line_118 |  | 102 | 104 | 0.032915 | 0.125 | 0.08 | 261 | 0 | 0.364 | 1 | 1 | cs | TRUE
119 | LV_5816-3_0_4_line_119 |  | 103 | 105 | 0.00528 | 0.125 | 0.08 | 261 | 0 | 0.364 | 1 | 1 | cs | TRUE
120 | LV_5816-3_0_4_line_120 |  | 104 | 106 | 0.030113 | 0.125 | 0.08 | 261 | 0 | 0.364 | 1 | 1 | cs | TRUE
121 | LV_5816-3_0_4_line_121 |  | 105 | 107 | 0.012858 | 0.125 | 0.08 | 261 | 0 | 0.364 | 1 | 1 | cs | TRUE
122 | LV_5816-3_0_4_line_122 |  | 106 | 111 | 0.00091362 | 0.125 | 0.08 | 261 | 0 | 0.364 | 1 | 1 | cs | TRUE
123 | LV_5816-3_0_4_line_123 |  | 107 | 112 | 0.015013 | 0.125 | 0.08 | 261 | 0 | 0.364 | 1 | 1 | cs | TRUE
124 | LV_5816-3_0_4_line_124 |  | 108 | 109 | 0.013147 | 0.125 | 0.08 | 261 | 0 | 0.364 | 1 | 1 | cs | TRUE
125 | LV_5816-3_0_4_line_125 |  | 108 | 110 | 0.021564 | 0.125 | 0.08 | 261 | 0 | 0.364 | 1 | 1 | cs | TRUE
126 | LV_5816-3_0_4_line_126 |  | 109 | 128 | 0.029667 | 0.125 | 0.08 | 261 | 0 | 0.364 | 1 | 1 | cs | TRUE
127 | LV_5816-3_0_4_line_127 |  | 113 | 114 | 0.01458 | 0.125 | 0.08 | 261 | 0 | 0.364 | 1 | 1 | cs | TRUE
128 | LV_5816-3_0_4_line_128 |  | 114 | 115 | 0.023958 | 0.125 | 0.08 | 261 | 0 | 0.364 | 1 | 1 | cs | TRUE
129 | LV_5816-3_0_4_line_129 |  | 115 | 116 | 0.0065675 | 0.125 | 0.08 | 261 | 0 | 0.364 | 1 | 1 | cs | TRUE
130 | LV_5816-3_0_4_line_130 |  | 116 | 117 | 0.011497 | 0.125 | 0.08 | 261 | 0 | 0.364 | 1 | 1 | cs | TRUE
131 | LV_5816-3_0_4_line_131 |  | 117 | 165 | 0.012626 | 0.125 | 0.08 | 261 | 0 | 0.364 | 1 | 1 | cs | TRUE
132 | LV_5816-3_0_4_line_132 |  | 118 | 119 | 0.028463 | 0.125 | 0.08 | 261 | 0 | 0.364 | 1 | 1 | cs | TRUE
133 | LV_5816-3_0_4_line_133 |  | 118 | 120 | 0.01289 | 0.125 | 0.08 | 261 | 0 | 0.364 | 1 | 1 | cs | TRUE
134 | LV_5816-3_0_4_line_134 |  | 119 | 121 | 0.015077 | 0.125 | 0.08 | 261 | 0 | 0.364 | 1 | 1 | cs | TRUE
135 | LV_5816-3_0_4_line_135 |  | 121 | 122 | 0.0074472 | 0.125 | 0.08 | 261 | 0 | 0.364 | 1 | 1 | cs | TRUE
136 | LV_5816-3_0_4_line_136 |  | 121 | 123 | 0.0070819 | 0.125 | 0.08 | 261 | 0 | 0.364 | 1 | 1 | cs | TRUE
137 | LV_5816-3_0_4_line_137 |  | 122 | 124 | 0.0084176 | 0.125 | 0.08 | 261 | 0 | 0.364 | 1 | 1 | cs | TRUE
138 | LV_5816-3_0_4_line_138 |  | 123 | 125 | 0.019846 | 0.125 | 0.08 | 261 | 0 | 0.364 | 1 | 1 | cs | TRUE
139 | LV_5816-3_0_4_line_139 |  | 124 | 126 | 0.013233 | 0.125 | 0.08 | 261 | 0 | 0.364 | 1 | 4 | cs | TRUE
140 | LV_5816-3_0_4_line_140 |  | 124 | 127 | 0.015757 | 0.125 | 0.08 | 261 | 0 | 0.364 | 1 | 4 | cs | TRUE
141 | LV_5816-3_0_4_line_141 |  | 125 | 128 | 0.039742 | 0.125 | 0.08 | 261 | 0 | 0.364 | 1 | 1 | cs | TRUE
142 | LV_5816-3_0_4_line_142 |  | 125 | 129 | 0.025176 | 0.125 | 0.08 | 261 | 0 | 0.364 | 1 | 1 | cs | TRUE
143 | LV_5816-3_0_4_line_143 |  | 126 | 148 | 0.022671 | 0.125 | 0.08 | 261 | 0 | 0.364 | 1 | 1 | cs | TRUE
144 | LV_5816-3_0_4_line_144 |  | 126 | 160 | 0.010762 | 0.125 | 0.08 | 261 | 0 | 0.364 | 1 | 4 | cs | TRUE
145 | LV_5816-3_0_4_line_145 |  | 127 | 164 | 0.024424 | 0.125 | 0.08 | 261 | 0 | 0.364 | 1 | 4 | cs | TRUE
146 | LV_5816-3_0_4_line_146 |  | 129 | 130 | 0.016676 | 0.125 | 0.08 | 261 | 0 | 0.364 | 1 | 1 | cs | TRUE
147 | LV_5816-3_0_4_line_147 |  | 130 | 131 | 0.026888 | 0.125 | 0.08 | 261 | 0 | 0.364 | 1 | 1 | cs | TRUE
148 | LV_5816-3_0_4_line_148 |  | 131 | 132 | 0.008125 | 0.125 | 0.08 | 261 | 0 | 0.364 | 1 | 1 | cs | TRUE
149 | LV_5816-3_0_4_line_149 |  | 132 | 133 | 0.0045539 | 0.125 | 0.08 | 261 | 0 | 0.364 | 1 | 1 | cs | TRUE
150 | LV_5816-3_0_4_line_150 |  | 133 | 134 | 0.040156 | 0.125 | 0.08 | 261 | 0 | 0.364 | 1 | 1 | cs | TRUE
151 | LV_5816-3_0_4_line_151 |  | 134 | 135 | 0.018785 | 0.125 | 0.08 | 261 | 0 | 0.364 | 1 | 1 | cs | TRUE
152 | LV_5816-3_0_4_line_152 |  | 135 | 139 | 0.025666 | 0.125 | 0.08 | 261 | 0 | 0.364 | 1 | 1 | cs | TRUE
153 | LV_5816-3_0_4_line_153 |  | 136 | 137 | 0.059294 | 0.125 | 0.08 | 261 | 0 | 0.364 | 1 | 1 | cs | TRUE
154 | LV_5816-3_0_4_line_154 |  | 137 | 138 | 0.05426 | 0.125 | 0.08 | 261 | 0 | 0.364 | 1 | 1 | cs | TRUE
155 | LV_5816-3_0_4_line_155 |  | 138 | 139 | 0.01887 | 0.125 | 0.08 | 261 | 0 | 0.364 | 1 | 1 | cs | TRUE
156 | LV_5816-3_0_4_line_156 |  | 138 | 140 | 0.039194 | 0.125 | 0.08 | 261 | 0 | 0.364 | 1 | 1 | cs | TRUE
157 | LV_5816-3_0_4_line_157 |  | 140 | 141 | 0.03122 | 0.125 | 0.08 | 261 | 0 | 0.364 | 1 | 1 | cs | TRUE
158 | LV_5816-3_0_4_line_158 |  | 140 | 142 | 0.019583 | 0.125 | 0.08 | 261 | 0 | 0.364 | 1 | 1 | cs | TRUE
159 | LV_5816-3_0_4_line_159 |  | 141 | 143 | 0.021691 | 0.125 | 0.08 | 261 | 0 | 0.364 | 1 | 1 | cs | TRUE
160 | LV_5816-3_0_4_line_160 |  | 143 | 149 | 0.054461 | 0.125 | 0.08 | 261 | 0 | 0.364 | 1 | 1 | cs | TRUE
161 | LV_5816-3_0_4_line_161 |  | 144 | 145 | 0.013544 | 0.125 | 0.08 | 261 | 0 | 0.364 | 1 | 1 | cs | TRUE
162 | LV_5816-3_0_4_line_162 |  | 146 | 147 | 0.023801 | 0.125 | 0.08 | 261 | 0 | 0.364 | 1 | 1 | cs | TRUE
163 | LV_5816-3_0_4_line_163 |  | 147 | 148 | 0.0038347 | 0.125 | 0.08 | 261 | 0 | 0.364 | 1 | 1 | cs | TRUE
164 | LV_5816-3_0_4_line_164 |  | 149 | 236 | 0.01701 | 0.125 | 0.08 | 261 | 0 | 0.364 | 1 | 1 | cs | TRUE
165 | LV_5816-3_0_4_line_165 |  | 150 | 151 | 0.011667 | 0.125 | 0.08 | 261 | 0 | 0.364 | 1 | 1 | cs | TRUE
166 | LV_5816-3_0_4_line_166 |  | 150 | 152 | 0.028535 | 0.125 | 0.08 | 261 | 0 | 0.364 | 1 | 1 | cs | TRUE
167 | LV_5816-3_0_4_line_167 |  | 151 | 153 | 0.0020996 | 0.125 | 0.08 | 261 | 0 | 0.364 | 1 | 1 | cs | TRUE
168 | LV_5816-3_0_4_line_168 |  | 152 | 154 | 0.023774 | 0.125 | 0.08 | 261 | 0 | 0.364 | 1 | 1 | cs | TRUE
169 | LV_5816-3_0_4_line_169 |  | 153 | 155 | 0.026282 | 0.125 | 0.08 | 261 | 0 | 0.364 | 1 | 1 | cs | TRUE
170 | LV_5816-3_0_4_line_170 |  | 154 | 156 | 0.012131 | 0.125 | 0.08 | 261 | 0 | 0.364 | 1 | 1 | cs | TRUE
171 | LV_5816-3_0_4_line_171 |  | 156 | 157 | 0.005377 | 0.125 | 0.08 | 261 | 0 | 0.364 | 1 | 1 | cs | TRUE
172 | LV_5816-3_0_4_line_172 |  | 156 | 158 | 0.013675 | 0.125 | 0.08 | 261 | 0 | 0.364 | 1 | 1 | cs | TRUE
173 | LV_5816-3_0_4_line_173 |  | 157 | 159 | 0.014733 | 0.125 | 0.08 | 261 | 0 | 0.364 | 1 | 1 | cs | TRUE
174 | LV_5816-3_0_4_line_174 |  | 159 | 160 | 0.026989 | 0.125 | 0.08 | 261 | 0 | 0.364 | 1 | 4 | cs | TRUE
175 | LV_5816-3_0_4_line_175 |  | 159 | 161 | 0.021008 | 0.125 | 0.08 | 261 | 0 | 0.364 | 1 | 4 | cs | TRUE
176 | LV_5816-3_0_4_line_176 |  | 160 | 172 | 0.028472 | 0.125 | 0.08 | 261 | 0 | 0.364 | 1 | 1 | cs | TRUE
177 | LV_5816-3_0_4_line_177 |  | 161 | 163 | 0.0064992 | 0.125 | 0.08 | 261 | 0 | 0.364 | 1 | 4 | cs | TRUE
178 | LV_5816-3_0_4_line_178 |  | 162 | 163 | 0.0043958 | 0.125 | 0.08 | 261 | 0 | 0.364 | 1 | 4 | cs | TRUE
179 | LV_5816-3_0_4_line_179 |  | 164 | 165 | 0.015226 | 0.125 | 0.08 | 261 | 0 | 0.364 | 1 | 4 | cs | TRUE
180 | LV_5816-3_0_4_line_180 |  | 165 | 166 | 0.012467 | 0.125 | 0.08 | 261 | 0 | 0.364 | 1 | 4 | cs | TRUE
181 | LV_5816-3_0_4_line_181 |  | 166 | 167 | 0.018453 | 0.125 | 0.08 | 261 | 0 | 0.364 | 1 | 4 | cs | TRUE
182 | LV_5816-3_0_4_line_182 |  | 166 | 168 | 0.015336 | 0.125 | 0.08 | 261 | 0 | 0.364 | 1 | 1 | cs | TRUE
183 | LV_5816-3_0_4_line_183 |  | 167 | 169 | 0.040826 | 0.125 | 0.08 | 261 | 0 | 0.364 | 1 | 1 | cs | TRUE
184 | LV_5816-3_0_4_line_184 |  | 167 | 170 | 0.023635 | 0.125 | 0.08 | 261 | 0 | 0.364 | 1 | 4 | cs | TRUE
185 | LV_5816-3_0_4_line_185 |  | 168 | 171 | 0.0069484 | 0.125 | 0.08 | 261 | 0 | 0.364 | 1 | 1 | cs | TRUE
186 | LV_5816-3_0_4_line_186 |  | 170 | 173 | 0.028194 | 0.125 | 0.08 | 261 | 0 | 0.364 | 1 | 4 | cs | TRUE
187 | LV_5816-3_0_4_line_187 |  | 171 | 200 | 0.008391 | 0.125 | 0.08 | 261 | 0 | 0.364 | 1 | 1 | cs | TRUE
188 | LV_5816-3_0_4_line_188 |  | 173 | 174 | 0.025099 | 0.125 | 0.08 | 261 | 0 | 0.364 | 1 | 4 | cs | TRUE
189 | LV_5816-3_0_4_line_189 |  | 173 | 175 | 0.025677 | 0.125 | 0.08 | 261 | 0 | 0.364 | 1 | 1 | cs | TRUE
190 | LV_5816-3_0_4_line_190 |  | 174 | 176 | 0.007378 | 0.125 | 0.08 | 261 | 0 | 0.364 | 1 | 4 | cs | TRUE
191 | LV_5816-3_0_4_line_191 |  | 174 | 177 | 0.02849 | 0.125 | 0.08 | 261 | 0 | 0.364 | 1 | 1 | cs | TRUE
192 | LV_5816-3_0_4_line_192 |  | 175 | 178 | 0.027659 | 0.125 | 0.08 | 261 | 0 | 0.364 | 1 | 1 | cs | TRUE
193 | LV_5816-3_0_4_line_193 |  | 176 | 179 | 0.030754 | 0.125 | 0.08 | 261 | 0 | 0.364 | 1 | 1 | cs | TRUE
194 | LV_5816-3_0_4_line_194 |  | 179 | 181 | 0.026307 | 0.125 | 0.08 | 261 | 0 | 0.364 | 1 | 1 | cs | TRUE
195 | LV_5816-3_0_4_line_195 |  | 182 | 183 | 0.031307 | 0.125 | 0.08 | 261 | 0 | 0.364 | 1 | 1 | cs | TRUE
196 | LV_5816-3_0_4_line_196 |  | 182 | 184 | 0.026959 | 0.125 | 0.08 | 261 | 0 | 0.364 | 1 | 1 | cs | TRUE
197 | LV_5816-3_0_4_line_197 |  | 184 | 187 | 0.023419 | 0.125 | 0.08 | 261 | 0 | 0.364 | 1 | 1 | cs | TRUE
198 | LV_5816-3_0_4_line_198 |  | 185 | 191 | 0.028927 | 0.125 | 0.08 | 261 | 0 | 0.364 | 1 | 1 | cs | TRUE
199 | LV_5816-3_0_4_line_199 |  | 185 | 192 | 0.057688 | 0.125 | 0.08 | 261 | 0 | 0.364 | 1 | 1 | cs | TRUE
200 | LV_5816-3_0_4_line_200 |  | 185 | 188 | 0.030728 | 0.125 | 0.08 | 261 | 0 | 0.364 | 1 | 1 | cs | TRUE
201 | LV_5816-3_0_4_line_201 |  | 186 | 193 | 0.0016431 | 0.125 | 0.08 | 261 | 0 | 0.364 | 1 | 1 | cs | TRUE
202 | LV_5816-3_0_4_line_202 |  | 187 | 207 | 0.024307 | 0.125 | 0.08 | 261 | 0 | 0.364 | 1 | 1 | cs | TRUE
203 | LV_5816-3_0_4_line_203 |  | 188 | 189 | 0.017643 | 0.125 | 0.08 | 261 | 0 | 0.364 | 1 | 1 | cs | TRUE
204 | LV_5816-3_0_4_line_204 |  | 188 | 190 | 0.027364 | 0.125 | 0.08 | 261 | 0 | 0.364 | 1 | 1 | cs | TRUE
205 | LV_5816-3_0_4_line_205 |  | 189 | 234 | 0.011941 | 0.125 | 0.08 | 261 | 0 | 0.364 | 1 | 1 | cs | TRUE
206 | LV_5816-3_0_4_line_206 |  | 191 | 206 | 0.0050355 | 0.125 | 0.08 | 261 | 0 | 0.364 | 1 | 1 | cs | TRUE
207 | LV_5816-3_0_4_line_207 |  | 194 | 195 | 0.022298 | 0.125 | 0.08 | 261 | 0 | 0.364 | 1 | 1 | cs | TRUE
208 | LV_5816-3_0_4_line_208 |  | 196 | 197 | 0.0073196 | 0.125 | 0.08 | 261 | 0 | 0.364 | 1 | 1 | cs | TRUE
209 | LV_5816-3_0_4_line_209 |  | 197 | 198 | 0.026154 | 0.125 | 0.08 | 261 | 0 | 0.364 | 1 | 1 | cs | TRUE
210 | LV_5816-3_0_4_line_210 |  | 198 | 199 | 0.016984 | 0.125 | 0.08 | 261 | 0 | 0.364 | 1 | 1 | cs | TRUE
211 | LV_5816-3_0_4_line_211 |  | 199 | 200 | 0.018194 | 0.125 | 0.08 | 261 | 0 | 0.364 | 1 | 1 | cs | TRUE
212 | LV_5816-3_0_4_line_212 |  | 204 | 205 | 0.04518 | 0.125 | 0.08 | 261 | 0 | 0.364 | 1 | 1 | cs | TRUE
213 | LV_5816-3_0_4_line_213 |  | 207 | 208 | 0.018584 | 0.125 | 0.08 | 261 | 0 | 0.364 | 1 | 1 | cs | TRUE
214 | LV_5816-3_0_4_line_214 |  | 208 | 209 | 0.024011 | 0.125 | 0.08 | 261 | 0 | 0.364 | 1 | 1 | cs | TRUE
215 | LV_5816-3_0_4_line_215 |  | 208 | 210 | 0.042879 | 0.125 | 0.08 | 261 | 0 | 0.364 | 1 | 1 | cs | TRUE
216 | LV_5816-3_0_4_line_216 |  | 211 | 212 | 0.0076848 | 0.125 | 0.08 | 261 | 0 | 0.364 | 1 | 1 | cs | TRUE
217 | LV_5816-3_0_4_line_217 |  | 212 | 215 | 0.030494 | 0.125 | 0.08 | 261 | 0 | 0.364 | 1 | 1 | cs | TRUE
218 | LV_5816-3_0_4_line_218 |  | 212 | 213 | 0.013662 | 0.125 | 0.08 | 261 | 0 | 0.364 | 1 | 1 | cs | TRUE
219 | LV_5816-3_0_4_line_219 |  | 214 | 216 | 0.0020092 | 0.125 | 0.08 | 261 | 0 | 0.364 | 1 | 1 | cs | TRUE
220 | LV_5816-3_0_4_line_220 |  | 215 | 216 | 0.022942 | 0.125 | 0.08 | 261 | 0 | 0.364 | 1 | 1 | cs | TRUE
221 | LV_5816-3_0_4_line_221 |  | 217 | 228 | 0.019072 | 0.125 | 0.08 | 261 | 0 | 0.364 | 1 | 1 | cs | TRUE
222 | LV_5816-3_0_4_line_222 |  | 218 | 227 | 0.012306 | 0.125 | 0.08 | 261 | 0 | 0.364 | 1 | 1 | cs | TRUE
223 | LV_5816-3_0_4_line_223 |  | 219 | 220 | 0.028373 | 0.125 | 0.08 | 261 | 0 | 0.364 | 1 | 1 | cs | TRUE
224 | LV_5816-3_0_4_line_224 |  | 219 | 221 | 0.020208 | 0.125 | 0.08 | 261 | 0 | 0.364 | 1 | 1 | cs | TRUE
225 | LV_5816-3_0_4_line_225 |  | 220 | 222 | 0.015169 | 0.125 | 0.08 | 261 | 0 | 0.364 | 1 | 1 | cs | TRUE
226 | LV_5816-3_0_4_line_226 |  | 221 | 223 | 0.0061224 | 0.125 | 0.08 | 261 | 0 | 0.364 | 1 | 1 | cs | TRUE
227 | LV_5816-3_0_4_line_227 |  | 223 | 224 | 0.0001868 | 0.125 | 0.08 | 261 | 0 | 0.364 | 1 | 1 | cs | TRUE
228 | LV_5816-3_0_4_line_228 |  | 225 | 226 | 0.027942 | 0.125 | 0.08 | 261 | 0 | 0.364 | 1 | 1 | cs | TRUE
229 | LV_5816-3_0_4_line_229 |  | 226 | 227 | 0.015073 | 0.125 | 0.08 | 261 | 0 | 0.364 | 1 | 1 | cs | TRUE
230 | LV_5816-3_0_4_line_230 |  | 228 | 233 | 0.033101 | 0.125 | 0.08 | 261 | 0 | 0.364 | 1 | 1 | cs | TRUE
231 | LV_5816-3_0_4_line_231 |  | 229 | 230 | 0.010993 | 0.125 | 0.08 | 261 | 0 | 0.364 | 1 | 1 | cs | TRUE
232 | LV_5816-3_0_4_line_232 |  | 229 | 231 | 0.032093 | 0.125 | 0.08 | 261 | 0 | 0.364 | 1 | 1 | cs | TRUE
233 | LV_5816-3_0_4_line_233 |  | 230 | 232 | 0.0075471 | 0.125 | 0.08 | 261 | 0 | 0.364 | 1 | 1 | cs | TRUE
234 | LV_5816-3_0_4_line_234 |  | 231 | 233 | 0.02182 | 0.125 | 0.08 | 261 | 0 | 0.364 | 1 | 1 | cs | TRUE
235 | LV_5816-3_0_4_line_235 |  | 234 | 235 | 0.019559 | 0.125 | 0.08 | 261 | 0 | 0.364 | 1 | 1 | cs | TRUE
236 | LV_5816-3_0_4_line_236 |  | 236 | 237 | 0.13664 | 0.125 | 0.08 | 261 | 0 | 0.364 | 1 | 1 | cs | TRUE

## trafo
| name | std_type | hv_bus | lv_bus | sn_mva | vn_hv_kv | vn_lv_kv | vk_percent | vkr_percent | pfe_kw | i0_percent | shift_degree | tap_side | tap_neutral | tap_min | tap_max | tap_step_percent | tap_step_degree | tap_pos | tap_phase_shifter | parallel | df | in_service
0 | LV_5816-3_0_4_trafo_122 | 0.63 MVA 20/0.4 kV | 238 | 162 | 0.63 | 20 | 0.4 | 6 | 1.206 | 1.65 | 0.2619 | 150 | hv | 0 | -2 | 2 | 2.5 | 0 | 0 | FALSE | 1 | 1 | TRUE

## line_geodata
| x0 | y0 | x1 | y1 | x2 | y2 | x3 | y3 | x4 | y4 | x5 | y5 | x6 | y6 | x7 | y7 | x8 | y8 | x9 | y9
0 | 2563276.9848 | 1186535.5401 | 2563274.9923 | 1186525.7037
1 | 2563276.9848 | 1186535.5401 | 2563284.4323 | 1186531.2547
2 | 2563276.9848 | 1186535.5401 | 2563274.3973 | 1186537.0297
3 | 2563268.1424 | 1186540.6305 | 2563274.3973 | 1186537.0297
4 | 2563256.4286 | 1186573.8315 | 2563260.0494 | 1186555.9107 | 2563268.1424 | 1186540.6305 | 2563268.1424 | 1186540.6305
5 | 2563256.4286 | 1186573.8315 | 2563238.2982 | 1186563.4971
6 | 2563256.4286 | 1186573.8315 | 2563257.822 | 1186574.6011 | 2563288.3355 | 1186591.3426
7 | 2563128.1102 | 1186595.3718 | 2563121.9544 | 1186605.5014
8 | 2563121.9544 | 1186605.5014 | 2563121.5013 | 1186606.247 | 2563106.7066 | 1186630.5704
9 | 2563091.9758 | 1186654.7887 | 2563106.7066 | 1186630.5704
10 | 2563199.1111 | 1186539.0434 | 2563182.5156 | 1186561.291
11 | 2563150.5007 | 1186504.5357 | 2563181.7247 | 1186527.0664 | 2563184.4378 | 1186529.0285 | 2563191.2806 | 1186533.7444 | 2563195.4947 | 1186536.5977 | 2563199.1111 | 1186539.0434
12 | 2563199.1111 | 1186539.0434 | 2563219.2467 | 1186552.6378 | 2563238.2982 | 1186563.4971
13 | 2563091.9758 | 1186654.7887 | 2563070.5325 | 1186690.0291 | 2563062.1088 | 1186703.9332
14 | 2563091.9758 | 1186654.7887 | 2563092.5841 | 1186653.7888
15 | 2563036.557 | 1186747.9926 | 2563055.1929 | 1186715.3486 | 2563062.1088 | 1186703.9332
16 | 2563070.1887 | 1186503.808 | 2563068.2989 | 1186542.3303
17 | 2563084.4945 | 1186480.1524 | 2563070.1887 | 1186503.808
18 | 2563015.5358 | 1186756.4383 | 2563036.557 | 1186747.9926
19 | 2563036.557 | 1186747.9926 | 2563064.8307 | 1186814.9404
20 | 2563036.557 | 1186747.9926 | 2563074.4333 | 1186732.7781
21 | 2563015.5358 | 1186756.4383 | 2563012.2742 | 1186747.2202 | 2563009.5841 | 1186744.0463 | 2563004.2072 | 1186739.4549 | 2563004.2072 | 1186739.4549
22 | 2563093.0929 | 1186841.7997 | 2563064.8307 | 1186814.9404
23 | 2563074.4333 | 1186732.7781 | 2563121.2991 | 1186713.9527
24 | 2563428.6539 | 1186519.2421 | 2563423.6079 | 1186513.1838
25 | 2563428.6539 | 1186519.2421 | 2563435.0382 | 1186526.9071
26 | 2563408.0389 | 1186494.4916 | 2563423.6079 | 1186513.1838
27 | 2563435.3605 | 1186527.294 | 2563435.0382 | 1186526.9071
28 | 2563408.0389 | 1186494.4916 | 2563432.4114 | 1186489.5028
29 | 2563408.0389 | 1186494.4916 | 2563384.821 | 1186499.8705
30 | 2563408.0389 | 1186494.4916 | 2563405.2538 | 1186489.4837 | 2563388.4827 | 1186465.9117
31 | 2563446.7948 | 1186541.0222 | 2563435.3605 | 1186527.294
32 | 2563343.1911 | 1186509.515 | 2563384.821 | 1186499.8705
33 | 2563363.2264 | 1186430.9322 | 2563374.7372 | 1186446.5922 | 2563388.4827 | 1186465.9117
34 | 2563451.5052 | 1186546.6776 | 2563446.7948 | 1186541.0222
35 | 2563353.1621 | 1186417.2533 | 2563363.2264 | 1186430.9322
36 | 2563363.2264 | 1186430.9322 | 2563370.9217 | 1186423.9861
37 | 2563459.0856 | 1186555.7786 | 2563451.5052 | 1186546.6776
38 | 2563172.066 | 1186659.4692 | 2563178.7824 | 1186648.3031
39 | 2563180.7367 | 1186645.054 | 2563178.7824 | 1186648.3031
40 | 2563172.066 | 1186659.4692 | 2563164.7436 | 1186671.643
41 | 2563145.0278 | 1186704.4211 | 2563164.7436 | 1186671.643
42 | 2563145.0278 | 1186704.4211 | 2563128.7397 | 1186710.9639
43 | 2563145.0278 | 1186704.4211 | 2563174.7524 | 1186692.7617
44 | 2563128.7397 | 1186710.9639 | 2563121.2991 | 1186713.9527
45 | 2563174.7524 | 1186692.7617 | 2563195.0943 | 1186684.7825
46 | 2563308.2086 | 1186601.6852 | 2563301.3837 | 1186598.5017
47 | 2563340.7144 | 1186616.8478 | 2563308.2086 | 1186601.6852
48 | 2563308.2086 | 1186601.6852 | 2563283.2049 | 1186649.7677
49 | 2563288.3355 | 1186591.3426 | 2563301.3837 | 1186598.5017 | 2563301.3837 | 1186598.5017
50 | 2563340.7144 | 1186616.8478 | 2563350.0538 | 1186620.6369
51 | 2563283.2049 | 1186649.7677 | 2563281.0256 | 1186650.641
52 | 2563361.1831 | 1186625.1489 | 2563350.0538 | 1186620.6369
53 | 2563350.0538 | 1186620.6369 | 2563354.0504 | 1186614.1756 | 2563362.2721 | 1186603.6751 | 2563365.608 | 1186600.1972 | 2563371.7098 | 1186593.623 | 2563374.3542 | 1186595.4552
54 | 2563281.0256 | 1186650.641 | 2563250.1688 | 1186663.0054
55 | 2563229.5682 | 1186671.2601 | 2563250.1688 | 1186663.0054
56 | 2563361.1831 | 1186625.1489 | 2563352.1906 | 1186646.684
57 | 2563361.1831 | 1186625.1489 | 2563385.9887 | 1186635.2133
58 | 2563229.5682 | 1186671.2601 | 2563238.3187 | 1186694.641 | 2563239.6027 | 1186698.4911
59 | 2563229.5682 | 1186671.2601 | 2563204.6098 | 1186681.0501
60 | 2563239.6027 | 1186698.4911 | 2563245.7034 | 1186716.7852 | 2563245.7114 | 1186716.8227
61 | 2563195.0943 | 1186684.7825 | 2563204.6098 | 1186681.0501
62 | 2563352.1906 | 1186646.684 | 2563352.1448 | 1186646.7937 | 2563345.5717 | 1186663.8044
63 | 2563385.9887 | 1186635.2133 | 2563394.1086 | 1186624.3625
64 | 2563401.172 | 1186641.3791 | 2563385.9887 | 1186635.2133
65 | 2563125.7222 | 1186486.6679 | 2563130.1292 | 1186489.8424 | 2563150.5007 | 1186504.5357
66 | 2563150.5007 | 1186504.5357 | 2563137.1395 | 1186525.7563
67 | 2563536.4172 | 1186783.4696 | 2563542.7178 | 1186775.8757
68 | 2563532.9567 | 1186787.6404 | 2563536.4172 | 1186783.4696
69 | 2563543.1385 | 1186775.3687 | 2563542.7178 | 1186775.8757
70 | 2563532.9567 | 1186787.6404 | 2563546.9221 | 1186799.3726 | 2563550.5801 | 1186804.9199 | 2563552.0222 | 1186813.6825
71 | 2563532.9567 | 1186787.6404 | 2563514.5339 | 1186806.8632 | 2563512.6252 | 1186809.3153
72 | 2563543.1385 | 1186775.3687 | 2563560.2462 | 1186754.7496
73 | 2563552.0222 | 1186813.6825 | 2563548.7811 | 1186821.4286 | 2563544.5777 | 1186826.5237 | 2563543.4234 | 1186829.255
74 | 2563500.9924 | 1186824.3042 | 2563501.074 | 1186824.1547 | 2563512.6252 | 1186809.3153
75 | 2563580.5899 | 1186730.2301 | 2563560.2462 | 1186754.7496
76 | 2563496.7272 | 1186832.1151 | 2563500.9924 | 1186824.3042
77 | 2563580.5899 | 1186730.2301 | 2563567.2447 | 1186720.0736
78 | 2563580.5899 | 1186730.2301 | 2563582.8861 | 1186731.9096
79 | 2563487.3267 | 1186849.33 | 2563496.7272 | 1186832.1151
80 | 2563336.2281 | 1186395.7123 | 2563353.1621 | 1186417.2533
81 | 2563353.1621 | 1186417.2533 | 2563342.2582 | 1186431.918
82 | 2563382.0671 | 1186413.9258 | 2563370.9217 | 1186423.9861
83 | 2563336.2281 | 1186395.7123 | 2563326.2007 | 1186384.6099
84 | 2563336.2281 | 1186395.7123 | 2563349.6035 | 1186360.7411
85 | 2563319.6392 | 1186458.9147 | 2563323.7163 | 1186456.8552 | 2563342.2582 | 1186431.918
86 | 2563398.1564 | 1186399.4029 | 2563382.0671 | 1186413.9258
87 | 2563326.2007 | 1186384.6099 | 2563317.2598 | 1186374.7104
88 | 2563349.6035 | 1186360.7411 | 2563360.249 | 1186332.9077
89 | 2563319.6392 | 1186458.9147 | 2563315.9527 | 1186458.7372 | 2563312.6669 | 1186456.7119 | 2563281.4241 | 1186436.5232
90 | 2563319.6392 | 1186458.9147 | 2563324.8192 | 1186471.864
91 | 2563402.7837 | 1186395.2261 | 2563398.1564 | 1186399.4029
92 | 2563245.7114 | 1186716.8227 | 2563246.3477 | 1186719.8162 | 2563245.943 | 1186722.2311 | 2563232.1085 | 1186746.323
93 | 2563223.5221 | 1186759.9005 | 2563230.2791 | 1186749.5088 | 2563232.1085 | 1186746.323
94 | 2563340.7513 | 1186676.2794 | 2563345.5717 | 1186663.8044
95 | 2563564.0124 | 1186500.5414 | 2563556.1885 | 1186497.5431 | 2563551.025 | 1186493.8873
96 | 2563564.0124 | 1186500.5414 | 2563569.3317 | 1186500.4208
97 | 2563564.0124 | 1186500.5414 | 2563556.6711 | 1186533.4869
98 | 2563577.5788 | 1186500.2339 | 2563569.3317 | 1186500.4208
99 | 2563555.5089 | 1186538.7026 | 2563556.6711 | 1186533.4869
100 | 2563585.3646 | 1186500.0574 | 2563577.5788 | 1186500.2339
101 | 2563555.5089 | 1186538.7026 | 2563548.47 | 1186536.8001 | 2563545.8857 | 1186537.1716 | 2563542.721 | 1186538.714 | 2563536.4376 | 1186545.4352
102 | 2563176.927 | 1186921.4724 | 2563215.4242 | 1186958.0586
103 | 2563215.4242 | 1186958.0586 | 2563264.7833 | 1186934.6403
104 | 2563176.927 | 1186921.4724 | 2563160.9262 | 1186906.2658
105 | 2563264.7833 | 1186934.6403 | 2563272.9875 | 1186946.6161
106 | 2563150.5772 | 1186896.4305 | 2563160.9262 | 1186906.2658
107 | 2563272.9875 | 1186946.6161 | 2563278.5255 | 1186954.7 | 2563281.5465 | 1186958.8319
108 | 2563446.955 | 1186853.7905 | 2563442.3219 | 1186857.2207 | 2563442.1034 | 1186857.5675
109 | 2563476.6276 | 1186868.9059 | 2563451.4487 | 1186853.7629 | 2563446.955 | 1186853.7905 | 2563446.955 | 1186853.7905
110 | 2563150.5772 | 1186896.4305 | 2563139.5826 | 1186885.9817
111 | 2563139.5826 | 1186885.9817 | 2563093.0929 | 1186841.7997
112 | 2563412.8432 | 1186780.8034 | 2563423.3504 | 1186765.1933
113 | 2563433.4259 | 1186750.2266 | 2563432.8519 | 1186751.0772 | 2563423.3504 | 1186765.1933
114 | 2563623.7566 | 1186769.855 | 2563623.7566 | 1186769.855 | 2563625.6385 | 1186771.9224 | 2563627.5603 | 1186774.4105
115 | 2563623.6451 | 1186769.6143 | 2563623.7566 | 1186769.855
116 | 2563622.1676 | 1186751.9995 | 2563621.6398 | 1186756.7831 | 2563621.5209 | 1186762.309 | 2563622.3031 | 1186766.7177 | 2563623.6451 | 1186769.6143
117 | 2563622.1676 | 1186751.9995 | 2563617.1422 | 1186751.1741 | 2563610.9815 | 1186749.0723
118 | 2563622.1676 | 1186751.9995 | 2563625.4256 | 1186752.013 | 2563629.7301 | 1186752.2203 | 2563635.3255 | 1186752.6753 | 2563644.9652 | 1186753.2169 | 2563646.9337 | 1186753.2272 | 2563650.4371 | 1186745.9131
119 | 2563610.9815 | 1186749.0723 | 2563608.7549 | 1186748.3126 | 2563606.0043 | 1186747.311
120 | 2563650.4371 | 1186745.9131 | 2563658.7114 | 1186735.2348 | 2563670.2328 | 1186723.279
121 | 2563595.004 | 1186740.773 | 2563598.7382 | 1186743.5044 | 2563603.8304 | 1186746.5194 | 2563606.0043 | 1186747.311
122 | 2563670.8668 | 1186722.6212 | 2563670.2328 | 1186723.279
123 | 2563582.8861 | 1186731.9096 | 2563595.004 | 1186740.773
124 | 2563615.0737 | 1186703.4723 | 2563607.7009 | 1186692.5872
125 | 2563615.0737 | 1186703.4723 | 2563633.7959 | 1186692.7726
126 | 2563607.7009 | 1186692.5872 | 2563597.1886 | 1186677.0671 | 2563591.5604 | 1186667.7067
127 | 2563567.2447 | 1186720.0736 | 2563555.6428 | 1186711.2438
128 | 2563535.7619 | 1186697.9984 | 2563544.3477 | 1186702.6475 | 2563555.6428 | 1186711.2438
129 | 2563529.9867 | 1186694.8712 | 2563535.7619 | 1186697.9984
130 | 2563519.564 | 1186690.039 | 2563527.2537 | 1186693.3913 | 2563529.9867 | 1186694.8712
131 | 2563507.9904 | 1186684.9934 | 2563519.564 | 1186690.039
132 | 2563566.3229 | 1186677.5619 | 2563559.2729 | 1186664.1024 | 2563552.7129 | 1186652.5688
133 | 2563572.304 | 1186688.9807 | 2563566.3229 | 1186677.5619
134 | 2563545.259 | 1186639.4636 | 2563552.7129 | 1186652.5688
135 | 2563545.259 | 1186639.4636 | 2563541.7943 | 1186638.0952 | 2563538.3136 | 1186636.7768
136 | 2563545.259 | 1186639.4636 | 2563552.3395 | 1186639.3247
137 | 2563530.2357 | 1186635.72 | 2563534.0243 | 1186635.1521 | 2563538.3136 | 1186636.7768
138 | 2563571.0813 | 1186633.6474 | 2563559.8348 | 1186638.652 | 2563555.1309 | 1186639.27 | 2563552.3395 | 1186639.3247
139 | 2563530.2357 | 1186635.72 | 2563520.9002 | 1186626.3164
140 | 2563530.2357 | 1186635.72 | 2563531.4067 | 1186640.0596 | 2563531.3654 | 1186642.0498 | 2563527.2095 | 1186650.3374
141 | 2563571.0813 | 1186633.6474 | 2563591.5604 | 1186667.7067
142 | 2563571.0813 | 1186633.6474 | 2563573.0608 | 1186626.6983 | 2563577.6207 | 1186621.2342 | 2563587.2786 | 1186616.3268
143 | 2563520.9002 | 1186626.3164 | 2563531.0895 | 1186606.0645
144 | 2563520.9002 | 1186626.3164 | 2563513.5047 | 1186618.4796
145 | 2563515.7134 | 1186671.8715 | 2563520.4277 | 1186663.8616 | 2563527.2095 | 1186650.3374
146 | 2563603.1022 | 1186611.3109 | 2563591.1068 | 1186614.3817 | 2563587.2786 | 1186616.3268
147 | 2563603.1022 | 1186611.3109 | 2563621.8914 | 1186606.501 | 2563628.746 | 1186603.4755
148 | 2563628.746 | 1186603.4755 | 2563636.1791 | 1186600.1947
149 | 2563640.3452 | 1186598.3559 | 2563636.1791 | 1186600.1947
150 | 2563673.2508 | 1186575.494 | 2563668.226 | 1186579.8047 | 2563643.0383 | 1186597.1672 | 2563640.3452 | 1186598.3559
151 | 2563673.2508 | 1186575.494 | 2563661.5897 | 1186560.7666
152 | 2563645.6573 | 1186540.6447 | 2563661.5897 | 1186560.7666
153 | 2563725.3882 | 1186472.6181 | 2563700.7301 | 1186471.9381 | 2563694.8511 | 1186472.5742 | 2563686.6502 | 1186475.3255 | 2563669.5969 | 1186485.8942
154 | 2563633.9438 | 1186525.851 | 2563652.5426 | 1186498.9901 | 2563657.9431 | 1186493.6989 | 2563667.4109 | 1186487.2489 | 2563669.5969 | 1186485.8942
155 | 2563633.9438 | 1186525.851 | 2563645.6573 | 1186540.6447
156 | 2563604.9422 | 1186499.6136 | 2563615.1853 | 1186507.7 | 2563624.042 | 1186514.9055 | 2563629.907 | 1186520.7618 | 2563633.9438 | 1186525.851
157 | 2563604.9422 | 1186499.6136 | 2563613.966 | 1186496.6793 | 2563619.1165 | 1186492.957 | 2563622.9165 | 1186489.2319 | 2563629.2856 | 1186481.4515
158 | 2563604.9422 | 1186499.6136 | 2563585.3646 | 1186500.0574
159 | 2563629.2856 | 1186481.4515 | 2563630.8462 | 1186479.5451 | 2563642.7296 | 1186464.4294
160 | 2563685.4365 | 1186431.3316 | 2563683.6426 | 1186433.7104 | 2563681.1971 | 1186435.5818 | 2563676.0824 | 1186438.937 | 2563658.6587 | 1186449.5597 | 2563651.0497 | 1186455.5426 | 2563645.4592 | 1186460.9573 | 2563642.7296 | 1186464.4294
161 | 2563527.1885 | 1186555.3288 | 2563536.4376 | 1186545.4352
162 | 2563532.813 | 1186602.6389 | 2563543.5103 | 1186581.3772
163 | 2563531.0895 | 1186606.0645 | 2563532.813 | 1186602.6389
164 | 2563685.4365 | 1186431.3316 | 2563686.6674 | 1186429.2229 | 2563687.3956 | 1186427.273 | 2563687.8314 | 1186424.9024 | 2563687.9547 | 1186422.5893 | 2563687.9652 | 1186419.2986 | 2563688.1362 | 1186417.3076 | 2563688.7015 | 1186414.9029
165 | 2563477.0719 | 1186533.6758 | 2563485.3176 | 1186525.4219
166 | 2563459.0856 | 1186555.7786 | 2563472.9007 | 1186537.8512 | 2563477.0719 | 1186533.6758
167 | 2563486.8015 | 1186523.9365 | 2563485.3176 | 1186525.4219
168 | 2563459.0856 | 1186555.7786 | 2563474.303 | 1186574.0437
169 | 2563486.8015 | 1186523.9365 | 2563503.0108 | 1186503.2152
170 | 2563482.0681 | 1186583.364 | 2563474.303 | 1186574.0437
171 | 2563482.0681 | 1186583.364 | 2563485.5117 | 1186587.5007
172 | 2563482.0681 | 1186583.364 | 2563490.1744 | 1186576.4107 | 2563492.0956 | 1186574.1124
173 | 2563494.9582 | 1186598.8268 | 2563493.9283 | 1186597.6102 | 2563485.5117 | 1186587.5007
174 | 2563494.9582 | 1186598.8268 | 2563513.5047 | 1186618.4796
175 | 2563494.9582 | 1186598.8268 | 2563490.1221 | 1186606.5272 | 2563485.8169 | 1186613.7018 | 2563482.8916 | 1186615.7096
176 | 2563497.9712 | 1186642.3651 | 2563513.5047 | 1186618.4796
177 | 2563482.8916 | 1186615.7096 | 2563482.8916 | 1186615.7096 | 2563479.4923 | 1186616.3085 | 2563476.6524 | 1186615.203
178 | 2563473.22 | 1186612.5099 | 2563474.4182 | 1186613.7715 | 2563476.5402 | 1186615.1593 | 2563476.6524 | 1186615.203
179 | 2563507.9904 | 1186684.9934 | 2563515.7134 | 1186671.8715
180 | 2563507.9904 | 1186684.9934 | 2563496.5078 | 1186680.0609
181 | 2563479.3667 | 1186673.1064 | 2563496.5078 | 1186680.0609
182 | 2563496.5078 | 1186680.0609 | 2563493.6858 | 1186687.7156 | 2563490.0653 | 1186693.9136
183 | 2563479.3667 | 1186673.1064 | 2563477.3534 | 1186678.2437 | 2563474.5874 | 1186683.8414 | 2563466.9626 | 1186698.3736 | 2563461.807 | 1186709.9447
184 | 2563479.3667 | 1186673.1064 | 2563457.4656 | 1186664.2217
185 | 2563490.0653 | 1186693.9136 | 2563488.068 | 1186697.3329 | 2563486.5475 | 1186699.9056
186 | 2563431.3394 | 1186653.6231 | 2563457.4656 | 1186664.2217
187 | 2563486.5475 | 1186699.9056 | 2563484.8434 | 1186702.7888 | 2563483.5732 | 1186704.6754 | 2563481.3482 | 1186706.3212
188 | 2563431.3394 | 1186653.6231 | 2563408.0254 | 1186644.1608
189 | 2563431.3394 | 1186653.6231 | 2563429.8939 | 1186658.0454 | 2563428.1668 | 1186660.0905 | 2563423.2205 | 1186660.9879 | 2563419.6351 | 1186662.3328 | 2563414.9657 | 1186666.0967 | 2563412.9141 | 1186668.9253
190 | 2563401.172 | 1186641.3791 | 2563408.0254 | 1186644.1608
191 | 2563408.0254 | 1186644.1608 | 2563409.3945 | 1186640.9729 | 2563409.9069 | 1186639.9248 | 2563410.3215 | 1186639.0885 | 2563410.6322 | 1186637.5079 | 2563411.0618 | 1186631.6577 | 2563410.7243 | 1186627.6354 | 2563411.4948 | 1186625.1182 | 2563413.0047 | 1186622.4965 | 2563416.2007 | 1186617.7168
192 | 2563414.8193 | 1186692.0115 | 2563410.1482 | 1186689.2498 | 2563407.8915 | 1186685.7951 | 2563407.5697 | 1186681.8394 | 2563408.7435 | 1186676.6627 | 2563411.1752 | 1186671.3228 | 2563412.9141 | 1186668.9253
193 | 2563401.172 | 1186641.3791 | 2563397.8536 | 1186652.6944 | 2563397.9774 | 1186654.2055 | 2563398.9699 | 1186655.5557 | 2563400.1146 | 1186656.8383 | 2563400.7617 | 1186657.846 | 2563401.0755 | 1186659.2448 | 2563401.013 | 1186661.502 | 2563398.367 | 1186667.9772 | 2563397.3071 | 1186669.8667
194 | 2563379.5839 | 1186678.1978 | 2563389.0739 | 1186682.9311 | 2563390.2385 | 1186682.4681 | 2563397.3071 | 1186669.8667
195 | 2563213.7315 | 1186520.6546 | 2563212.7206 | 1186511.3892 | 2563224.6801 | 1186492.9403
196 | 2563213.7315 | 1186520.6546 | 2563240.1644 | 1186515.3538
197 | 2563240.1644 | 1186515.3538 | 2563263.1264 | 1186510.749
198 | 2563125.7222 | 1186486.6679 | 2563110.4719 | 1186511.2484
199 | 2563125.7222 | 1186486.6679 | 2563123.6911 | 1186485.1908 | 2563094.2755 | 1186463.9722 | 2563084.4945 | 1186480.1524
200 | 2563125.7222 | 1186486.6679 | 2563130.1292 | 1186489.8424 | 2563139.9745 | 1186475.4072 | 2563144.3829 | 1186468.9432
201 | 2563136.264 | 1186527.1467 | 2563137.1395 | 1186525.7563
202 | 2563263.1264 | 1186510.749 | 2563286.9589 | 1186505.9696
203 | 2563144.3829 | 1186468.9432 | 2563154.2488 | 1186454.3166
204 | 2563144.3829 | 1186468.9432 | 2563166.599 | 1186484.9187
205 | 2563160.9263 | 1186444.4169 | 2563154.2488 | 1186454.3166
206 | 2563107.8172 | 1186515.5273 | 2563110.4719 | 1186511.2484
207 | 2563476.6276 | 1186868.9059 | 2563487.3267 | 1186849.33
208 | 2563433.4259 | 1186750.2266 | 2563437.5201 | 1186744.1592
209 | 2563459.5324 | 1186733.4934 | 2563457.1148 | 1186733.6639 | 2563453.2561 | 1186733.9876 | 2563449.9992 | 1186734.1521 | 2563446.2987 | 1186735.3865 | 2563444.0387 | 1186736.3787 | 2563440.8743 | 1186739.1884 | 2563437.5201 | 1186744.1592
210 | 2563459.5324 | 1186733.4934 | 2563459.5324 | 1186733.4934 | 2563461.721 | 1186732.0459 | 2563464.2639 | 1186727.4279 | 2563469.6113 | 1186720.0797
211 | 2563469.6113 | 1186720.0797 | 2563476.1202 | 1186711.1355 | 2563477.696 | 1186709.3138 | 2563480.4818 | 1186706.9622 | 2563481.3482 | 1186706.3212
212 | 2563004.2072 | 1186739.4549 | 2562992.3622 | 1186695.8556
213 | 2563305.1797 | 1186502.3156 | 2563286.9589 | 1186505.9696
214 | 2563305.1797 | 1186502.3156 | 2563293.1718 | 1186481.5227 | 2563293.1718 | 1186481.5227
215 | 2563305.1797 | 1186502.3156 | 2563308.6472 | 1186501.6273 | 2563315.7965 | 1186499.1265 | 2563319.2581 | 1186496.2482 | 2563322.9057 | 1186491.3342 | 2563327.5594 | 1186482.5343 | 2563327.5355 | 1186478.6546 | 2563324.8192 | 1186471.864
216 | 2563243.2333 | 1186448.1675 | 2563236.4582 | 1186444.5405
217 | 2563243.2333 | 1186448.1675 | 2563260.4674 | 1186422.9813
218 | 2563243.2333 | 1186448.1675 | 2563252.4259 | 1186458.2735
219 | 2563279.7366 | 1186435.4327 | 2563281.4241 | 1186436.5232
220 | 2563260.4674 | 1186422.9813 | 2563279.7366 | 1186435.4327
221 | 2563304.4766 | 1186360.5567 | 2563317.2598 | 1186374.7104
222 | 2563364.6451 | 1186321.4136 | 2563360.249 | 1186332.9077
223 | 2563402.7837 | 1186395.2261 | 2563423.8446 | 1186376.2136
224 | 2563402.7837 | 1186395.2261 | 2563399.4758 | 1186378.3929 | 2563396.6757 | 1186377.1761 | 2563396.6757 | 1186377.1761
225 | 2563423.8446 | 1186376.2136 | 2563435.1044 | 1186366.0489
226 | 2563391.1234 | 1186379.7561 | 2563396.6757 | 1186377.1761
227 | 2563390.954 | 1186379.8348 | 2563391.1234 | 1186379.7561
228 | 2563370.0296 | 1186307.3353 | 2563382.3791 | 1186321.6006 | 2563389.9782 | 1186326.5587
229 | 2563370.0296 | 1186307.3353 | 2563364.6451 | 1186321.4136
230 | 2563282.3931 | 1186335.8994 | 2563298.8834 | 1186354.3639 | 2563304.4766 | 1186360.5567
231 | 2563249.0697 | 1186345.6431 | 2563242.6341 | 1186354.5551
232 | 2563267.8585 | 1186319.6249 | 2563249.0697 | 1186345.6431
233 | 2563238.2156 | 1186360.6737 | 2563242.6341 | 1186354.5551
234 | 2563267.8585 | 1186319.6249 | 2563282.3931 | 1186335.8994
235 | 2563160.9263 | 1186444.4169 | 2563171.8651 | 1186428.203
236 | 2563688.7015 | 1186414.9029 | 2563813.7452 | 1186359.8212

## bus_geodata
| x | y | coords
0 | 2563274.9923 | 1186525.7037
1 | 2563276.9848 | 1186535.5401
2 | 2563284.4323 | 1186531.2547
3 | 2563274.3973 | 1186537.0297
4 | 2563268.1424 | 1186540.6305
5 | 2563256.4286 | 1186573.8315
6 | 2563128.1102 | 1186595.3718
7 | 2563121.9544 | 1186605.5014
8 | 2563106.7066 | 1186630.5704
9 | 2563182.5156 | 1186561.291
10 | 2563199.1111 | 1186539.0434
11 | 2563091.9758 | 1186654.7887
12 | 2563062.1088 | 1186703.9332
13 | 2563092.5841 | 1186653.7888
14 | 2563068.2989 | 1186542.3303
15 | 2563070.1887 | 1186503.808
16 | 2563036.557 | 1186747.9926
17 | 2563015.5358 | 1186756.4383
18 | 2563064.8307 | 1186814.9404
19 | 2563074.4333 | 1186732.7781
20 | 2563428.6539 | 1186519.2421
21 | 2563423.6079 | 1186513.1838
22 | 2563435.0382 | 1186526.9071
23 | 2563408.0389 | 1186494.4916
24 | 2563435.3605 | 1186527.294
25 | 2563432.4114 | 1186489.5028
26 | 2563384.821 | 1186499.8705
27 | 2563388.4827 | 1186465.9117
28 | 2563446.7948 | 1186541.0222
29 | 2563343.1911 | 1186509.515
30 | 2563363.2264 | 1186430.9322
31 | 2563451.5052 | 1186546.6776
32 | 2563178.7824 | 1186648.3031
33 | 2563172.066 | 1186659.4692
34 | 2563180.7367 | 1186645.054
35 | 2563164.7436 | 1186671.643
36 | 2563145.0278 | 1186704.4211
37 | 2563128.7397 | 1186710.9639
38 | 2563174.7524 | 1186692.7617
39 | 2563308.2086 | 1186601.6852
40 | 2563301.3837 | 1186598.5017
41 | 2563340.7144 | 1186616.8478
42 | 2563283.2049 | 1186649.7677
43 | 2563288.3355 | 1186591.3426
44 | 2563350.0538 | 1186620.6369
45 | 2563281.0256 | 1186650.641
46 | 2563250.1688 | 1186663.0054
47 | 2563361.1831 | 1186625.1489
48 | 2563374.3542 | 1186595.4552
49 | 2563238.2982 | 1186563.4971
50 | 2563229.5682 | 1186671.2601
51 | 2563239.6027 | 1186698.4911
52 | 2563204.6098 | 1186681.0501
53 | 2563352.1906 | 1186646.684
54 | 2563385.9887 | 1186635.2133
55 | 2563195.0943 | 1186684.7825
56 | 2563150.5007 | 1186504.5357
57 | 2563536.4172 | 1186783.4696
58 | 2563542.7178 | 1186775.8757
59 | 2563532.9567 | 1186787.6404
60 | 2563543.1385 | 1186775.3687
61 | 2563552.0222 | 1186813.6825
62 | 2563512.6252 | 1186809.3153
63 | 2563560.2462 | 1186754.7496
64 | 2563543.4234 | 1186829.255
65 | 2563500.9924 | 1186824.3042
66 | 2563580.5899 | 1186730.2301
67 | 2563496.7272 | 1186832.1151
68 | 2563353.1621 | 1186417.2533
69 | 2563370.9217 | 1186423.9861
70 | 2563336.2281 | 1186395.7123
71 | 2563342.2582 | 1186431.918
72 | 2563382.0671 | 1186413.9258
73 | 2563326.2007 | 1186384.6099
74 | 2563349.6035 | 1186360.7411
75 | 2563319.6392 | 1186458.9147
76 | 2563398.1564 | 1186399.4029
77 | 2563245.7114 | 1186716.8227
78 | 2563232.1085 | 1186746.323
79 | 2563340.7513 | 1186676.2794
80 | 2563345.5717 | 1186663.8044
81 | 2563551.025 | 1186493.8873
82 | 2563564.0124 | 1186500.5414
83 | 2563569.3317 | 1186500.4208
84 | 2563556.6711 | 1186533.4869
85 | 2563577.5788 | 1186500.2339
86 | 2563555.5089 | 1186538.7026
87 | 2563215.4242 | 1186958.0586
88 | 2563176.927 | 1186921.4724
89 | 2563264.7833 | 1186934.6403
90 | 2563160.9262 | 1186906.2658
91 | 2563272.9875 | 1186946.6161
92 | 2563281.5465 | 1186958.8319
93 | 2563442.1034 | 1186857.5675
94 | 2563446.955 | 1186853.7905
95 | 2563150.5772 | 1186896.4305
96 | 2563139.5826 | 1186885.9817
97 | 2563412.8432 | 1186780.8034
98 | 2563423.3504 | 1186765.1933
99 | 2563623.7566 | 1186769.855
100 | 2563627.5603 | 1186774.4105
101 | 2563623.6451 | 1186769.6143
102 | 2563622.1676 | 1186751.9995
103 | 2563610.9815 | 1186749.0723
104 | 2563650.4371 | 1186745.9131
105 | 2563606.0043 | 1186747.311
106 | 2563670.2328 | 1186723.279
107 | 2563595.004 | 1186740.773
108 | 2563615.0737 | 1186703.4723
109 | 2563607.7009 | 1186692.5872
110 | 2563633.7959 | 1186692.7726
111 | 2563670.8668 | 1186722.6212
112 | 2563582.8861 | 1186731.9096
113 | 2563567.2447 | 1186720.0736
114 | 2563555.6428 | 1186711.2438
115 | 2563535.7619 | 1186697.9984
116 | 2563529.9867 | 1186694.8712
117 | 2563519.564 | 1186690.039
118 | 2563566.3229 | 1186677.5619
119 | 2563552.7129 | 1186652.5688
120 | 2563572.304 | 1186688.9807
121 | 2563545.259 | 1186639.4636
122 | 2563538.3136 | 1186636.7768
123 | 2563552.3395 | 1186639.3247
124 | 2563530.2357 | 1186635.72
125 | 2563571.0813 | 1186633.6474
126 | 2563520.9002 | 1186626.3164
127 | 2563527.2095 | 1186650.3374
128 | 2563591.5604 | 1186667.7067
129 | 2563587.2786 | 1186616.3268
130 | 2563603.1022 | 1186611.3109
131 | 2563628.746 | 1186603.4755
132 | 2563636.1791 | 1186600.1947
133 | 2563640.3452 | 1186598.3559
134 | 2563673.2508 | 1186575.494
135 | 2563661.5897 | 1186560.7666
136 | 2563725.3882 | 1186472.6181
137 | 2563669.5969 | 1186485.8942
138 | 2563633.9438 | 1186525.851
139 | 2563645.6573 | 1186540.6447
140 | 2563604.9422 | 1186499.6136
141 | 2563629.2856 | 1186481.4515
142 | 2563585.3646 | 1186500.0574
143 | 2563642.7296 | 1186464.4294
144 | 2563536.4376 | 1186545.4352
145 | 2563527.1885 | 1186555.3288
146 | 2563543.5103 | 1186581.3772
147 | 2563532.813 | 1186602.6389
148 | 2563531.0895 | 1186606.0645
149 | 2563685.4365 | 1186431.3316
150 | 2563477.0719 | 1186533.6758
151 | 2563485.3176 | 1186525.4219
152 | 2563459.0856 | 1186555.7786
153 | 2563486.8015 | 1186523.9365
154 | 2563474.303 | 1186574.0437
155 | 2563503.0108 | 1186503.2152
156 | 2563482.0681 | 1186583.364
157 | 2563485.5117 | 1186587.5007
158 | 2563492.0956 | 1186574.1124
159 | 2563494.9582 | 1186598.8268
160 | 2563513.5047 | 1186618.4796
161 | 2563482.8916 | 1186615.7096
162 | 2563473.22 | 1186612.5099
163 | 2563476.6524 | 1186615.203
164 | 2563515.7134 | 1186671.8715
165 | 2563507.9904 | 1186684.9934
166 | 2563496.5078 | 1186680.0609
167 | 2563479.3667 | 1186673.1064
168 | 2563490.0653 | 1186693.9136
169 | 2563461.8069 | 1186709.9447
170 | 2563457.4656 | 1186664.2217
171 | 2563486.5475 | 1186699.9056
172 | 2563497.9712 | 1186642.3651
173 | 2563431.3394 | 1186653.6231
174 | 2563408.0254 | 1186644.1608
175 | 2563412.9141 | 1186668.9253
176 | 2563401.172 | 1186641.3791
177 | 2563416.2007 | 1186617.7168
178 | 2563414.8193 | 1186692.0115
179 | 2563397.3071 | 1186669.8667
180 | 2563394.1086 | 1186624.3625
181 | 2563379.5839 | 1186678.1978
182 | 2563213.7315 | 1186520.6546
183 | 2563224.6801 | 1186492.9403
184 | 2563240.1644 | 1186515.3538
185 | 2563125.7222 | 1186486.6679
186 | 2563137.1395 | 1186525.7563
187 | 2563263.1264 | 1186510.749
188 | 2563144.3829 | 1186468.9432
189 | 2563154.2488 | 1186454.3166
190 | 2563166.599 | 1186484.9187
191 | 2563110.4719 | 1186511.2484
192 | 2563084.4945 | 1186480.1524
193 | 2563136.264 | 1186527.1467
194 | 2563476.6276 | 1186868.9059
195 | 2563487.3267 | 1186849.33
196 | 2563433.4259 | 1186750.2266
197 | 2563437.5201 | 1186744.1592
198 | 2563459.5324 | 1186733.4934
199 | 2563469.6113 | 1186720.0797
200 | 2563481.3482 | 1186706.3212
201 | 2563223.5221 | 1186759.9005
202 | 2563093.0929 | 1186841.7997
203 | 2563121.2991 | 1186713.9527
204 | 2563004.2072 | 1186739.4549
205 | 2562992.3622 | 1186695.8556
206 | 2563107.8172 | 1186515.5273
207 | 2563286.9589 | 1186505.9696
208 | 2563305.1797 | 1186502.3156
209 | 2563293.1718 | 1186481.5227
210 | 2563324.8192 | 1186471.864
211 | 2563236.4582 | 1186444.5405
212 | 2563243.2333 | 1186448.1675
213 | 2563252.4259 | 1186458.2735
214 | 2563281.4241 | 1186436.5232
215 | 2563260.4674 | 1186422.9813
216 | 2563279.7366 | 1186435.4327
217 | 2563317.2598 | 1186374.7104
218 | 2563360.249 | 1186332.9077
219 | 2563402.7837 | 1186395.2261
220 | 2563423.8446 | 1186376.2136
221 | 2563396.6757 | 1186377.1761
222 | 2563435.1044 | 1186366.0489
223 | 2563391.1234 | 1186379.7561
224 | 2563390.954 | 1186379.8348
225 | 2563389.9782 | 1186326.5587
226 | 2563370.0296 | 1186307.3353
227 | 2563364.6451 | 1186321.4136
228 | 2563304.4766 | 1186360.5567
229 | 2563249.0697 | 1186345.6431
230 | 2563242.6341 | 1186354.5551
231 | 2563267.8585 | 1186319.6249
232 | 2563238.2156 | 1186360.6737
233 | 2563282.3931 | 1186335.8994
234 | 2563160.9263 | 1186444.4169
235 | 2563171.8651 | 1186428.203
236 | 2563688.7015 | 1186414.9029
237 | 2563813.7452 | 1186359.8212
238 | 2563485.5117 | 1186587.5007

## line_std_types
| c_nf_per_km | r_ohm_per_km | x_ohm_per_km | max_i_ka | type | q_mm2 | alpha | voltage_rating
NAYY 4x50 SE | 210 | 0.642 | 0.083 | 0.142 | cs | 50 | 0.00403 | LV
NAYY 4x120 SE | 264 | 0.225 | 0.08 | 0.242 | cs | 120 | 0.00403 | LV
NAYY 4x150 SE | 261 | 0.208 | 0.08 | 0.27 | cs | 150 | 0.00403 | LV
NA2XS2Y 1x95 RM/25 12/20 kV | 216 | 0.313 | 0.132 | 0.252 | cs | 95 | 0.00403 | MV
NA2XS2Y 1x185 RM/25 12/20 kV | 273 | 0.161 | 0.117 | 0.362 | cs | 185 | 0.00403 | MV
NA2XS2Y 1x240 RM/25 12/20 kV | 304 | 0.122 | 0.112 | 0.421 | cs | 240 | 0.00403 | MV
NA2XS2Y 1x95 RM/25 6/10 kV | 315 | 0.313 | 0.123 | 0.249 | cs | 95 | 0.00403 | MV
NA2XS2Y 1x185 RM/25 6/10 kV | 406 | 0.161 | 0.11 | 0.358 | cs | 185 | 0.00403 | MV
NA2XS2Y 1x240 RM/25 6/10 kV | 456 | 0.122 | 0.105 | 0.416 | cs | 240 | 0.00403 | MV
NA2XS2Y 1x150 RM/25 12/20 kV | 250 | 0.206 | 0.116 | 0.319 | cs | 150 | 0.00403 | MV
NA2XS2Y 1x120 RM/25 12/20 kV | 230 | 0.253 | 0.119 | 0.283 | cs | 120 | 0.00403 | MV
NA2XS2Y 1x70 RM/25 12/20 kV | 190 | 0.443 | 0.132 | 0.22 | cs | 70 | 0.00403 | MV
NA2XS2Y 1x150 RM/25 6/10 kV | 360 | 0.206 | 0.11 | 0.315 | cs | 150 | 0.00403 | MV
NA2XS2Y 1x120 RM/25 6/10 kV | 340 | 0.253 | 0.113 | 0.28 | cs | 120 | 0.00403 | MV
NA2XS2Y 1x70 RM/25 6/10 kV | 280 | 0.443 | 0.123 | 0.217 | cs | 70 | 0.00403 | MV
N2XS(FL)2Y 1x120 RM/35 64/110 kV | 112 | 0.153 | 0.166 | 0.366 | cs | 120 | 0.00393 | HV
N2XS(FL)2Y 1x185 RM/35 64/110 kV | 125 | 0.099 | 0.156 | 0.457 | cs | 185 | 0.00393 | HV
N2XS(FL)2Y 1x240 RM/35 64/110 kV | 135 | 0.075 | 0.149 | 0.526 | cs | 240 | 0.00393 | HV
N2XS(FL)2Y 1x300 RM/35 64/110 kV | 144 | 0.06 | 0.144 | 0.588 | cs | 300 | 0.00393 | HV
15-AL1/3-ST1A 0.4 | 11 | 1.8769 | 0.35 | 0.105 | ol | 16 | 0.00403 | LV
24-AL1/4-ST1A 0.4 | 11.25 | 1.2012 | 0.335 | 0.14 | ol | 24 | 0.00403 | LV
48-AL1/8-ST1A 0.4 | 12.2 | 0.5939 | 0.3 | 0.21 | ol | 48 | 0.00403 | LV
94-AL1/15-ST1A 0.4 | 13.2 | 0.306 | 0.29 | 0.35 | ol | 94 | 0.00403 | LV
34-AL1/6-ST1A 10.0 | 9.7 | 0.8342 | 0.36 | 0.17 | ol | 34 | 0.00403 | MV
48-AL1/8-ST1A 10.0 | 10.1 | 0.5939 | 0.35 | 0.21 | ol | 48 | 0.00403 | MV
70-AL1/11-ST1A 10.0 | 10.4 | 0.4132 | 0.339 | 0.29 | ol | 70 | 0.00403 | MV
94-AL1/15-ST1A 10.0 | 10.75 | 0.306 | 0.33 | 0.35 | ol | 94 | 0.00403 | MV
122-AL1/20-ST1A 10.0 | 11.1 | 0.2376 | 0.323 | 0.41 | ol | 122 | 0.00403 | MV
149-AL1/24-ST1A 10.0 | 11.25 | 0.194 | 0.315 | 0.47 | ol | 149 | 0.00403 | MV
34-AL1/6-ST1A 20.0 | 9.15 | 0.8342 | 0.382 | 0.17 | ol | 34 | 0.00403 | MV
48-AL1/8-ST1A 20.0 | 9.5 | 0.5939 | 0.372 | 0.21 | ol | 48 | 0.00403 | MV
70-AL1/11-ST1A 20.0 | 9.7 | 0.4132 | 0.36 | 0.29 | ol | 70 | 0.00403 | MV
94-AL1/15-ST1A 20.0 | 10 | 0.306 | 0.35 | 0.35 | ol | 94 | 0.00403 | MV
122-AL1/20-ST1A 20.0 | 10.3 | 0.2376 | 0.344 | 0.41 | ol | 122 | 0.00403 | MV
149-AL1/24-ST1A 20.0 | 10.5 | 0.194 | 0.337 | 0.47 | ol | 149 | 0.00403 | MV
184-AL1/30-ST1A 20.0 | 10.75 | 0.1571 | 0.33 | 0.535 | ol | 184 | 0.00403 | MV
243-AL1/39-ST1A 20.0 | 11 | 0.1188 | 0.32 | 0.645 | ol | 243 | 0.00403 | MV
48-AL1/8-ST1A 110.0 | 8 | 0.5939 | 0.46 | 0.21 | ol | 48 | 0.00403 | HV
70-AL1/11-ST1A 110.0 | 8.4 | 0.4132 | 0.45 | 0.29 | ol | 70 | 0.00403 | HV
94-AL1/15-ST1A 110.0 | 8.65 | 0.306 | 0.44 | 0.35 | ol | 94 | 0.00403 | HV
122-AL1/20-ST1A 110.0 | 8.5 | 0.2376 | 0.43 | 0.41 | ol | 122 | 0.00403 | HV
149-AL1/24-ST1A 110.0 | 8.75 | 0.194 | 0.41 | 0.47 | ol | 149 | 0.00403 | HV
184-AL1/30-ST1A 110.0 | 8.8 | 0.1571 | 0.4 | 0.535 | ol | 184 | 0.00403 | HV
243-AL1/39-ST1A 110.0 | 9 | 0.1188 | 0.39 | 0.645 | ol | 243 | 0.00403 | HV
305-AL1/39-ST1A 110.0 | 9.2 | 0.0949 | 0.38 | 0.74 | ol | 305 | 0.00403 | HV
490-AL1/64-ST1A 110.0 | 9.75 | 0.059 | 0.37 | 0.96 | ol | 490 | 0.00403 | HV
679-AL1/86-ST1A 110.0 | 9.95 | 0.042 | 0.36 | 1.15 | ol | 679 | 0.00403 | HV
490-AL1/64-ST1A 220.0 | 10 | 0.059 | 0.285 | 0.96 | ol | 490 | 0.00403 | HV
679-AL1/86-ST1A 220.0 | 11.7 | 0.042 | 0.275 | 1.15 | ol | 679 | 0.00403 | HV
490-AL1/64-ST1A 380.0 | 11 | 0.059 | 0.253 | 0.96 | ol | 490 | 0.00403 | HV
679-AL1/86-ST1A 380.0 | 14.6 | 0.042 | 0.25 | 1.15 | ol | 679 | 0.00403 | HV

## trafo_std_types
| i0_percent | pfe_kw | vkr_percent | sn_mva | vn_lv_kv | vn_hv_kv | vk_percent | shift_degree | vector_group | tap_side | tap_neutral | tap_min | tap_max | tap_step_degree | tap_step_percent | tap_phase_shifter
160 MVA 380/110 kV | 0.06 | 60 | 0.25 | 160 | 110 | 380 | 12.2 | 0 | Yy0 | hv | 0 | -9 | 9 | 0 | 1.5 | FALSE
100 MVA 220/110 kV | 0.06 | 55 | 0.26 | 100 | 110 | 220 | 12 | 0 | Yy0 | hv | 0 | -9 | 9 | 0 | 1.5 | FALSE
63 MVA 110/20 kV | 0.04 | 22 | 0.32 | 63 | 20 | 110 | 18 | 150 | YNd5 | hv | 0 | -9 | 9 | 0 | 1.5 | FALSE
40 MVA 110/20 kV | 0.05 | 18 | 0.34 | 40 | 20 | 110 | 16.2 | 150 | YNd5 | hv | 0 | -9 | 9 | 0 | 1.5 | FALSE
25 MVA 110/20 kV | 0.07 | 14 | 0.41 | 25 | 20 | 110 | 12 | 150 | YNd5 | hv | 0 | -9 | 9 | 0 | 1.5 | FALSE
63 MVA 110/10 kV | 0.04 | 22 | 0.32 | 63 | 10 | 110 | 18 | 150 | YNd5 | hv | 0 | -9 | 9 | 0 | 1.5 | FALSE
40 MVA 110/10 kV | 0.05 | 18 | 0.34 | 40 | 10 | 110 | 16.2 | 150 | YNd5 | hv | 0 | -9 | 9 | 0 | 1.5 | FALSE
25 MVA 110/10 kV | 0.07 | 14 | 0.41 | 25 | 10 | 110 | 12 | 150 | YNd5 | hv | 0 | -9 | 9 | 0 | 1.5 | FALSE
0.25 MVA 20/0.4 kV | 0.32 | 0.8 | 1.44 | 0.25 | 0.4 | 20 | 6 | 150 | Yzn5 | hv | 0 | -2 | 2 | 0 | 2.5 | FALSE
0.4 MVA 20/0.4 kV | 0.3375 | 1.35 | 1.425 | 0.4 | 0.4 | 20 | 6 | 150 | Dyn5 | hv | 0 | -2 | 2 | 0 | 2.5 | FALSE
0.63 MVA 20/0.4 kV | 0.2619 | 1.65 | 1.206 | 0.63 | 0.4 | 20 | 6 | 150 | Dyn5 | hv | 0 | -2 | 2 | 0 | 2.5 | FALSE
0.25 MVA 10/0.4 kV | 0.24 | 0.6 | 1.2 | 0.25 | 0.4 | 10 | 4 | 150 | Dyn5 | hv | 0 | -2 | 2 | 0 | 2.5 | FALSE
0.4 MVA 10/0.4 kV | 0.2375 | 0.95 | 1.325 | 0.4 | 0.4 | 10 | 4 | 150 | Dyn5 | hv | 0 | -2 | 2 | 0 | 2.5 | FALSE
0.63 MVA 10/0.4 kV | 0.1873 | 1.18 | 1.0794 | 0.63 | 0.4 | 10 | 4 | 150 | Dyn5 | hv | 0 | -2 | 2 | 0 | 2.5 | FALSE

## trafo3w_std_types
| sn_hv_mva | sn_mv_mva | sn_lv_mva | vn_hv_kv | vn_mv_kv | vn_lv_kv | vk_hv_percent | vk_mv_percent | vk_lv_percent | vkr_hv_percent | vkr_mv_percent | vkr_lv_percent | pfe_kw | i0_percent | shift_mv_degree | shift_lv_degree | vector_group | tap_side | tap_neutral | tap_min | tap_max | tap_step_percent
63/25/38 MVA 110/20/10 kV | 63 | 25 | 38 | 110 | 20 | 10 | 10.4 | 10.4 | 10.4 | 0.28 | 0.32 | 0.35 | 35 | 0.89 | 0 | 0 | YN0yn0yn0 | hv | 0 | -10 | 10 | 1.2
63/25/38 MVA 110/10/10 kV | 63 | 25 | 38 | 110 | 10 | 10 | 10.4 | 10.4 | 10.4 | 0.28 | 0.32 | 0.35 | 35 | 0.89 | 0 | 0 | YN0yn0yn0 | hv | 0 | -10 | 10 | 1.2

## fuse_std_types
| fuse_type | i_rated_a | t_avg | t_min | t_total | x_avg | x_min | x_total
HV 100A | HV 100A | 100 | 0 | [10.0, 3.64, 0.854, 0.281, 0.1, 0.0531, 0.022, 0.01] | [10.0, 4.267, 1.21, 0.403, 0.1, 0.058, 0.022, 0.01] | 0 | [300.0, 350.0, 450.0, 550.0, 700.0, 850.0, 1200.0, 1752.0] | [600.0, 700.0, 900.0, 1150.0, 1665.0, 2000.0, 3000.0, 4313.0]
HV 10A | HV 10A | 10 | 0 | [10.0, 1675.0, 0.344, 0.156, 0.1, 0.0417, 0.0171, 0.01] | [10.0, 1.3, 0.3, 0.155, 0.1, 0.0555, 0.023, 0.01] | 0 | [30.0, 32.0, 35.0, 37.0, 39.0, 50.0, 70.0, 88.0] | [60.0, 70.0, 80.0, 87.0, 94.0, 110.0, 150.0, 216.0]
HV 125A | HV 125A | 125 | 0 | [10.0, 1.82, 0.344, 0.1, 0.0467, 0.0269, 0.01] | [10.0, 2.478, 0.426, 0.1, 0.0427, 0.0211, 0.01] | 0 | [375.0, 500.0, 700.0, 925.0, 1200.0, 1500.0, 2341.0] | [750.0, 1000.0, 1500.0, 2200.0, 3000.0, 4000.0, 5765.0]
HV 160A | HV 160A | 160 | 0 | [10.0, 4.15, 1.03, 0.198, 0.1, 0.051, 0.0172, 0.01] | [10.0, 2.3, 0.734, 0.274, 0.1, 0.046, 0.0177, 0.01] | 0 | [480.0, 550.0, 700.0, 1000.0, 1260.0, 1600.0, 2500.0, 3227.0] | [960.0, 1300.0, 1700.0, 2200.0, 2996.0, 4000.0, 6000.0, 7946.0]
HV 16A | HV 16A | 16 | 0 | [10.0, 0.352, 0.164, 0.1, 0.0649, 0.0342, 0.01] | [10.0, 2.34, 0.722, 0.181, 0.1, 0.055, 0.0296, 0.01] | 0 | [48.0, 60.0, 65.0, 71.0, 80.0, 100.0, 162.0] | [96.0, 110.0, 125.0, 150.0, 168.0, 200.0, 250.0, 398.0]
HV 200A | HV 200A | 200 | 0 | [10.0, 4.267, 1.21, 0.403, 0.1, 0.058, 0.022, 0.01] | [10.0, 3.73, 1.654, 0.328, 0.1, 0.0531, 0.019, 0.01] | 0 | [600.0, 700.0, 900.0, 1150.0, 1665.0, 2000.0, 3000.0, 4313.0] | [1200.0, 1500.0, 1800.0, 2700.0, 3960.0, 5000.0, 7500.0, 10620.0]
HV 20A | HV 20A | 20 | 0 | [10.0, 1.3, 0.3, 0.155, 0.1, 0.0555, 0.023, 0.01] | [10.0, 1.3, 0.161, 0.1, 0.0611, 0.0399, 0.0141, 0.01] | 0 | [60.0, 70.0, 80.0, 87.0, 94.0, 110.0, 150.0, 216.0] | [120.0, 150.0, 200.0, 223.0, 260.0, 300.0, 450.0, 532.0]
HV 25A | HV 25A | 25 | 0 | [10.0, 2.512, 0.833, 0.299, 0.1, 0.0372, 0.0223, 0.01] | [10.0, 3.125, 0.597, 0.198, 0.1, 0.0378, 0.022, 0.01] | 0 | [75.0, 82.0, 90.0, 100.0, 124.0, 170.0, 200.0, 289.0] | [150.0, 170.0, 210.0, 250.0, 294.0, 400.0, 500.0, 711.0]
HV 31.5A | HV 31.5A | 31.5 | 0 | [10.0, 2.34, 0.722, 0.181, 0.1, 0.055, 0.0296, 0.01] | [10.0, 2.84, 0.368, 0.164, 0.1, 0.0621, 0.0378, 0.0195, 0.01] | 0 | [95.0, 110.0, 125.0, 150.0, 165.0, 200.0, 250.0, 390.0] | [189.0, 220.0, 300.0, 350.0, 393.0, 450.0, 530.0, 700.0, 960.0]
HV 40A | HV 40A | 40 | 0 | [10.0, 1.3, 0.161, 0.1, 0.0611, 0.0399, 0.0141, 0.01] | [10.0, 2.05, 0.369, 0.198, 0.1, 0.051, 0.0298, 0.01] | 0 | [120.0, 150.0, 200.0, 223.0, 260.0, 300.0, 450.0, 532.0] | [240.0, 300.0, 400.0, 450.0, 530.0, 650.0, 800.0, 1311.0]
HV 50A | HV 50A | 50 | 0 | [10.0, 3.215, 0.597, 0.198, 0.1, 0.0378, 0.022, 0.01] | [10.0, 3.64, 0.854, 0.281, 0.1, 0.0531, 0.022, 0.01] | 0 | [150.0, 170.0, 210.0, 250.0, 294.0, 400.0, 500.0, 711.0] | [300.0, 350.0, 450.0, 550.0, 700.0, 850.0, 1200.0, 1752.0]
HV 6.3A | HV 6.3A | 6.3 | 0 | [10.0, 1.39, 0.344, 0.168, 0.1, 0.056, 0.0263, 0.01] | [10.0, 1.711, 0.516, 0.198, 0.1, 0.0634, 0.0303, 0.01] | 0 | [19.0, 19.5, 20.4, 20.8, 22.0, 25.0, 32.0, 48.0] | [38.0, 40.0, 43.0, 48.0, 53.0, 60.0, 75.0, 118.0]
HV 63A | HV 63A | 63 | 0 | [10.0, 2.84, 0.368, 0.164, 0.1, 0.0621, 0.0378, 0.0195, 0.01] | [10.0, 1.82, 0.344, 0.1, 0.0467, 0.0269, 0.01] | 0 | [189.0, 220.0, 300.0, 350.0, 393.0, 450.0, 530.0, 700.0, 961.0] | [378.0, 500.0, 700.0, 934.0, 1200.0, 1500.0, 2366.0]
HV 80A | HV 80A | 80 | 0 | [10.0, 2.05, 0.369, 0.198, 0.1, 0.051, 0.0298, 0.01] | [10.0, 4.15, 1.03, 0.198, 0.1, 0.051, 0.0172, 0.01] | 0 | [240.0, 300.0, 400.0, 450.0, 530.0, 650.0, 800.0, 1311.0] | [480.0, 550.0, 700.0, 1000.0, 1260.0, 1600.0, 2500.0, 3227.0]
Siemens NH-1-100 | Siemens NH-1-100 | 100 | [5400.0, 2000.0, 400.0, 20.0, 1.0, 0.2, 0.012, 0.004] | 0 | 0 | [150.0, 190.0, 250.0, 430.0, 900.0, 1250.0, 2700.0, 3600.0] | 0 | 0
Siemens NH-1-125 | Siemens NH-1-125 | 125 | [4800.0, 120.0, 7.0, 0.1, 0.004] | 0 | 0 | [180.0, 400.0, 740.0, 2000.0, 4250.0] | 0 | 0
Siemens NH-1-16 | Siemens NH-1-16 | 16 | [4000.0, 400.0, 2.0, 0.1, 0.04, 0.01] | 0 | 0 | [26.0, 35.0, 75.0, 150.0, 200.0, 300.0] | 0 | 0
Siemens NH-1-160 | Siemens NH-1-160 | 160 | [4800.0, 120.0, 7.0, 0.1, 0.004] | 0 | 0 | [210.0, 500.0, 900.0, 2300.0, 5000.0] | 0 | 0
Siemens NH-1-25 | Siemens NH-1-25 | 25 | [4000.0, 1000.0, 10.0, 0.2, 0.02, 0.01] | 0 | 0 | [40.0, 50.0, 100.0, 210.0, 400.0, 500.0] | 0 | 0
Siemens NH-1-50 | Siemens NH-1-50 | 50 | [4000.0, 40.0, 4.0, 1.0, 0.02, 0.01] | 0 | 0 | [86.0, 200.0, 300.0, 400.0, 1000.0, 1280.0] | 0 | 0
Siemens NH-1-63 | Siemens NH-1-63 | 63 | [4000.0, 100.0, 10.0, 2.0, 0.04, 0.01] | 0 | 0 | [100.0, 200.0, 300.0, 400.0, 1000.0, 1500.0] | 0 | 0
Siemens NH-1-80 | Siemens NH-1-80 | 80 | [4800.0, 120.0, 7.0, 0.1, 0.01] | 0 | 0 | [150.58, 250.0, 450.0, 1150.0, 2470.0] | 0 | 0
Siemens NH-2-1000 | Siemens NH-2-1000 | 1000 | [4800.0, 120.0, 7.0, 0.1, 0.004] | 0 | 0 | [1900.0, 3500.0, 8400.0, 24000.0, 52000.0] | 0 | 0
Siemens NH-2-200 | Siemens NH-2-200 | 200 | [4800.0, 120.0, 7.0, 0.1, 0.004] | 0 | 0 | [280.0, 650.0, 1200.0, 3000.0, 7000.0] | 0 | 0
Siemens NH-2-224 | Siemens NH-2-224 | 224 | [4800.0, 120.0, 7.0, 0.2, 0.04, 0.004] | 0 | 0 | [400.0, 750.0, 1453.0, 3025.0, 4315.0, 7600.0] | 0 | 0
Siemens NH-2-250 | Siemens NH-2-250 | 250 | [4800.0, 120.0, 7.0, 0.1, 0.004] | 0 | 0 | [450.0, 800.0, 1650.0, 4000.0, 8500.0] | 0 | 0
Siemens NH-2-315 | Siemens NH-2-315 | 315 | [4800.0, 120.0, 7.0, 0.1, 0.004] | 0 | 0 | [550.0, 920.0, 1900.0, 5000.0, 11000.0] | 0 | 0
Siemens NH-2-355 | Siemens NH-2-355 | 355 | [4800.0, 120.0, 6.0, 0.1, 0.004] | 0 | 0 | [650.0, 1116.27, 2350.0, 5840.0, 12790.0] | 0 | 0
Siemens NH-2-400 | Siemens NH-2-400 | 400 | [4800.0, 120.0, 7.0, 0.1, 0.004] | 0 | 0 | [720.0, 1350.0, 2800.0, 6500.0, 15000.0] | 0 | 0
Siemens NH-2-425 | Siemens NH-2-425 | 425 | [4800.0, 120.0, 7.0, 0.1, 0.004] | 0 | 0 | [850.0, 1500.0, 3050.0, 7500.0, 16500.0] | 0 | 0
Siemens NH-2-630 | Siemens NH-2-630 | 630 | [4800.0, 120.0, 7.0, 0.1, 0.004] | 0 | 0 | [1200.0, 2000.0, 4800.0, 12000.0, 26000.0] | 0 | 0

## dtypes
| element | column | dtype
0 | bus | name | object
1 | bus | vn_kv | float64
2 | bus | type | object
3 | bus | zone | object
4 | bus | in_service | bool
5 | load | name | object
6 | load | bus | uint32
7 | load | p_mw | float64
8 | load | q_mvar | float64
9 | load | const_z_percent | float64
10 | load | const_i_percent | float64
11 | load | sn_mva | float64
12 | load | scaling | float64
13 | load | in_service | bool
14 | load | type | object
15 | ext_grid | name | object
16 | ext_grid | bus | uint32
17 | ext_grid | vm_pu | float64
18 | ext_grid | va_degree | float64
19 | ext_grid | slack_weight | float64
20 | ext_grid | in_service | bool
21 | line | name | object
22 | line | std_type | object
23 | line | from_bus | uint32
24 | line | to_bus | uint32
25 | line | length_km | float64
26 | line | r_ohm_per_km | float64
27 | line | x_ohm_per_km | float64
28 | line | c_nf_per_km | float64
29 | line | g_us_per_km | float64
30 | line | max_i_ka | float64
31 | line | df | float64
32 | line | parallel | uint32
33 | line | type | object
34 | line | in_service | bool
35 | trafo | name | object
36 | trafo | std_type | object
37 | trafo | hv_bus | uint32
38 | trafo | lv_bus | uint32
39 | trafo | sn_mva | float64
40 | trafo | vn_hv_kv | float64
41 | trafo | vn_lv_kv | float64
42 | trafo | vk_percent | float64
43 | trafo | vkr_percent | float64
44 | trafo | pfe_kw | float64
45 | trafo | i0_percent | float64
46 | trafo | shift_degree | float64
47 | trafo | tap_side | object
48 | trafo | tap_neutral | int32
49 | trafo | tap_min | int32
50 | trafo | tap_max | int32
51 | trafo | tap_step_percent | float64
52 | trafo | tap_step_degree | float64
53 | trafo | tap_pos | int32
54 | trafo | tap_phase_shifter | bool
55 | trafo | parallel | uint32
56 | trafo | df | float64
57 | trafo | in_service | bool
58 | line_geodata | coords | object
59 | bus_geodata | x | float64
60 | bus_geodata | y | float64
61 | bus_geodata | coords | object

## parameters
| version | format_version | converged | OPF_converged | name | f_hz | sn_mva
0 | 2.14.6 | 2.14.0 | FALSE | FALSE |  | 50 | 1