## bus
| name | vn_kv | type | zone | in_service
0 | bus_LV_5816-5_0_4_node_0 | 0.4 | n |  | TRUE
1 | bus_LV_5816-5_0_4_node_1 | 0.4 | n |  | TRUE
2 | bus_LV_5816-5_0_4_node_2 | 0.4 | n |  | TRUE
3 | bus_LV_5816-5_0_4_node_3 | 0.4 | n |  | TRUE
4 | bus_LV_5816-5_0_4_node_4 | 0.4 | n |  | TRUE
5 | bus_LV_5816-5_0_4_node_7 | 0.4 | n |  | TRUE
6 | bus_LV_5816-5_0_4_node_17 | 0.4 | n |  | TRUE
7 | bus_LV_5816-5_0_4_node_8 | 0.4 | n |  | TRUE
8 | bus_LV_5816-5_0_4_node_6 | 0.4 | n |  | TRUE
9 | bus_LV_5816-5_0_4_node_18 | 0.4 | n |  | TRUE
10 | bus_LV_5816-5_0_4_node_5 | 0.4 | n |  | TRUE
11 | bus_LV_5816-5_0_4_node_12 | 0.4 | n |  | TRUE
12 | bus_LV_5816-5_0_4_node_9 | 0.4 | n |  | TRUE
13 | bus_LV_5816-5_0_4_node_13 | 0.4 | n |  | TRUE
14 | bus_LV_5816-5_0_4_node_10 | 0.4 | n |  | TRUE
15 | bus_LV_5816-5_0_4_node_11 | 0.4 | n |  | TRUE
16 | bus_LV_5816-5_0_4_node_195 | 0.4 | n |  | TRUE
17 | bus_LV_5816-5_0_4_node_194 | 0.4 | n |  | TRUE
18 | bus_LV_5816-5_0_4_node_193 | 0.4 | n |  | TRUE
19 | bus_LV_5816-5_0_4_node_14 | 0.4 | n |  | TRUE
20 | bus_LV_5816-5_0_4_node_15 | 0.4 | n |  | TRUE
21 | bus_LV_5816-5_0_4_node_16 | 0.4 | n |  | TRUE
22 | bus_LV_5816-5_0_4_node_19 | 0.4 | n |  | TRUE
23 | bus_LV_5816-5_0_4_node_35 | 0.4 | n |  | TRUE
24 | bus_LV_5816-5_0_4_node_20 | 0.4 | n |  | TRUE
25 | bus_LV_5816-5_0_4_node_36 | 0.4 | n |  | TRUE
26 | bus_LV_5816-5_0_4_node_34 | 0.4 | n |  | TRUE
27 | bus_LV_5816-5_0_4_node_22 | 0.4 | n |  | TRUE
28 | bus_LV_5816-5_0_4_node_23 | 0.4 | n |  | TRUE
29 | bus_LV_5816-5_0_4_node_21 | 0.4 | n |  | TRUE
30 | bus_LV_5816-5_0_4_node_24 | 0.4 | n |  | TRUE
31 | bus_LV_5816-5_0_4_node_25 | 0.4 | n |  | TRUE
32 | bus_LV_5816-5_0_4_node_26 | 0.4 | n |  | TRUE
33 | bus_LV_5816-5_0_4_node_37 | 0.4 | n |  | TRUE
34 | bus_LV_5816-5_0_4_node_38 | 0.4 | n |  | TRUE
35 | bus_LV_5816-5_0_4_node_29 | 0.4 | n |  | TRUE
36 | bus_LV_5816-5_0_4_node_27 | 0.4 | n |  | TRUE
37 | bus_LV_5816-5_0_4_node_127 | 0.4 | n |  | TRUE
38 | bus_LV_5816-5_0_4_node_151 | 0.4 | n |  | TRUE
39 | bus_LV_5816-5_0_4_node_28 | 0.4 | n |  | TRUE
40 | bus_LV_5816-5_0_4_node_128 | 0.4 | n |  | TRUE
41 | bus_LV_5816-5_0_4_node_30 | 0.4 | n |  | TRUE
42 | bus_LV_5816-5_0_4_node_31 | 0.4 | n |  | TRUE
43 | bus_LV_5816-5_0_4_node_32 | 0.4 | n |  | TRUE
44 | bus_LV_5816-5_0_4_node_125 | 0.4 | n |  | TRUE
45 | bus_LV_5816-5_0_4_node_148 | 0.4 | n |  | TRUE
46 | bus_LV_5816-5_0_4_node_33 | 0.4 | n |  | TRUE
47 | bus_LV_5816-5_0_4_node_126 | 0.4 | n |  | TRUE
48 | bus_LV_5816-5_0_4_node_170 | 0.4 | n |  | TRUE
49 | bus_LV_5816-5_0_4_node_171 | 0.4 | n |  | TRUE
50 | bus_LV_5816-5_0_4_node_43 | 0.4 | n |  | TRUE
51 | bus_LV_5816-5_0_4_node_39 | 0.4 | n |  | TRUE
52 | bus_LV_5816-5_0_4_node_40 | 0.4 | n |  | TRUE
53 | bus_LV_5816-5_0_4_node_41 | 0.4 | n |  | TRUE
54 | bus_LV_5816-5_0_4_node_42 | 0.4 | n |  | TRUE
55 | bus_LV_5816-5_0_4_node_50 | 0.4 | n |  | TRUE
56 | bus_LV_5816-5_0_4_node_51 | 0.4 | n |  | TRUE
57 | bus_LV_5816-5_0_4_node_48 | 0.4 | n |  | TRUE
58 | bus_LV_5816-5_0_4_node_49 | 0.4 | n |  | TRUE
59 | bus_LV_5816-5_0_4_node_46 | 0.4 | n |  | TRUE
60 | bus_LV_5816-5_0_4_node_44 | 0.4 | n |  | TRUE
61 | bus_LV_5816-5_0_4_node_45 | 0.4 | n |  | TRUE
62 | bus_LV_5816-5_0_4_node_47 | 0.4 | n |  | TRUE
63 | bus_LV_5816-5_0_4_node_78 | 0.4 | n |  | TRUE
64 | bus_LV_5816-5_0_4_node_75 | 0.4 | n |  | TRUE
65 | bus_LV_5816-5_0_4_node_55 | 0.4 | n |  | TRUE
66 | bus_LV_5816-5_0_4_node_53 | 0.4 | n |  | TRUE
67 | bus_LV_5816-5_0_4_node_56 | 0.4 | n |  | TRUE
68 | bus_LV_5816-5_0_4_node_52 | 0.4 | n |  | TRUE
69 | bus_LV_5816-5_0_4_node_54 | 0.4 | n |  | TRUE
70 | bus_LV_5816-5_0_4_node_57 | 0.4 | n |  | TRUE
71 | bus_LV_5816-5_0_4_node_63 | 0.4 | n |  | TRUE
72 | bus_LV_5816-5_0_4_node_59 | 0.4 | n |  | TRUE
73 | bus_LV_5816-5_0_4_node_62 | 0.4 | n |  | TRUE
74 | bus_LV_5816-5_0_4_node_70 | 0.4 | n |  | TRUE
75 | bus_LV_5816-5_0_4_node_131 | 0.4 | n |  | TRUE
76 | bus_LV_5816-5_0_4_node_58 | 0.4 | n |  | TRUE
77 | bus_LV_5816-5_0_4_node_60 | 0.4 | n |  | TRUE
78 | bus_LV_5816-5_0_4_node_61 | 0.4 | n |  | TRUE
79 | bus_LV_5816-5_0_4_node_64 | 0.4 | n |  | TRUE
80 | bus_LV_5816-5_0_4_node_65 | 0.4 | n |  | TRUE
81 | bus_LV_5816-5_0_4_node_68 | 0.4 | n |  | TRUE
82 | bus_LV_5816-5_0_4_node_132 | 0.4 | n |  | TRUE
83 | bus_LV_5816-5_0_4_node_74 | 0.4 | n |  | TRUE
84 | bus_LV_5816-5_0_4_node_73 | 0.4 | n |  | TRUE
85 | bus_LV_5816-5_0_4_node_84 | 0.4 | n |  | TRUE
86 | bus_LV_5816-5_0_4_node_81 | 0.4 | n |  | TRUE
87 | bus_LV_5816-5_0_4_node_72 | 0.4 | n |  | TRUE
88 | bus_LV_5816-5_0_4_node_76 | 0.4 | n |  | TRUE
89 | bus_LV_5816-5_0_4_node_66 | 0.4 | n |  | TRUE
90 | bus_LV_5816-5_0_4_node_67 | 0.4 | n |  | TRUE
91 | bus_LV_5816-5_0_4_node_69 | 0.4 | n |  | TRUE
92 | bus_LV_5816-5_0_4_node_71 | 0.4 | n |  | TRUE
93 | bus_LV_5816-5_0_4_node_184 | 0.4 | n |  | TRUE
94 | bus_LV_5816-5_0_4_node_183 | 0.4 | n |  | TRUE
95 | bus_LV_5816-5_0_4_node_89 | 0.4 | n |  | TRUE
96 | bus_LV_5816-5_0_4_node_82 | 0.4 | n |  | TRUE
97 | bus_LV_5816-5_0_4_node_77 | 0.4 | n |  | TRUE
98 | bus_LV_5816-5_0_4_node_79 | 0.4 | n |  | TRUE
99 | bus_LV_5816-5_0_4_node_80 | 0.4 | n |  | TRUE
100 | bus_LV_5816-5_0_4_node_83 | 0.4 | n |  | TRUE
101 | bus_LV_5816-5_0_4_node_85 | 0.4 | n |  | TRUE
102 | bus_LV_5816-5_0_4_node_86 | 0.4 | n |  | TRUE
103 | bus_LV_5816-5_0_4_node_87 | 0.4 | n |  | TRUE
104 | bus_LV_5816-5_0_4_node_90 | 0.4 | n |  | TRUE
105 | bus_LV_5816-5_0_4_node_88 | 0.4 | n |  | TRUE
106 | bus_LV_5816-5_0_4_node_190 | 0.4 | n |  | TRUE
107 | bus_LV_5816-5_0_4_node_188 | 0.4 | n |  | TRUE
108 | bus_LV_5816-5_0_4_node_91 | 0.4 | n |  | TRUE
109 | bus_LV_5816-5_0_4_node_92 | 0.4 | n |  | TRUE
110 | bus_LV_5816-5_0_4_node_95 | 0.4 | n |  | TRUE
111 | bus_LV_5816-5_0_4_node_96 | 0.4 | n |  | TRUE
112 | bus_LV_5816-5_0_4_node_97 | 0.4 | n |  | TRUE
113 | bus_LV_5816-5_0_4_node_104 | 0.4 | n |  | TRUE
114 | bus_LV_5816-5_0_4_node_98 | 0.4 | n |  | TRUE
115 | bus_LV_5816-5_0_4_node_100 | 0.4 | n |  | TRUE
116 | bus_LV_5816-5_0_4_node_99 | 0.4 | n |  | TRUE
117 | bus_LV_5816-5_0_4_node_93 | 0.4 | n |  | TRUE
118 | bus_LV_5816-5_0_4_node_94 | 0.4 | n |  | TRUE
119 | bus_LV_5816-5_0_4_node_105 | 0.4 | n |  | TRUE
120 | bus_LV_5816-5_0_4_node_102 | 0.4 | n |  | TRUE
121 | bus_LV_5816-5_0_4_node_101 | 0.4 | n |  | TRUE
122 | bus_LV_5816-5_0_4_node_110 | 0.4 | n |  | TRUE
123 | bus_LV_5816-5_0_4_node_111 | 0.4 | n |  | TRUE
124 | bus_LV_5816-5_0_4_node_109 | 0.4 | n |  | TRUE
125 | bus_LV_5816-5_0_4_node_115 | 0.4 | n |  | TRUE
126 | bus_LV_5816-5_0_4_node_116 | 0.4 | n |  | TRUE
127 | bus_LV_5816-5_0_4_node_107 | 0.4 | n |  | TRUE
128 | bus_LV_5816-5_0_4_node_108 | 0.4 | n |  | TRUE
129 | bus_LV_5816-5_0_4_node_112 | 0.4 | n |  | TRUE
130 | bus_LV_5816-5_0_4_node_113 | 0.4 | n |  | TRUE
131 | bus_LV_5816-5_0_4_node_153 | 0.4 | n |  | TRUE
132 | bus_LV_5816-5_0_4_node_114 | 0.4 | n |  | TRUE
133 | bus_LV_5816-5_0_4_node_149 | 0.4 | n |  | TRUE
134 | bus_LV_5816-5_0_4_node_169 | 0.4 | n |  | TRUE
135 | bus_LV_5816-5_0_4_node_117 | 0.4 | n |  | TRUE
136 | bus_LV_5816-5_0_4_node_118 | 0.4 | n |  | TRUE
137 | bus_LV_5816-5_0_4_node_119 | 0.4 | n |  | TRUE
138 | bus_LV_5816-5_0_4_node_120 | 0.4 | n |  | TRUE
139 | bus_LV_5816-5_0_4_node_121 | 0.4 | n |  | TRUE
140 | bus_LV_5816-5_0_4_node_124 | 0.4 | n |  | TRUE
141 | bus_LV_5816-5_0_4_node_122 | 0.4 | n |  | TRUE
142 | bus_LV_5816-5_0_4_node_123 | 0.4 | n |  | TRUE
143 | bus_LV_5816-5_0_4_node_192 | 0.4 | n |  | TRUE
144 | bus_LV_5816-5_0_4_node_191 | 0.4 | n |  | TRUE
145 | bus_LV_5816-5_0_4_node_129 | 0.4 | n |  | TRUE
146 | bus_LV_5816-5_0_4_node_130 | 0.4 | n |  | TRUE
147 | bus_LV_5816-5_0_4_node_133 | 0.4 | n |  | TRUE
148 | bus_LV_5816-5_0_4_node_137 | 0.4 | n |  | TRUE
149 | bus_LV_5816-5_0_4_node_134 | 0.4 | n |  | TRUE
150 | bus_LV_5816-5_0_4_node_135 | 0.4 | n |  | TRUE
151 | bus_LV_5816-5_0_4_node_136 | 0.4 | n |  | TRUE
152 | bus_LV_5816-5_0_4_node_144 | 0.4 | n |  | TRUE
153 | bus_LV_5816-5_0_4_node_145 | 0.4 | n |  | TRUE
154 | bus_LV_5816-5_0_4_node_143 | 0.4 | n |  | TRUE
155 | bus_LV_5816-5_0_4_node_172 | 0.4 | n |  | TRUE
156 | bus_LV_5816-5_0_4_node_141 | 0.4 | n |  | TRUE
157 | bus_LV_5816-5_0_4_node_138 | 0.4 | n |  | TRUE
158 | bus_LV_5816-5_0_4_node_139 | 0.4 | n |  | TRUE
159 | bus_LV_5816-5_0_4_node_140 | 0.4 | n |  | TRUE
160 | bus_LV_5816-5_0_4_node_142 | 0.4 | n |  | TRUE
161 | bus_LV_5816-5_0_4_node_146 | 0.4 | n |  | TRUE
162 | bus_LV_5816-5_0_4_node_147 | 0.4 | n |  | TRUE
163 | bus_LV_5816-5_0_4_node_173 | 0.4 | n |  | TRUE
164 | bus_LV_5816-5_0_4_node_150 | 0.4 | n |  | TRUE
165 | bus_LV_5816-5_0_4_node_154 | 0.4 | n |  | TRUE
166 | bus_LV_5816-5_0_4_node_155 | 0.4 | n |  | TRUE
167 | bus_LV_5816-5_0_4_node_156 | 0.4 | n |  | TRUE
168 | bus_LV_5816-5_0_4_node_157 | 0.4 | n |  | TRUE
169 | bus_LV_5816-5_0_4_node_158 | 0.4 | n |  | TRUE
170 | bus_LV_5816-5_0_4_node_159 | 0.4 | n |  | TRUE
171 | bus_LV_5816-5_0_4_node_163 | 0.4 | n |  | TRUE
172 | bus_LV_5816-5_0_4_node_160 | 0.4 | n |  | TRUE
173 | bus_LV_5816-5_0_4_node_165 | 0.4 | n |  | TRUE
174 | bus_LV_5816-5_0_4_node_161 | 0.4 | n |  | TRUE
175 | bus_LV_5816-5_0_4_node_162 | 0.4 | n |  | TRUE
176 | bus_LV_5816-5_0_4_node_164 | 0.4 | n |  | TRUE
177 | bus_LV_5816-5_0_4_node_166 | 0.4 | n |  | TRUE
178 | bus_LV_5816-5_0_4_node_167 | 0.4 | n |  | TRUE
179 | bus_LV_5816-5_0_4_node_168 | 0.4 | n |  | TRUE
180 | bus_LV_5816-5_0_4_node_174 | 0.4 | n |  | TRUE
181 | bus_LV_5816-5_0_4_node_175 | 0.4 | n |  | TRUE
182 | bus_LV_5816-5_0_4_node_176 | 0.4 | n |  | TRUE
183 | bus_LV_5816-5_0_4_node_177 | 0.4 | n |  | TRUE
184 | bus_LV_5816-5_0_4_node_178 | 0.4 | n |  | TRUE
185 | bus_LV_5816-5_0_4_node_180 | 0.4 | n |  | TRUE
186 | bus_LV_5816-5_0_4_node_181 | 0.4 | n |  | TRUE
187 | bus_LV_5816-5_0_4_node_182 | 0.4 | n |  | TRUE
188 | bus_LV_5816-5_0_4_node_186 | 0.4 | n |  | TRUE
189 | bus_LV_5816-5_0_4_node_187 | 0.4 | n |  | TRUE
190 | bus_LV_5816-5_0_4_node_185 | 0.4 | n |  | TRUE
191 | bus_LV_5816-5_0_4_node_189 | 0.4 | n |  | TRUE
192 | bus_MV_477_0_node_77 | 20 | n |  | TRUE

## load
| name | bus | p_mw | q_mvar | const_z_percent | const_i_percent | sn_mva | scaling | in_service | type
0 | LV_5816-5_0_4_load_0 | 0 | 0.0012922 | 0.00032386 | 0 | 0 |  | 1 | TRUE | wye
1 | LV_5816-5_0_4_load_1 | 1 | 0.0012895 | 0.00032317 | 0 | 0 |  | 1 | TRUE | wye
2 | LV_5816-5_0_4_load_3 | 3 | 0.0019131 | 0.00047946 | 0 | 0 |  | 1 | TRUE | wye
3 | LV_5816-5_0_4_load_4 | 4 | 0.0016997 | 0.00042598 | 0 | 0 |  | 1 | TRUE | wye
4 | LV_5816-5_0_4_load_17 | 6 | 0.0012602 | 0.00031585 | 0 | 0 |  | 1 | TRUE | wye
5 | LV_5816-5_0_4_load_6 | 8 | 0.0013867 | 0.00034755 | 0 | 0 |  | 1 | TRUE | wye
6 | LV_5816-5_0_4_load_18 | 9 | 0.0013179 | 0.00033029 | 0 | 0 |  | 1 | TRUE | wye
7 | LV_5816-5_0_4_load_5 | 10 | 0.00053662 | 0.00013449 | 0 | 0 |  | 1 | TRUE | wye
8 | LV_5816-5_0_4_load_12 | 11 | 0.0012519 | 0.00031374 | 0 | 0 |  | 1 | TRUE | wye
9 | LV_5816-5_0_4_load_9 | 12 | 0.0049612 | 0.0012434 | 0 | 0 |  | 1 | TRUE | wye
10 | LV_5816-5_0_4_load_13 | 13 | 0.0011035 | 0.00027656 | 0 | 0 |  | 1 | TRUE | wye
11 | LV_5816-5_0_4_load_10 | 14 | 0.0023806 | 0.00059664 | 0 | 0 |  | 1 | TRUE | wye
12 | LV_5816-5_0_4_load_195 | 16 | 0.0012599 | 0.00031577 | 0 | 0 |  | 1 | TRUE | wye
13 | LV_5816-5_0_4_load_194 | 17 | 0.0025896 | 0.00064903 | 0 | 0 |  | 1 | TRUE | wye
14 | LV_5816-5_0_4_load_193 | 18 | 0.0022529 | 0.00056464 | 0 | 0 |  | 1 | TRUE | wye
15 | LV_5816-5_0_4_load_15 | 20 | 0.0019954 | 0.00050009 | 0 | 0 |  | 1 | TRUE | wye
16 | LV_5816-5_0_4_load_16 | 21 | 0.0033916 | 0.00085001 | 0 | 0 |  | 1 | TRUE | wye
17 | LV_5816-5_0_4_load_19 | 22 | 0.0029202 | 0.00073187 | 0 | 0 |  | 1 | TRUE | wye
18 | LV_5816-5_0_4_load_20 | 24 | 0.0016741 | 0.00041958 | 0 | 0 |  | 1 | TRUE | wye
19 | LV_5816-5_0_4_load_36 | 25 | 0.0018882 | 0.00047323 | 0 | 0 |  | 1 | TRUE | wye
20 | LV_5816-5_0_4_load_34 | 26 | 0.0021068 | 0.00052801 | 0 | 0 |  | 1 | TRUE | wye
21 | LV_5816-5_0_4_load_22 | 27 | 0.0012894 | 0.00032316 | 0 | 0 |  | 1 | TRUE | wye
22 | LV_5816-5_0_4_load_23 | 28 | 0.002917 | 0.00073107 | 0 | 0 |  | 1 | TRUE | wye
23 | LV_5816-5_0_4_load_21 | 29 | 0.0019973 | 0.00050056 | 0 | 0 |  | 1 | TRUE | wye
24 | LV_5816-5_0_4_load_26 | 32 | 0.0024993 | 0.00062638 | 0 | 0 |  | 1 | TRUE | wye
25 | LV_5816-5_0_4_load_37 | 33 | 0.001708 | 0.00042806 | 0 | 0 |  | 1 | TRUE | wye
26 | LV_5816-5_0_4_load_29 | 35 | 0.0037589 | 0.00094206 | 0 | 0 |  | 1 | TRUE | wye
27 | LV_5816-5_0_4_load_27 | 36 | 0.0028242 | 0.00070782 | 0 | 0 |  | 1 | TRUE | wye
28 | LV_5816-5_0_4_load_127 | 37 | 0.0022822 | 0.00057196 | 0 | 0 |  | 1 | TRUE | wye
29 | LV_5816-5_0_4_load_151 | 38 | 0.0020376 | 0.00051067 | 0 | 0 |  | 1 | TRUE | wye
30 | LV_5816-5_0_4_load_128 | 40 | 0.0028264 | 0.00070837 | 0 | 0 |  | 1 | TRUE | wye
31 | LV_5816-5_0_4_load_30 | 41 | 0.0019664 | 0.00049283 | 0 | 0 |  | 1 | TRUE | wye
32 | LV_5816-5_0_4_load_31 | 42 | 0.003286 | 0.00082354 | 0 | 0 |  | 1 | TRUE | wye
33 | LV_5816-5_0_4_load_125 | 44 | 0.0018146 | 0.00045477 | 0 | 0 |  | 1 | TRUE | wye
34 | LV_5816-5_0_4_load_33 | 46 | 0.0018846 | 0.00047233 | 0 | 0 |  | 1 | TRUE | wye
35 | LV_5816-5_0_4_load_126 | 47 | 0.0021163 | 0.00053041 | 0 | 0 |  | 1 | TRUE | wye
36 | LV_5816-5_0_4_load_171 | 49 | 0.00095393 | 0.00023908 | 0 | 0 |  | 1 | TRUE | wye
37 | LV_5816-5_0_4_load_43 | 50 | 0.0014036 | 0.00035177 | 0 | 0 |  | 1 | TRUE | wye
38 | LV_5816-5_0_4_load_39 | 51 | 0.0017105 | 0.00042869 | 0 | 0 |  | 1 | TRUE | wye
39 | LV_5816-5_0_4_load_40 | 52 | 0.0021627 | 0.00054203 | 0 | 0 |  | 1 | TRUE | wye
40 | LV_5816-5_0_4_load_41 | 53 | 0.0018088 | 0.00045333 | 0 | 0 |  | 1 | TRUE | wye
41 | LV_5816-5_0_4_load_42 | 54 | 0.0026559 | 0.00066563 | 0 | 0 |  | 1 | TRUE | wye
42 | LV_5816-5_0_4_load_50 | 55 | 0.0023593 | 0.0005913 | 0 | 0 |  | 1 | TRUE | wye
43 | LV_5816-5_0_4_load_49 | 58 | 0.0033452 | 0.0008384 | 0 | 0 |  | 1 | TRUE | wye
44 | LV_5816-5_0_4_load_46 | 59 | 0.00074282 | 0.00018617 | 0 | 0 |  | 1 | TRUE | wye
45 | LV_5816-5_0_4_load_44 | 60 | 0.0039776 | 0.00099688 | 0 | 0 |  | 1 | TRUE | wye
46 | LV_5816-5_0_4_load_45 | 61 | 0.0021514 | 0.0005392 | 0 | 0 |  | 1 | TRUE | wye
47 | LV_5816-5_0_4_load_47 | 62 | 0.0026359 | 0.00066062 | 0 | 0 |  | 1 | TRUE | wye
48 | LV_5816-5_0_4_load_78 | 63 | 0.00086814 | 0.00021758 | 0 | 0 |  | 1 | TRUE | wye
49 | LV_5816-5_0_4_load_75 | 64 | 0.0011589 | 0.00029046 | 0 | 0 |  | 1 | TRUE | wye
50 | LV_5816-5_0_4_load_55 | 65 | 0.002553 | 0.00063984 | 0 | 0 |  | 1 | TRUE | wye
51 | LV_5816-5_0_4_load_53 | 66 | 0.0022802 | 0.00057146 | 0 | 0 |  | 1 | TRUE | wye
52 | LV_5816-5_0_4_load_56 | 67 | 0.0025144 | 0.00063018 | 0 | 0 |  | 1 | TRUE | wye
53 | LV_5816-5_0_4_load_52 | 68 | 0.0026238 | 0.00065759 | 0 | 0 |  | 1 | TRUE | wye
54 | LV_5816-5_0_4_load_54 | 69 | 0.001728 | 0.00043309 | 0 | 0 |  | 1 | TRUE | wye
55 | LV_5816-5_0_4_load_63 | 71 | 0.0018428 | 0.00046184 | 0 | 0 |  | 1 | TRUE | wye
56 | LV_5816-5_0_4_load_59 | 72 | 0.0020419 | 0.00051175 | 0 | 0 |  | 1 | TRUE | wye
57 | LV_5816-5_0_4_load_62 | 73 | 0.0018485 | 0.00046328 | 0 | 0 |  | 1 | TRUE | wye
58 | LV_5816-5_0_4_load_70 | 74 | 0.0035583 | 0.0008918 | 0 | 0 |  | 1 | TRUE | wye
59 | LV_5816-5_0_4_load_131 | 75 | 0.0018171 | 0.00045541 | 0 | 0 |  | 1 | TRUE | wye
60 | LV_5816-5_0_4_load_58 | 76 | 0.0016888 | 0.00042326 | 0 | 0 |  | 1 | TRUE | wye
61 | LV_5816-5_0_4_load_60 | 77 | 0.0015777 | 0.0003954 | 0 | 0 |  | 1 | TRUE | wye
62 | LV_5816-5_0_4_load_61 | 78 | 0.0012072 | 0.00030256 | 0 | 0 |  | 1 | TRUE | wye
63 | LV_5816-5_0_4_load_64 | 79 | 0.0020085 | 0.00050337 | 0 | 0 |  | 1 | TRUE | wye
64 | LV_5816-5_0_4_load_132 | 82 | 0.0026107 | 0.0006543 | 0 | 0 |  | 1 | TRUE | wye
65 | LV_5816-5_0_4_load_74 | 83 | 0.001935 | 0.00048494 | 0 | 0 |  | 1 | TRUE | wye
66 | LV_5816-5_0_4_load_84 | 85 | 0.0012424 | 0.00031137 | 0 | 0 |  | 1 | TRUE | wye
67 | LV_5816-5_0_4_load_81 | 86 | 0.0022025 | 0.000552 | 0 | 0 |  | 1 | TRUE | wye
68 | LV_5816-5_0_4_load_72 | 87 | 0.0034623 | 0.00086773 | 0 | 0 |  | 1 | TRUE | wye
69 | LV_5816-5_0_4_load_76 | 88 | 0.0029044 | 0.00072792 | 0 | 0 |  | 1 | TRUE | wye
70 | LV_5816-5_0_4_load_66 | 89 | 0.0025641 | 0.00064263 | 0 | 0 |  | 1 | TRUE | wye
71 | LV_5816-5_0_4_load_67 | 90 | 0.0029968 | 0.00075106 | 0 | 0 |  | 1 | TRUE | wye
72 | LV_5816-5_0_4_load_69 | 91 | 0.0038152 | 0.00095617 | 0 | 0 |  | 1 | TRUE | wye
73 | LV_5816-5_0_4_load_71 | 92 | 0.0021995 | 0.00055124 | 0 | 0 |  | 1 | TRUE | wye
74 | LV_5816-5_0_4_load_184 | 93 | 0.0043237 | 0.0010836 | 0 | 0 |  | 1 | TRUE | wye
75 | LV_5816-5_0_4_load_82 | 96 | 0.0033614 | 0.00084244 | 0 | 0 |  | 1 | TRUE | wye
76 | LV_5816-5_0_4_load_77 | 97 | 0.0028559 | 0.00071575 | 0 | 0 |  | 1 | TRUE | wye
77 | LV_5816-5_0_4_load_80 | 99 | 0.0022022 | 0.00055193 | 0 | 0 |  | 1 | TRUE | wye
78 | LV_5816-5_0_4_load_83 | 100 | 0.0018262 | 0.00045769 | 0 | 0 |  | 1 | TRUE | wye
79 | LV_5816-5_0_4_load_86 | 102 | 0.0026255 | 0.00065801 | 0 | 0 |  | 1 | TRUE | wye
80 | LV_5816-5_0_4_load_87 | 103 | 0.00283 | 0.00070928 | 0 | 0 |  | 1 | TRUE | wye
81 | LV_5816-5_0_4_load_90 | 104 | 0.0032404 | 0.00081211 | 0 | 0 |  | 1 | TRUE | wye
82 | LV_5816-5_0_4_load_88 | 105 | 0.0053102 | 0.0013309 | 0 | 0 |  | 1 | TRUE | wye
83 | LV_5816-5_0_4_load_190 | 106 | 0.0037807 | 0.00094753 | 0 | 0 |  | 1 | TRUE | wye
84 | LV_5816-5_0_4_load_188 | 107 | 0.0031176 | 0.00078135 | 0 | 0 |  | 1 | TRUE | wye
85 | LV_5816-5_0_4_load_91 | 108 | 0.0011407 | 0.0002859 | 0 | 0 |  | 1 | TRUE | wye
86 | LV_5816-5_0_4_load_96 | 111 | 0.00049221 | 0.00012336 | 0 | 0 |  | 1 | TRUE | wye
87 | LV_5816-5_0_4_load_104 | 113 | 0.00096326 | 0.00024142 | 0 | 0 |  | 1 | TRUE | wye
88 | LV_5816-5_0_4_load_98 | 114 | 0.0012664 | 0.00031738 | 0 | 0 |  | 1 | TRUE | wye
89 | LV_5816-5_0_4_load_99 | 116 | 0.0038707 | 0.00097008 | 0 | 0 |  | 1 | TRUE | wye
90 | LV_5816-5_0_4_load_93 | 117 | 0.00071552 | 0.00017933 | 0 | 0 |  | 1 | TRUE | wye
91 | LV_5816-5_0_4_load_94 | 118 | 0.0010191 | 0.00025541 | 0 | 0 |  | 1 | TRUE | wye
92 | LV_5816-5_0_4_load_101 | 121 | 0.0013901 | 0.00034838 | 0 | 0 |  | 1 | TRUE | wye
93 | LV_5816-5_0_4_load_109 | 124 | 0.003489 | 0.00087444 | 0 | 0 |  | 1 | TRUE | wye
94 | LV_5816-5_0_4_load_115 | 125 | 0.0016769 | 0.00042026 | 0 | 0 |  | 1 | TRUE | wye
95 | LV_5816-5_0_4_load_107 | 127 | 0.0010754 | 0.00026952 | 0 | 0 |  | 1 | TRUE | wye
96 | LV_5816-5_0_4_load_112 | 129 | 0.0017268 | 0.00043279 | 0 | 0 |  | 1 | TRUE | wye
97 | LV_5816-5_0_4_load_153 | 131 | 0.0010047 | 0.0002518 | 0 | 0 |  | 1 | TRUE | wye
98 | LV_5816-5_0_4_load_114 | 132 | 0.0019515 | 0.00048908 | 0 | 0 |  | 1 | TRUE | wye
99 | LV_5816-5_0_4_load_149 | 133 | 0.0010997 | 0.0002756 | 0 | 0 |  | 1 | TRUE | wye
100 | LV_5816-5_0_4_load_117 | 135 | 0.00028371 | 7.1103e-05 | 0 | 0 |  | 1 | TRUE | wye
101 | LV_5816-5_0_4_load_118 | 136 | 0.00061935 | 0.00015522 | 0 | 0 |  | 1 | TRUE | wye
102 | LV_5816-5_0_4_load_119 | 137 | 0.00079024 | 0.00019805 | 0 | 0 |  | 1 | TRUE | wye
103 | LV_5816-5_0_4_load_120 | 138 | 0.00034155 | 8.5601e-05 | 0 | 0 |  | 1 | TRUE | wye
104 | LV_5816-5_0_4_load_122 | 141 | 0.00015821 | 3.9651e-05 | 0 | 0 |  | 1 | TRUE | wye
105 | LV_5816-5_0_4_load_123 | 142 | 0.0020809 | 0.00052151 | 0 | 0 |  | 1 | TRUE | wye
106 | LV_5816-5_0_4_load_192 | 143 | 0.00030113 | 7.5469e-05 | 0 | 0 |  | 1 | TRUE | wye
107 | LV_5816-5_0_4_load_191 | 144 | 0.00071197 | 0.00017844 | 0 | 0 |  | 1 | TRUE | wye
108 | LV_5816-5_0_4_load_129 | 145 | 0.0026362 | 0.00066071 | 0 | 0 |  | 1 | TRUE | wye
109 | LV_5816-5_0_4_load_130 | 146 | 0.0024964 | 0.00062566 | 0 | 0 |  | 1 | TRUE | wye
110 | LV_5816-5_0_4_load_137 | 148 | 0.0016936 | 0.00042447 | 0 | 0 |  | 1 | TRUE | wye
111 | LV_5816-5_0_4_load_134 | 149 | 0.0017561 | 0.00044012 | 0 | 0 |  | 1 | TRUE | wye
112 | LV_5816-5_0_4_load_135 | 150 | 0.0020789 | 0.00052103 | 0 | 0 |  | 1 | TRUE | wye
113 | LV_5816-5_0_4_load_144 | 152 | 0.0030785 | 0.00077154 | 0 | 0 |  | 1 | TRUE | wye
114 | LV_5816-5_0_4_load_145 | 153 | 0.0016293 | 0.00040833 | 0 | 0 |  | 1 | TRUE | wye
115 | LV_5816-5_0_4_load_143 | 154 | 0.001416 | 0.00035487 | 0 | 0 |  | 1 | TRUE | wye
116 | LV_5816-5_0_4_load_172 | 155 | 0.0029246 | 0.00073297 | 0 | 0 |  | 1 | TRUE | wye
117 | LV_5816-5_0_4_load_141 | 156 | 0.0029085 | 0.00072894 | 0 | 0 |  | 1 | TRUE | wye
118 | LV_5816-5_0_4_load_138 | 157 | 0.0011342 | 0.00028427 | 0 | 0 |  | 1 | TRUE | wye
119 | LV_5816-5_0_4_load_139 | 158 | 0.00065109 | 0.00016318 | 0 | 0 |  | 1 | TRUE | wye
120 | LV_5816-5_0_4_load_140 | 159 | 0.0017815 | 0.00044648 | 0 | 0 |  | 1 | TRUE | wye
121 | LV_5816-5_0_4_load_142 | 160 | 0.0024488 | 0.00061373 | 0 | 0 |  | 1 | TRUE | wye
122 | LV_5816-5_0_4_load_146 | 161 | 0.0011789 | 0.00029545 | 0 | 0 |  | 1 | TRUE | wye
123 | LV_5816-5_0_4_load_147 | 162 | 0.0020779 | 0.00052076 | 0 | 0 |  | 1 | TRUE | wye
124 | LV_5816-5_0_4_load_173 | 163 | 0.0048628 | 0.0012187 | 0 | 0 |  | 1 | TRUE | wye
125 | LV_5816-5_0_4_load_150 | 164 | 0.0010655 | 0.00026703 | 0 | 0 |  | 1 | TRUE | wye
126 | LV_5816-5_0_4_load_154 | 165 | 0.0019201 | 0.00048122 | 0 | 0 |  | 1 | TRUE | wye
127 | LV_5816-5_0_4_load_155 | 166 | 0.00073981 | 0.00018541 | 0 | 0 |  | 1 | TRUE | wye
128 | LV_5816-5_0_4_load_156 | 167 | 0.0010265 | 0.00025726 | 0 | 0 |  | 1 | TRUE | wye
129 | LV_5816-5_0_4_load_157 | 168 | 0.0012684 | 0.00031788 | 0 | 0 |  | 1 | TRUE | wye
130 | LV_5816-5_0_4_load_158 | 169 | 0.0020671 | 0.00051806 | 0 | 0 |  | 1 | TRUE | wye
131 | LV_5816-5_0_4_load_163 | 171 | 0.0014601 | 0.00036594 | 0 | 0 |  | 1 | TRUE | wye
132 | LV_5816-5_0_4_load_160 | 172 | 0.0014665 | 0.00036754 | 0 | 0 |  | 1 | TRUE | wye
133 | LV_5816-5_0_4_load_165 | 173 | 0.0026967 | 0.00067585 | 0 | 0 |  | 1 | TRUE | wye
134 | LV_5816-5_0_4_load_161 | 174 | 0.0004826 | 0.00012095 | 0 | 0 |  | 1 | TRUE | wye
135 | LV_5816-5_0_4_load_162 | 175 | 0.0016615 | 0.0004164 | 0 | 0 |  | 1 | TRUE | wye
136 | LV_5816-5_0_4_load_164 | 176 | 0.0012622 | 0.00031633 | 0 | 0 |  | 1 | TRUE | wye
137 | LV_5816-5_0_4_load_167 | 178 | 0.00037791 | 9.4713e-05 | 0 | 0 |  | 1 | TRUE | wye
138 | LV_5816-5_0_4_load_168 | 179 | 0.00038268 | 9.5909e-05 | 0 | 0 |  | 1 | TRUE | wye
139 | LV_5816-5_0_4_load_175 | 181 | 0.0016547 | 0.00041471 | 0 | 0 |  | 1 | TRUE | wye
140 | LV_5816-5_0_4_load_176 | 182 | 0.0016216 | 0.00040641 | 0 | 0 |  | 1 | TRUE | wye
141 | LV_5816-5_0_4_load_177 | 183 | 0.0010589 | 0.00026539 | 0 | 0 |  | 1 | TRUE | wye
142 | LV_5816-5_0_4_load_178 | 184 | 0.0011861 | 0.00029726 | 0 | 0 |  | 1 | TRUE | wye
143 | LV_5816-5_0_4_load_180 | 185 | 0.00086079 | 0.00021573 | 0 | 0 |  | 1 | TRUE | wye
144 | LV_5816-5_0_4_load_182 | 187 | 0.0012338 | 0.00030922 | 0 | 0 |  | 1 | TRUE | wye
145 | LV_5816-5_0_4_load_187 | 189 | 0.0027633 | 0.00069255 | 0 | 0 |  | 1 | TRUE | wye
146 | LV_5816-5_0_4_load_185 | 190 | 0.0012323 | 0.00030885 | 0 | 0 |  | 1 | TRUE | wye
147 | LV_5816-5_0_4_load_189 | 191 | 0.0018121 | 0.00045415 | 0 | 0 |  | 1 | TRUE | wye

## ext_grid
| name | bus | vm_pu | va_degree | slack_weight | in_service
0 |  | 37 | 1 | 0 | 1 | TRUE

## line
| name | std_type | from_bus | to_bus | length_km | r_ohm_per_km | x_ohm_per_km | c_nf_per_km | g_us_per_km | max_i_ka | df | parallel | type | in_service
0 | LV_5816-5_0_4_line_0 |  | 0 | 1 | 0.027296 | 0.125 | 0.08 | 261 | 0 | 0.364 | 1 | 1 | cs | TRUE
1 | LV_5816-5_0_4_line_1 |  | 1 | 2 | 0.019824 | 0.125 | 0.08 | 261 | 0 | 0.364 | 1 | 1 | cs | TRUE
2 | LV_5816-5_0_4_line_2 |  | 2 | 3 | 0.039354 | 0.125 | 0.08 | 261 | 0 | 0.364 | 1 | 1 | cs | TRUE
3 | LV_5816-5_0_4_line_3 |  | 2 | 4 | 0.01963 | 0.125 | 0.08 | 261 | 0 | 0.364 | 1 | 1 | cs | TRUE
4 | LV_5816-5_0_4_line_4 |  | 3 | 5 | 0.0046633 | 0.125 | 0.08 | 261 | 0 | 0.364 | 1 | 1 | cs | TRUE
5 | LV_5816-5_0_4_line_5 |  | 4 | 6 | 0.03237 | 0.125 | 0.08 | 261 | 0 | 0.364 | 1 | 1 | cs | TRUE
6 | LV_5816-5_0_4_line_6 |  | 5 | 7 | 0.014813 | 0.125 | 0.08 | 261 | 0 | 0.364 | 1 | 1 | cs | TRUE
7 | LV_5816-5_0_4_line_7 |  | 5 | 8 | 0.015794 | 0.125 | 0.08 | 261 | 0 | 0.364 | 1 | 1 | cs | TRUE
8 | LV_5816-5_0_4_line_8 |  | 6 | 9 | 0.026518 | 0.125 | 0.08 | 261 | 0 | 0.364 | 1 | 1 | cs | TRUE
9 | LV_5816-5_0_4_line_9 |  | 7 | 11 | 0.039061 | 0.125 | 0.08 | 261 | 0 | 0.364 | 1 | 1 | cs | TRUE
10 | LV_5816-5_0_4_line_10 |  | 7 | 12 | 0.033209 | 0.125 | 0.08 | 261 | 0 | 0.364 | 1 | 1 | cs | TRUE
11 | LV_5816-5_0_4_line_11 |  | 8 | 10 | 0.0131 | 0.125 | 0.08 | 261 | 0 | 0.364 | 1 | 1 | cs | TRUE
12 | LV_5816-5_0_4_line_12 |  | 9 | 27 | 0.029161 | 0.125 | 0.08 | 261 | 0 | 0.364 | 1 | 1 | cs | TRUE
13 | LV_5816-5_0_4_line_13 |  | 11 | 13 | 0.0050933 | 0.125 | 0.08 | 261 | 0 | 0.364 | 1 | 1 | cs | TRUE
14 | LV_5816-5_0_4_line_14 |  | 12 | 14 | 0.039723 | 0.125 | 0.08 | 261 | 0 | 0.364 | 1 | 1 | cs | TRUE
15 | LV_5816-5_0_4_line_15 |  | 13 | 19 | 0.021402 | 0.125 | 0.08 | 261 | 0 | 0.364 | 1 | 1 | cs | TRUE
16 | LV_5816-5_0_4_line_16 |  | 14 | 15 | 0.0090707 | 0.125 | 0.08 | 261 | 0 | 0.364 | 1 | 1 | cs | TRUE
17 | LV_5816-5_0_4_line_17 |  | 15 | 16 | 0.025753 | 0.125 | 0.08 | 261 | 0 | 0.364 | 1 | 1 | cs | TRUE
18 | LV_5816-5_0_4_line_18 |  | 15 | 17 | 0.019639 | 0.125 | 0.08 | 261 | 0 | 0.364 | 1 | 1 | cs | TRUE
19 | LV_5816-5_0_4_line_19 |  | 17 | 18 | 0.037135 | 0.125 | 0.08 | 261 | 0 | 0.364 | 1 | 1 | cs | TRUE
20 | LV_5816-5_0_4_line_20 |  | 18 | 179 | 0.0069847 | 0.125 | 0.08 | 261 | 0 | 0.364 | 1 | 1 | cs | TRUE
21 | LV_5816-5_0_4_line_21 |  | 19 | 20 | 0.0019007 | 0.125 | 0.08 | 261 | 0 | 0.364 | 1 | 1 | cs | TRUE
22 | LV_5816-5_0_4_line_22 |  | 19 | 21 | 0.025516 | 0.125 | 0.08 | 261 | 0 | 0.364 | 1 | 1 | cs | TRUE
23 | LV_5816-5_0_4_line_23 |  | 20 | 22 | 0.026522 | 0.125 | 0.08 | 261 | 0 | 0.364 | 1 | 1 | cs | TRUE
24 | LV_5816-5_0_4_line_24 |  | 21 | 23 | 0.016894 | 0.125 | 0.08 | 261 | 0 | 0.364 | 1 | 1 | cs | TRUE
25 | LV_5816-5_0_4_line_25 |  | 22 | 24 | 0.031875 | 0.125 | 0.08 | 261 | 0 | 0.364 | 1 | 1 | cs | TRUE
26 | LV_5816-5_0_4_line_26 |  | 23 | 25 | 0.013246 | 0.125 | 0.08 | 261 | 0 | 0.364 | 1 | 1 | cs | TRUE
27 | LV_5816-5_0_4_line_27 |  | 23 | 26 | 0.02826 | 0.125 | 0.08 | 261 | 0 | 0.364 | 1 | 1 | cs | TRUE
28 | LV_5816-5_0_4_line_28 |  | 25 | 48 | 0.00152 | 0.125 | 0.08 | 261 | 0 | 0.364 | 1 | 1 | cs | TRUE
29 | LV_5816-5_0_4_line_29 |  | 26 | 43 | 0.017739 | 0.125 | 0.08 | 261 | 0 | 0.364 | 1 | 1 | cs | TRUE
30 | LV_5816-5_0_4_line_30 |  | 27 | 28 | 0.026358 | 0.125 | 0.08 | 261 | 0 | 0.364 | 1 | 1 | cs | TRUE
31 | LV_5816-5_0_4_line_31 |  | 28 | 33 | 0.027015 | 0.125 | 0.08 | 261 | 0 | 0.364 | 1 | 1 | cs | TRUE
32 | LV_5816-5_0_4_line_32 |  | 29 | 30 | 0.011272 | 0.125 | 0.08 | 261 | 0 | 0.364 | 1 | 1 | cs | TRUE
33 | LV_5816-5_0_4_line_33 |  | 30 | 31 | 0.004215 | 0.125 | 0.08 | 261 | 0 | 0.364 | 1 | 3 | cs | TRUE
34 | LV_5816-5_0_4_line_34 |  | 30 | 32 | 0.019904 | 0.125 | 0.08 | 261 | 0 | 0.364 | 1 | 3 | cs | TRUE
35 | LV_5816-5_0_4_line_35 |  | 31 | 35 | 0.028505 | 0.125 | 0.08 | 261 | 0 | 0.364 | 1 | 3 | cs | TRUE
36 | LV_5816-5_0_4_line_36 |  | 31 | 36 | 0.03219 | 0.125 | 0.08 | 261 | 0 | 0.364 | 1 | 1 | cs | TRUE
37 | LV_5816-5_0_4_line_37 |  | 32 | 37 | 0.047149 | 0.125 | 0.08 | 261 | 0 | 0.364 | 1 | 3 | cs | TRUE
38 | LV_5816-5_0_4_line_38 |  | 33 | 34 | 0.034168 | 0.125 | 0.08 | 261 | 0 | 0.364 | 1 | 1 | cs | TRUE
39 | LV_5816-5_0_4_line_39 |  | 34 | 50 | 0.013122 | 0.125 | 0.08 | 261 | 0 | 0.364 | 1 | 1 | cs | TRUE
40 | LV_5816-5_0_4_line_40 |  | 35 | 38 | 0.02861 | 0.125 | 0.08 | 261 | 0 | 0.364 | 1 | 3 | cs | TRUE
41 | LV_5816-5_0_4_line_41 |  | 36 | 39 | 0.0061643 | 0.125 | 0.08 | 261 | 0 | 0.364 | 1 | 1 | cs | TRUE
42 | LV_5816-5_0_4_line_42 |  | 37 | 40 | 0.0060036 | 0.125 | 0.08 | 261 | 0 | 0.364 | 1 | 1 | cs | TRUE
43 | LV_5816-5_0_4_line_43 |  | 38 | 45 | 0.038084 | 0.125 | 0.08 | 261 | 0 | 0.364 | 1 | 3 | cs | TRUE
44 | LV_5816-5_0_4_line_44 |  | 39 | 41 | 0.01312 | 0.125 | 0.08 | 261 | 0 | 0.364 | 1 | 1 | cs | TRUE
45 | LV_5816-5_0_4_line_45 |  | 39 | 42 | 0.014345 | 0.125 | 0.08 | 261 | 0 | 0.364 | 1 | 1 | cs | TRUE
46 | LV_5816-5_0_4_line_46 |  | 40 | 145 | 0.016009 | 0.125 | 0.08 | 261 | 0 | 0.364 | 1 | 1 | cs | TRUE
47 | LV_5816-5_0_4_line_47 |  | 41 | 43 | 0.0036889 | 0.125 | 0.08 | 261 | 0 | 0.364 | 1 | 1 | cs | TRUE
48 | LV_5816-5_0_4_line_48 |  | 42 | 44 | 0.018505 | 0.125 | 0.08 | 261 | 0 | 0.364 | 1 | 1 | cs | TRUE
49 | LV_5816-5_0_4_line_49 |  | 43 | 46 | 0.020174 | 0.125 | 0.08 | 261 | 0 | 0.364 | 1 | 1 | cs | TRUE
50 | LV_5816-5_0_4_line_50 |  | 44 | 47 | 0.0048448 | 0.125 | 0.08 | 261 | 0 | 0.364 | 1 | 1 | cs | TRUE
51 | LV_5816-5_0_4_line_51 |  | 45 | 133 | 0.016394 | 0.125 | 0.08 | 261 | 0 | 0.364 | 1 | 1 | cs | TRUE
52 | LV_5816-5_0_4_line_52 |  | 45 | 164 | 0.032416 | 0.125 | 0.08 | 261 | 0 | 0.364 | 1 | 1 | cs | TRUE
53 | LV_5816-5_0_4_line_53 |  | 45 | 162 | 0.014589 | 0.125 | 0.08 | 261 | 0 | 0.364 | 1 | 3 | cs | TRUE
54 | LV_5816-5_0_4_line_54 |  | 48 | 49 | 0.017924 | 0.125 | 0.08 | 261 | 0 | 0.364 | 1 | 1 | cs | TRUE
55 | LV_5816-5_0_4_line_55 |  | 51 | 52 | 0.0029665 | 0.125 | 0.08 | 261 | 0 | 0.364 | 1 | 1 | cs | TRUE
56 | LV_5816-5_0_4_line_56 |  | 51 | 53 | 0.013455 | 0.125 | 0.08 | 261 | 0 | 0.364 | 1 | 1 | cs | TRUE
57 | LV_5816-5_0_4_line_57 |  | 52 | 54 | 0.022982 | 0.125 | 0.08 | 261 | 0 | 0.364 | 1 | 1 | cs | TRUE
58 | LV_5816-5_0_4_line_58 |  | 54 | 55 | 0.011323 | 0.125 | 0.08 | 261 | 0 | 0.364 | 1 | 1 | cs | TRUE
59 | LV_5816-5_0_4_line_59 |  | 55 | 56 | 0.01104 | 0.125 | 0.08 | 261 | 0 | 0.364 | 1 | 1 | cs | TRUE
60 | LV_5816-5_0_4_line_60 |  | 56 | 65 | 0.052836 | 0.125 | 0.08 | 261 | 0 | 0.364 | 1 | 1 | cs | TRUE
61 | LV_5816-5_0_4_line_61 |  | 56 | 66 | 0.013216 | 0.125 | 0.08 | 261 | 0 | 0.364 | 1 | 1 | cs | TRUE
62 | LV_5816-5_0_4_line_62 |  | 57 | 58 | 0.0027577 | 0.125 | 0.08 | 261 | 0 | 0.364 | 1 | 1 | cs | TRUE
63 | LV_5816-5_0_4_line_63 |  | 57 | 59 | 0.022096 | 0.125 | 0.08 | 261 | 0 | 0.364 | 1 | 1 | cs | TRUE
64 | LV_5816-5_0_4_line_64 |  | 58 | 63 | 0.017072 | 0.125 | 0.08 | 261 | 0 | 0.364 | 1 | 1 | cs | TRUE
65 | LV_5816-5_0_4_line_65 |  | 59 | 60 | 0.019687 | 0.125 | 0.08 | 261 | 0 | 0.364 | 1 | 1 | cs | TRUE
66 | LV_5816-5_0_4_line_66 |  | 60 | 61 | 0.014368 | 0.125 | 0.08 | 261 | 0 | 0.364 | 1 | 1 | cs | TRUE
67 | LV_5816-5_0_4_line_67 |  | 61 | 62 | 0.018095 | 0.125 | 0.08 | 261 | 0 | 0.364 | 1 | 1 | cs | TRUE
68 | LV_5816-5_0_4_line_68 |  | 63 | 64 | 0.031181 | 0.125 | 0.08 | 261 | 0 | 0.364 | 1 | 1 | cs | TRUE
69 | LV_5816-5_0_4_line_69 |  | 64 | 80 | 0.023446 | 0.125 | 0.08 | 261 | 0 | 0.364 | 1 | 1 | cs | TRUE
70 | LV_5816-5_0_4_line_70 |  | 65 | 67 | 0.00084501 | 0.125 | 0.08 | 261 | 0 | 0.364 | 1 | 1 | cs | TRUE
71 | LV_5816-5_0_4_line_71 |  | 66 | 68 | 0.018286 | 0.125 | 0.08 | 261 | 0 | 0.364 | 1 | 1 | cs | TRUE
72 | LV_5816-5_0_4_line_72 |  | 67 | 70 | 0.021358 | 0.125 | 0.08 | 261 | 0 | 0.364 | 1 | 1 | cs | TRUE
73 | LV_5816-5_0_4_line_73 |  | 68 | 69 | 0.00042101 | 0.125 | 0.08 | 261 | 0 | 0.364 | 1 | 1 | cs | TRUE
74 | LV_5816-5_0_4_line_74 |  | 70 | 71 | 0.023641 | 0.125 | 0.08 | 261 | 0 | 0.364 | 1 | 1 | cs | TRUE
75 | LV_5816-5_0_4_line_75 |  | 70 | 72 | 0.019467 | 0.125 | 0.08 | 261 | 0 | 0.364 | 1 | 1 | cs | TRUE
76 | LV_5816-5_0_4_line_76 |  | 71 | 75 | 0.019952 | 0.125 | 0.08 | 261 | 0 | 0.364 | 1 | 1 | cs | TRUE
77 | LV_5816-5_0_4_line_77 |  | 72 | 76 | 0.03771 | 0.125 | 0.08 | 261 | 0 | 0.364 | 1 | 1 | cs | TRUE
78 | LV_5816-5_0_4_line_78 |  | 73 | 74 | 0.00015116 | 0.125 | 0.08 | 261 | 0 | 0.364 | 1 | 1 | cs | TRUE
79 | LV_5816-5_0_4_line_79 |  | 74 | 81 | 0.020493 | 0.125 | 0.08 | 261 | 0 | 0.364 | 1 | 1 | cs | TRUE
80 | LV_5816-5_0_4_line_80 |  | 75 | 82 | 0.0048872 | 0.125 | 0.08 | 261 | 0 | 0.364 | 1 | 1 | cs | TRUE
81 | LV_5816-5_0_4_line_81 |  | 76 | 77 | 0.0012749 | 0.125 | 0.08 | 261 | 0 | 0.364 | 1 | 1 | cs | TRUE
82 | LV_5816-5_0_4_line_82 |  | 77 | 78 | 0.034965 | 0.125 | 0.08 | 261 | 0 | 0.364 | 1 | 1 | cs | TRUE
83 | LV_5816-5_0_4_line_83 |  | 78 | 79 | 0.004128 | 0.125 | 0.08 | 261 | 0 | 0.364 | 1 | 1 | cs | TRUE
84 | LV_5816-5_0_4_line_84 |  | 79 | 80 | 0.023073 | 0.125 | 0.08 | 261 | 0 | 0.364 | 1 | 1 | cs | TRUE
85 | LV_5816-5_0_4_line_85 |  | 80 | 83 | 0.01685 | 0.125 | 0.08 | 261 | 0 | 0.364 | 1 | 1 | cs | TRUE
86 | LV_5816-5_0_4_line_86 |  | 81 | 92 | 0.0083034 | 0.125 | 0.08 | 261 | 0 | 0.364 | 1 | 1 | cs | TRUE
87 | LV_5816-5_0_4_line_87 |  | 82 | 147 | 0.02261 | 0.125 | 0.08 | 261 | 0 | 0.364 | 1 | 1 | cs | TRUE
88 | LV_5816-5_0_4_line_88 |  | 83 | 88 | 0.032567 | 0.125 | 0.08 | 261 | 0 | 0.364 | 1 | 1 | cs | TRUE
89 | LV_5816-5_0_4_line_89 |  | 84 | 85 | 0.015167 | 0.125 | 0.08 | 261 | 0 | 0.364 | 1 | 1 | cs | TRUE
90 | LV_5816-5_0_4_line_90 |  | 84 | 86 | 0.016415 | 0.125 | 0.08 | 261 | 0 | 0.364 | 1 | 1 | cs | TRUE
91 | LV_5816-5_0_4_line_91 |  | 84 | 87 | 0.01965 | 0.125 | 0.08 | 261 | 0 | 0.364 | 1 | 1 | cs | TRUE
92 | LV_5816-5_0_4_line_92 |  | 85 | 95 | 0.017661 | 0.125 | 0.08 | 261 | 0 | 0.364 | 1 | 1 | cs | TRUE
93 | LV_5816-5_0_4_line_93 |  | 86 | 96 | 0.021916 | 0.125 | 0.08 | 261 | 0 | 0.364 | 1 | 1 | cs | TRUE
94 | LV_5816-5_0_4_line_94 |  | 87 | 91 | 0.010922 | 0.125 | 0.08 | 261 | 0 | 0.364 | 1 | 1 | cs | TRUE
95 | LV_5816-5_0_4_line_95 |  | 88 | 97 | 0.00056509 | 0.125 | 0.08 | 261 | 0 | 0.364 | 1 | 1 | cs | TRUE
96 | LV_5816-5_0_4_line_96 |  | 89 | 90 | 0.0058463 | 0.125 | 0.08 | 261 | 0 | 0.364 | 1 | 1 | cs | TRUE
97 | LV_5816-5_0_4_line_97 |  | 90 | 91 | 0.026104 | 0.125 | 0.08 | 261 | 0 | 0.364 | 1 | 1 | cs | TRUE
98 | LV_5816-5_0_4_line_98 |  | 92 | 93 | 0.008705 | 0.125 | 0.08 | 261 | 0 | 0.364 | 1 | 1 | cs | TRUE
99 | LV_5816-5_0_4_line_99 |  | 93 | 94 | 0.012544 | 0.125 | 0.08 | 261 | 0 | 0.364 | 1 | 1 | cs | TRUE
100 | LV_5816-5_0_4_line_100 |  | 94 | 188 | 0.007956 | 0.125 | 0.08 | 261 | 0 | 0.364 | 1 | 2 | cs | TRUE
101 | LV_5816-5_0_4_line_101 |  | 94 | 186 | 0.034253 | 0.125 | 0.08 | 261 | 0 | 0.364 | 1 | 2 | cs | TRUE
102 | LV_5816-5_0_4_line_102 |  | 95 | 104 | 0.020324 | 0.125 | 0.08 | 261 | 0 | 0.364 | 1 | 1 | cs | TRUE
103 | LV_5816-5_0_4_line_103 |  | 95 | 105 | 0.0036155 | 0.125 | 0.08 | 261 | 0 | 0.364 | 1 | 1 | cs | TRUE
104 | LV_5816-5_0_4_line_104 |  | 96 | 100 | 0.0083714 | 0.125 | 0.08 | 261 | 0 | 0.364 | 1 | 1 | cs | TRUE
105 | LV_5816-5_0_4_line_105 |  | 97 | 98 | 0.037395 | 0.125 | 0.08 | 261 | 0 | 0.364 | 1 | 1 | cs | TRUE
106 | LV_5816-5_0_4_line_106 |  | 98 | 99 | 0.024399 | 0.125 | 0.08 | 261 | 0 | 0.364 | 1 | 1 | cs | TRUE
107 | LV_5816-5_0_4_line_107 |  | 100 | 101 | 0.013759 | 0.125 | 0.08 | 261 | 0 | 0.364 | 1 | 1 | cs | TRUE
108 | LV_5816-5_0_4_line_108 |  | 101 | 102 | 0.038833 | 0.125 | 0.08 | 261 | 0 | 0.364 | 1 | 1 | cs | TRUE
109 | LV_5816-5_0_4_line_109 |  | 101 | 103 | 0.01839 | 0.125 | 0.08 | 261 | 0 | 0.364 | 1 | 1 | cs | TRUE
110 | LV_5816-5_0_4_line_110 |  | 104 | 106 | 0.024219 | 0.125 | 0.08 | 261 | 0 | 0.364 | 1 | 1 | cs | TRUE
111 | LV_5816-5_0_4_line_111 |  | 106 | 107 | 0.023428 | 0.125 | 0.08 | 261 | 0 | 0.364 | 1 | 1 | cs | TRUE
112 | LV_5816-5_0_4_line_112 |  | 107 | 188 | 0.04993 | 0.125 | 0.08 | 261 | 0 | 0.364 | 1 | 1 | cs | TRUE
113 | LV_5816-5_0_4_line_113 |  | 108 | 109 | 0.048245 | 0.125 | 0.08 | 261 | 0 | 0.364 | 1 | 1 | cs | TRUE
114 | LV_5816-5_0_4_line_114 |  | 109 | 110 | 0.03875 | 0.125 | 0.08 | 261 | 0 | 0.364 | 1 | 1 | cs | TRUE
115 | LV_5816-5_0_4_line_115 |  | 109 | 111 | 0.029643 | 0.125 | 0.08 | 261 | 0 | 0.364 | 1 | 1 | cs | TRUE
116 | LV_5816-5_0_4_line_116 |  | 109 | 112 | 0.012775 | 0.125 | 0.08 | 261 | 0 | 0.364 | 1 | 1 | cs | TRUE
117 | LV_5816-5_0_4_line_117 |  | 110 | 113 | 0.032161 | 0.125 | 0.08 | 261 | 0 | 0.364 | 1 | 1 | cs | TRUE
118 | LV_5816-5_0_4_line_118 |  | 111 | 114 | 0.040456 | 0.125 | 0.08 | 261 | 0 | 0.364 | 1 | 1 | cs | TRUE
119 | LV_5816-5_0_4_line_119 |  | 112 | 115 | 0.03572 | 0.125 | 0.08 | 261 | 0 | 0.364 | 1 | 1 | cs | TRUE
120 | LV_5816-5_0_4_line_120 |  | 112 | 116 | 0.054869 | 0.125 | 0.08 | 261 | 0 | 0.364 | 1 | 1 | cs | TRUE
121 | LV_5816-5_0_4_line_121 |  | 113 | 119 | 0.0057135 | 0.125 | 0.08 | 261 | 0 | 0.364 | 1 | 1 | cs | TRUE
122 | LV_5816-5_0_4_line_122 |  | 115 | 120 | 0.008827 | 0.125 | 0.08 | 261 | 0 | 0.364 | 1 | 1 | cs | TRUE
123 | LV_5816-5_0_4_line_123 |  | 116 | 117 | 0.06057 | 0.125 | 0.08 | 261 | 0 | 0.364 | 1 | 1 | cs | TRUE
124 | LV_5816-5_0_4_line_124 |  | 117 | 118 | 0.010642 | 0.125 | 0.08 | 261 | 0 | 0.364 | 1 | 1 | cs | TRUE
125 | LV_5816-5_0_4_line_125 |  | 119 | 127 | 0.029992 | 0.125 | 0.08 | 261 | 0 | 0.364 | 1 | 1 | cs | TRUE
126 | LV_5816-5_0_4_line_126 |  | 119 | 128 | 0.031862 | 0.125 | 0.08 | 261 | 0 | 0.364 | 1 | 1 | cs | TRUE
127 | LV_5816-5_0_4_line_127 |  | 120 | 121 | 0.039922 | 0.125 | 0.08 | 261 | 0 | 0.364 | 1 | 1 | cs | TRUE
128 | LV_5816-5_0_4_line_128 |  | 122 | 123 | 0.019371 | 0.125 | 0.08 | 261 | 0 | 0.364 | 1 | 1 | cs | TRUE
129 | LV_5816-5_0_4_line_129 |  | 122 | 124 | 0.046832 | 0.125 | 0.08 | 261 | 0 | 0.364 | 1 | 1 | cs | TRUE
130 | LV_5816-5_0_4_line_130 |  | 123 | 130 | 0.018248 | 0.125 | 0.08 | 261 | 0 | 0.364 | 1 | 1 | cs | TRUE
131 | LV_5816-5_0_4_line_131 |  | 123 | 131 | 0.017588 | 0.125 | 0.08 | 261 | 0 | 0.364 | 1 | 1 | cs | TRUE
132 | LV_5816-5_0_4_line_132 |  | 124 | 128 | 0.022187 | 0.125 | 0.08 | 261 | 0 | 0.364 | 1 | 1 | cs | TRUE
133 | LV_5816-5_0_4_line_133 |  | 125 | 126 | 0.037968 | 0.125 | 0.08 | 261 | 0 | 0.364 | 1 | 1 | cs | TRUE
134 | LV_5816-5_0_4_line_134 |  | 126 | 134 | 0.024314 | 0.125 | 0.08 | 261 | 0 | 0.364 | 1 | 1 | cs | TRUE
135 | LV_5816-5_0_4_line_135 |  | 128 | 129 | 0.015998 | 0.125 | 0.08 | 261 | 0 | 0.364 | 1 | 1 | cs | TRUE
136 | LV_5816-5_0_4_line_136 |  | 130 | 132 | 0.018932 | 0.125 | 0.08 | 261 | 0 | 0.364 | 1 | 1 | cs | TRUE
137 | LV_5816-5_0_4_line_137 |  | 131 | 133 | 0.011035 | 0.125 | 0.08 | 261 | 0 | 0.364 | 1 | 1 | cs | TRUE
138 | LV_5816-5_0_4_line_138 |  | 134 | 141 | 0.041755 | 0.125 | 0.08 | 261 | 0 | 0.364 | 1 | 1 | cs | TRUE
139 | LV_5816-5_0_4_line_139 |  | 135 | 136 | 0.035918 | 0.125 | 0.08 | 261 | 0 | 0.364 | 1 | 1 | cs | TRUE
140 | LV_5816-5_0_4_line_140 |  | 136 | 137 | 0.0041909 | 0.125 | 0.08 | 261 | 0 | 0.364 | 1 | 1 | cs | TRUE
141 | LV_5816-5_0_4_line_141 |  | 137 | 138 | 0.016346 | 0.125 | 0.08 | 261 | 0 | 0.364 | 1 | 1 | cs | TRUE
142 | LV_5816-5_0_4_line_142 |  | 138 | 139 | 0.030119 | 0.125 | 0.08 | 261 | 0 | 0.364 | 1 | 1 | cs | TRUE
143 | LV_5816-5_0_4_line_143 |  | 138 | 140 | 0.058665 | 0.125 | 0.08 | 261 | 0 | 0.364 | 1 | 1 | cs | TRUE
144 | LV_5816-5_0_4_line_144 |  | 139 | 141 | 0.0011439 | 0.125 | 0.08 | 261 | 0 | 0.364 | 1 | 1 | cs | TRUE
145 | LV_5816-5_0_4_line_145 |  | 139 | 143 | 0.046154 | 0.125 | 0.08 | 261 | 0 | 0.364 | 1 | 1 | cs | TRUE
146 | LV_5816-5_0_4_line_146 |  | 140 | 142 | 0.025244 | 0.125 | 0.08 | 261 | 0 | 0.364 | 1 | 1 | cs | TRUE
147 | LV_5816-5_0_4_line_147 |  | 143 | 144 | 0.0025577 | 0.125 | 0.08 | 261 | 0 | 0.364 | 1 | 1 | cs | TRUE
148 | LV_5816-5_0_4_line_148 |  | 144 | 178 | 0.013973 | 0.125 | 0.08 | 261 | 0 | 0.364 | 1 | 1 | cs | TRUE
149 | LV_5816-5_0_4_line_149 |  | 145 | 146 | 0.0064408 | 0.125 | 0.08 | 261 | 0 | 0.364 | 1 | 1 | cs | TRUE
150 | LV_5816-5_0_4_line_150 |  | 147 | 148 | 0.046653 | 0.125 | 0.08 | 261 | 0 | 0.364 | 1 | 1 | cs | TRUE
151 | LV_5816-5_0_4_line_151 |  | 147 | 149 | 0.0039816 | 0.125 | 0.08 | 261 | 0 | 0.364 | 1 | 1 | cs | TRUE
152 | LV_5816-5_0_4_line_152 |  | 149 | 150 | 0.02089 | 0.125 | 0.08 | 261 | 0 | 0.364 | 1 | 1 | cs | TRUE
153 | LV_5816-5_0_4_line_153 |  | 150 | 151 | 0.023252 | 0.125 | 0.08 | 261 | 0 | 0.364 | 1 | 2 | cs | TRUE
154 | LV_5816-5_0_4_line_154 |  | 151 | 152 | 0.024829 | 0.125 | 0.08 | 261 | 0 | 0.364 | 1 | 1 | cs | TRUE
155 | LV_5816-5_0_4_line_155 |  | 151 | 153 | 0.045603 | 0.125 | 0.08 | 261 | 0 | 0.364 | 1 | 3 | cs | TRUE
156 | LV_5816-5_0_4_line_156 |  | 151 | 154 | 0.02172 | 0.125 | 0.08 | 261 | 0 | 0.364 | 1 | 3 | cs | TRUE
157 | LV_5816-5_0_4_line_157 |  | 153 | 155 | 0.0039346 | 0.125 | 0.08 | 261 | 0 | 0.364 | 1 | 3 | cs | TRUE
158 | LV_5816-5_0_4_line_158 |  | 154 | 156 | 0.0032959 | 0.125 | 0.08 | 261 | 0 | 0.364 | 1 | 3 | cs | TRUE
159 | LV_5816-5_0_4_line_159 |  | 155 | 163 | 0.029083 | 0.125 | 0.08 | 261 | 0 | 0.364 | 1 | 3 | cs | TRUE
160 | LV_5816-5_0_4_line_160 |  | 156 | 158 | 0.013344 | 0.125 | 0.08 | 261 | 0 | 0.364 | 1 | 3 | cs | TRUE
161 | LV_5816-5_0_4_line_161 |  | 157 | 158 | 0.013299 | 0.125 | 0.08 | 261 | 0 | 0.364 | 1 | 3 | cs | TRUE
162 | LV_5816-5_0_4_line_162 |  | 157 | 159 | 0.0078078 | 0.125 | 0.08 | 261 | 0 | 0.364 | 1 | 3 | cs | TRUE
163 | LV_5816-5_0_4_line_163 |  | 159 | 160 | 0.015151 | 0.125 | 0.08 | 261 | 0 | 0.364 | 1 | 3 | cs | TRUE
164 | LV_5816-5_0_4_line_164 |  | 160 | 161 | 0.011624 | 0.125 | 0.08 | 261 | 0 | 0.364 | 1 | 3 | cs | TRUE
165 | LV_5816-5_0_4_line_165 |  | 161 | 162 | 0.025012 | 0.125 | 0.08 | 261 | 0 | 0.364 | 1 | 3 | cs | TRUE
166 | LV_5816-5_0_4_line_166 |  | 163 | 180 | 0.019103 | 0.125 | 0.08 | 261 | 0 | 0.364 | 1 | 3 | cs | TRUE
167 | LV_5816-5_0_4_line_167 |  | 164 | 165 | 0.02853 | 0.125 | 0.08 | 261 | 0 | 0.364 | 1 | 1 | cs | TRUE
168 | LV_5816-5_0_4_line_168 |  | 165 | 166 | 0.0037472 | 0.125 | 0.08 | 261 | 0 | 0.364 | 1 | 1 | cs | TRUE
169 | LV_5816-5_0_4_line_169 |  | 166 | 167 | 0.016208 | 0.125 | 0.08 | 261 | 0 | 0.364 | 1 | 1 | cs | TRUE
170 | LV_5816-5_0_4_line_170 |  | 167 | 168 | 0.001607 | 0.125 | 0.08 | 261 | 0 | 0.364 | 1 | 1 | cs | TRUE
171 | LV_5816-5_0_4_line_171 |  | 168 | 169 | 0.033321 | 0.125 | 0.08 | 261 | 0 | 0.364 | 1 | 1 | cs | TRUE
172 | LV_5816-5_0_4_line_172 |  | 169 | 170 | 0.0031986 | 0.125 | 0.08 | 261 | 0 | 0.364 | 1 | 1 | cs | TRUE
173 | LV_5816-5_0_4_line_173 |  | 170 | 171 | 0.030826 | 0.125 | 0.08 | 261 | 0 | 0.364 | 1 | 1 | cs | TRUE
174 | LV_5816-5_0_4_line_174 |  | 170 | 172 | 0.019828 | 0.125 | 0.08 | 261 | 0 | 0.364 | 1 | 1 | cs | TRUE
175 | LV_5816-5_0_4_line_175 |  | 171 | 173 | 0.0023004 | 0.125 | 0.08 | 261 | 0 | 0.364 | 1 | 1 | cs | TRUE
176 | LV_5816-5_0_4_line_176 |  | 172 | 174 | 0.010818 | 0.125 | 0.08 | 261 | 0 | 0.364 | 1 | 1 | cs | TRUE
177 | LV_5816-5_0_4_line_177 |  | 174 | 175 | 0.007944 | 0.125 | 0.08 | 261 | 0 | 0.364 | 1 | 1 | cs | TRUE
178 | LV_5816-5_0_4_line_178 |  | 175 | 176 | 0.015315 | 0.125 | 0.08 | 261 | 0 | 0.364 | 1 | 1 | cs | TRUE
179 | LV_5816-5_0_4_line_179 |  | 177 | 178 | 0.0027954 | 0.125 | 0.08 | 261 | 0 | 0.364 | 1 | 1 | cs | TRUE
180 | LV_5816-5_0_4_line_180 |  | 177 | 179 | 0.010592 | 0.125 | 0.08 | 261 | 0 | 0.364 | 1 | 1 | cs | TRUE
181 | LV_5816-5_0_4_line_181 |  | 180 | 181 | 0.02078 | 0.125 | 0.08 | 261 | 0 | 0.364 | 1 | 3 | cs | TRUE
182 | LV_5816-5_0_4_line_182 |  | 180 | 182 | 0.014044 | 0.125 | 0.08 | 261 | 0 | 0.364 | 1 | 1 | cs | TRUE
183 | LV_5816-5_0_4_line_183 |  | 181 | 183 | 0.00016253 | 0.125 | 0.08 | 261 | 0 | 0.364 | 1 | 3 | cs | TRUE
184 | LV_5816-5_0_4_line_184 |  | 183 | 184 | 0.027134 | 0.125 | 0.08 | 261 | 0 | 0.364 | 1 | 3 | cs | TRUE
185 | LV_5816-5_0_4_line_185 |  | 184 | 185 | 0.014906 | 0.125 | 0.08 | 261 | 0 | 0.364 | 1 | 3 | cs | TRUE
186 | LV_5816-5_0_4_line_186 |  | 185 | 186 | 0.023577 | 0.125 | 0.08 | 261 | 0 | 0.364 | 1 | 3 | cs | TRUE
187 | LV_5816-5_0_4_line_187 |  | 186 | 187 | 0.0177 | 0.125 | 0.08 | 261 | 0 | 0.364 | 1 | 1 | cs | TRUE
188 | LV_5816-5_0_4_line_188 |  | 188 | 189 | 0.014065 | 0.125 | 0.08 | 261 | 0 | 0.364 | 1 | 1 | cs | TRUE
189 | LV_5816-5_0_4_line_189 |  | 188 | 190 | 0.021147 | 0.125 | 0.08 | 261 | 0 | 0.364 | 1 | 1 | cs | TRUE
190 | LV_5816-5_0_4_line_190 |  | 189 | 191 | 0.011561 | 0.125 | 0.08 | 261 | 0 | 0.364 | 1 | 1 | cs | TRUE

## trafo
| name | std_type | hv_bus | lv_bus | sn_mva | vn_hv_kv | vn_lv_kv | vk_percent | vkr_percent | pfe_kw | i0_percent | shift_degree | tap_side | tap_neutral | tap_min | tap_max | tap_step_percent | tap_step_degree | tap_pos | tap_phase_shifter | parallel | df | in_service
0 | LV_5816-5_0_4_trafo_127 | 0.63 MVA 20/0.4 kV | 192 | 37 | 0.63 | 20 | 0.4 | 6 | 1.206 | 1.65 | 0.2619 | 150 | hv | 0 | -2 | 2 | 2.5 | 0 | 0 | FALSE | 1 | 1 | TRUE

## line_geodata
| x0 | y0 | x1 | y1 | x2 | y2 | x3 | y3 | x4 | y4 | x5 | y5 | x6 | y6 | x7 | y7
0 | 2563227.3917 | 1186276.0388 | 2563208.8199 | 1186256.0354
1 | 2563195.3314 | 1186241.5072 | 2563208.8199 | 1186256.0354
2 | 2563195.3314 | 1186241.5072 | 2563166.8806 | 1186268.6977
3 | 2563195.3314 | 1186241.5072 | 2563182.2097 | 1186226.9067
4 | 2563163.5093 | 1186271.9196 | 2563166.8806 | 1186268.6977
5 | 2563160.5725 | 1186202.8312 | 2563182.2097 | 1186226.9067
6 | 2563152.86 | 1186282.2464 | 2563163.5093 | 1186271.9196
7 | 2563163.5093 | 1186271.9196 | 2563176.4251 | 1186281.0099
8 | 2563142.8469 | 1186183.108 | 2563160.5725 | 1186202.8312
9 | 2563152.86 | 1186282.2464 | 2563121.1123 | 1186259.4904
10 | 2563152.86 | 1186282.2464 | 2563134.1727 | 1186309.6982
11 | 2563187.1378 | 1186288.5496 | 2563176.4251 | 1186281.0099
12 | 2563142.8469 | 1186183.108 | 2563123.3548 | 1186161.4192
13 | 2563116.9726 | 1186256.5232 | 2563121.1123 | 1186259.4904
14 | 2563140.2756 | 1186340.7037 | 2563130.0842 | 1186333.0586 | 2563127.9807 | 1186330.9816 | 2563126.6999 | 1186328.6883 | 2563126.1186 | 1186326.0015 | 2563126.0635 | 1186323.2448 | 2563127.0667 | 1186320.137 | 2563134.1727 | 1186309.6982
15 | 2563099.5775 | 1186244.0548 | 2563116.9726 | 1186256.5232
16 | 2563147.5316 | 1186346.1468 | 2563140.2756 | 1186340.7037
17 | 2563147.5316 | 1186346.1468 | 2563168.4849 | 1186361.1192
18 | 2563147.5316 | 1186346.1468 | 2563136.667 | 1186362.5068
19 | 2563114.03 | 1186391.0999 | 2563116.6029 | 1186390.1057 | 2563118.8609 | 1186388.7911 | 2563120.4291 | 1186386.9582 | 2563136.667 | 1186362.5068
20 | 2563114.03 | 1186391.0999 | 2563114.03 | 1186391.0999 | 2563112.7474 | 1186392.2307 | 2563109.7583 | 1186396.5769
21 | 2563099.5775 | 1186244.0548 | 2563098.0249 | 1186242.9584
22 | 2563099.5775 | 1186244.0548 | 2563085.5233 | 1186265.3515
23 | 2563076.3604 | 1186227.6585 | 2563098.0249 | 1186242.9584
24 | 2563076.2183 | 1186279.4514 | 2563085.5233 | 1186265.3515
25 | 2563076.3604 | 1186227.6585 | 2563050.3234 | 1186209.2708
26 | 2563076.2183 | 1186279.4514 | 2563077.5798 | 1186292.6269
27 | 2563076.2183 | 1186279.4514 | 2563053.5838 | 1186262.5303
28 | 2563077.7361 | 1186294.1388 | 2563077.5798 | 1186292.6269
29 | 2563039.3762 | 1186251.909 | 2563053.5838 | 1186262.5303
30 | 2563123.3548 | 1186161.4192 | 2563123.3548 | 1186161.4192 | 2563108.1247 | 1186139.9065
31 | 2563108.1247 | 1186139.9065 | 2563092.5152 | 1186117.8578
32 | 2562997.6253 | 1186215.4256 | 2563004.111 | 1186206.2068
33 | 2562995.1973 | 1186218.8759 | 2562997.6253 | 1186215.4256
34 | 2562997.6253 | 1186215.4256 | 2562991.0263 | 1186211.9424 | 2562979.1254 | 1186208.3141
35 | 2562995.1973 | 1186218.8759 | 2562979.0896 | 1186242.3933
36 | 2562995.1973 | 1186218.8759 | 2563020.9778 | 1186238.1512
37 | 2562979.1254 | 1186208.3141 | 2562934.0255 | 1186194.5643 | 2562934.0255 | 1186194.5643
38 | 2563072.7726 | 1186089.9712 | 2563092.5152 | 1186117.8578
39 | 2563072.7726 | 1186089.9712 | 2563061.2083 | 1186083.7702
40 | 2562979.0896 | 1186242.3933 | 2562962.9222 | 1186265.9979
41 | 2563025.9148 | 1186241.8424 | 2563020.9778 | 1186238.1512
42 | 2562934.0255 | 1186194.5643 | 2562932.374 | 1186200.3363
43 | 2562941.4017 | 1186297.4181 | 2562962.9222 | 1186265.9979
44 | 2563025.9148 | 1186241.8424 | 2563036.422 | 1186249.6998
45 | 2563025.9148 | 1186241.8424 | 2563017.502 | 1186253.461
46 | 2562932.374 | 1186200.3363 | 2562930.8963 | 1186205.5007 | 2562925.8229 | 1186214.8505
47 | 2563039.3762 | 1186251.909 | 2563036.422 | 1186249.6998
48 | 2563006.6492 | 1186268.4493 | 2563017.502 | 1186253.461
49 | 2563039.3762 | 1186251.909 | 2563027.3596 | 1186268.1365
50 | 2563003.8079 | 1186272.3734 | 2563006.6492 | 1186268.4493
51 | 2562941.4017 | 1186297.4181 | 2562932.0121 | 1186310.8572
52 | 2562941.4017 | 1186297.4181 | 2562969.2233 | 1186314.0548
53 | 2562941.4017 | 1186297.4181 | 2562928.8675 | 1186289.9527
54 | 2563077.7361 | 1186294.1388 | 2563065.9546 | 1186307.6745
55 | 2563006.0385 | 1186170.8395 | 2563003.1986 | 1186169.9819
56 | 2563018.9291 | 1186174.6941 | 2563009.0293 | 1186171.7427 | 2563006.0385 | 1186170.8395
57 | 2562981.1979 | 1186163.3379 | 2563003.1986 | 1186169.9819
58 | 2562981.1979 | 1186163.3379 | 2562977.2497 | 1186162.1455 | 2562970.3641 | 1186160.047
59 | 2562959.8038 | 1186156.8286 | 2562970.3641 | 1186160.047
60 | 2562959.8038 | 1186156.8286 | 2562928.6505 | 1186147.3501 | 2562918.7605 | 1186142.3088 | 2562910.5269 | 1186138.2685
61 | 2562959.8038 | 1186156.8286 | 2562964.8002 | 1186144.5938
62 | 2563011.08 | 1186056.8907 | 2563008.6597 | 1186055.5691
63 | 2563011.08 | 1186056.8907 | 2563000.7194 | 1186076.4068
64 | 2563008.6597 | 1186055.5691 | 2562993.6759 | 1186047.3879
65 | 2563000.7194 | 1186076.4068 | 2562994.6899 | 1186087.7643 | 2563000.6234 | 1186091.1441
66 | 2563000.6234 | 1186091.1441 | 2563007.4323 | 1186095.0226 | 2563013.1373 | 1186098.2043
67 | 2563028.941 | 1186107.0181 | 2563013.1373 | 1186098.2043
68 | 2562966.3089 | 1186032.4455 | 2562993.6759 | 1186047.3879
69 | 2562945.7308 | 1186021.2098 | 2562966.3089 | 1186032.4455
70 | 2562910.5269 | 1186138.2685 | 2562909.7683 | 1186137.8962
71 | 2562971.7136 | 1186127.6652 | 2562964.8002 | 1186144.5938
72 | 2562890.5941 | 1186128.4874 | 2562909.7683 | 1186137.8962
73 | 2562971.8727 | 1186127.2755 | 2562971.7136 | 1186127.6652
74 | 2562890.5941 | 1186128.4874 | 2562879.228 | 1186149.2167
75 | 2562890.5941 | 1186128.4874 | 2562899.4928 | 1186111.1735
76 | 2562879.228 | 1186149.2167 | 2562869.6355 | 1186166.7113
77 | 2562916.7308 | 1186077.6342 | 2562899.4928 | 1186111.1735
78 | 2562850.531 | 1186105.3208 | 2562850.6619 | 1186105.3964
79 | 2562832.7904 | 1186095.0621 | 2562850.531 | 1186105.3208
80 | 2562867.2859 | 1186170.9966 | 2562869.6355 | 1186166.7113
81 | 2562916.7308 | 1186077.6342 | 2562917.3136 | 1186076.5003
82 | 2562917.3136 | 1186076.5003 | 2562933.2967 | 1186045.4025
83 | 2562933.2967 | 1186045.4025 | 2562935.1837 | 1186041.731
84 | 2562945.7308 | 1186021.2098 | 2562935.1837 | 1186041.731
85 | 2562945.7308 | 1186021.2098 | 2562953.5882 | 1186006.3038
86 | 2562832.7904 | 1186095.0621 | 2562825.3831 | 1186091.31
87 | 2562856.4153 | 1186190.8221 | 2562867.2859 | 1186170.9966
88 | 2562953.5882 | 1186006.3038 | 2562968.7746 | 1185977.4942
89 | 2562888.9007 | 1185991.0798 | 2562875.3242 | 1185984.3176
90 | 2562888.9007 | 1185991.0798 | 2562895.956 | 1185976.2587
91 | 2562888.9007 | 1185991.0798 | 2562879.5692 | 1186008.3727
92 | 2562859.5152 | 1185976.4434 | 2562875.3242 | 1185984.3176
93 | 2562895.956 | 1185976.2587 | 2562905.3758 | 1185956.4708
94 | 2562879.5692 | 1186008.3727 | 2562874.3824 | 1186017.9848
95 | 2562969.0381 | 1185976.9944 | 2562968.7746 | 1185977.4942
96 | 2562861.9857 | 1186040.9579 | 2562859.2094 | 1186046.1029
97 | 2562861.9857 | 1186040.9579 | 2562874.3824 | 1186017.9848
98 | 2562825.3831 | 1186091.31 | 2562817.6175 | 1186087.3763
99 | 2562806.4273 | 1186081.7079 | 2562817.6175 | 1186087.3763
100 | 2562806.4273 | 1186081.7079 | 2562799.4442 | 1186077.8605
101 | 2562806.4273 | 1186081.7079 | 2562789.597 | 1186111.5621
102 | 2562859.5152 | 1185976.4434 | 2562849.2101 | 1185993.9613
103 | 2562859.5152 | 1185976.4434 | 2562856.2378 | 1185974.9167
104 | 2562908.974 | 1185948.9121 | 2562905.3758 | 1185956.4708
105 | 2562987.2005 | 1185944.3671 | 2562983.7878 | 1185949.013 | 2562969.0381 | 1185976.9944
106 | 2562987.2005 | 1185944.3671 | 2562968.8108 | 1185928.3313
107 | 2562914.8878 | 1185936.4891 | 2562908.974 | 1185948.9121
108 | 2562914.8878 | 1185936.4891 | 2562887.5106 | 1185931.9456 | 2562883.4561 | 1185930.3144 | 2562881.3915 | 1185927.17 | 2562881.8863 | 1185924.5099 | 2562881.989 | 1185924.2883
109 | 2562914.8878 | 1185936.4891 | 2562923.5048 | 1185920.2432
110 | 2562836.9304 | 1186014.8358 | 2562849.2101 | 1185993.9613
111 | 2562825.3971 | 1186035.2204 | 2562828.987 | 1186028.3389 | 2562836.9304 | 1186014.8358
112 | 2562799.4442 | 1186077.8605 | 2562822.9243 | 1186039.9606 | 2562825.3971 | 1186035.2204
113 | 2562875.2126 | 1186468.6988 | 2562913.6668 | 1186497.8336
114 | 2562875.2126 | 1186468.6988 | 2562844.5137 | 1186444.9436
115 | 2562875.2126 | 1186468.6988 | 2562858.3927 | 1186493.1082
116 | 2562875.2126 | 1186468.6988 | 2562882.748 | 1186458.3686
117 | 2562844.5137 | 1186444.9436 | 2562863.7194 | 1186419.1472
118 | 2562835.4373 | 1186526.4215 | 2562858.3927 | 1186493.1082
119 | 2562904.0485 | 1186429.6542 | 2562882.748 | 1186458.3686
120 | 2562882.748 | 1186458.3686 | 2562926.6583 | 1186491.2696
121 | 2562867.1313 | 1186414.5644 | 2562863.7194 | 1186419.1472
122 | 2562904.0485 | 1186429.6542 | 2562909.0698 | 1186422.3858
123 | 2562926.6583 | 1186491.2696 | 2562965.9 | 1186537.4082
124 | 2562974.3822 | 1186543.8347 | 2562965.9 | 1186537.4082
125 | 2562867.1313 | 1186414.5644 | 2562862.2259 | 1186411.0041 | 2562860.542 | 1186410.1697 | 2562858.9841 | 1186409.957 | 2562857.1337 | 1186410.5577 | 2562855.9734 | 1186411.6989 | 2562845.8698 | 1186425.2533
126 | 2562867.1313 | 1186414.5644 | 2562877.5587 | 1186400.5587 | 2562886.1625 | 1186389.0102
127 | 2562909.0698 | 1186422.3858 | 2562941.2069 | 1186446.0704
128 | 2562915.6189 | 1186334.3201 | 2562931.6193 | 1186345.3045
129 | 2562931.6193 | 1186345.3045 | 2562903.5128 | 1186382.7649
130 | 2562915.6189 | 1186334.3201 | 2562900.319 | 1186324.3098
131 | 2562915.6189 | 1186334.3201 | 2562925.692 | 1186319.9029
132 | 2562886.1625 | 1186389.0102 | 2562889.1675 | 1186391.2594 | 2562891.2097 | 1186392.0471 | 2562892.9271 | 1186392.1365 | 2562894.5192 | 1186391.7264 | 2562896.8467 | 1186390.5335 | 2562900.0092 | 1186387.4344 | 2562903.5128 | 1186382.7649
133 | 2562998.5144 | 1186422.9092 | 2562967.4303 | 1186401.1068
134 | 2562998.5144 | 1186422.9092 | 2563013.611 | 1186403.8499
135 | 2562886.1625 | 1186389.0102 | 2562885.2637 | 1186388.0375 | 2562884.8743 | 1186386.7726 | 2562884.9496 | 1186385.3824 | 2562885.6796 | 1186383.7548 | 2562891.5544 | 1186375.4482
136 | 2562900.319 | 1186324.3098 | 2562893.0365 | 1186320.1194 | 2562883.9087 | 1186314.8697
137 | 2562925.692 | 1186319.9029 | 2562932.0121 | 1186310.8572
138 | 2563013.611 | 1186403.8499 | 2563024.2644 | 1186411.5103 | 2563046.8032 | 1186429.1696
139 | 2562991.2906 | 1186468.8665 | 2563007.2301 | 1186479.8747 | 2563013.3663 | 1186480.1368 | 2563018.2522 | 1186475.6264 | 2563020.2848 | 1186472.4689
140 | 2563022.5532 | 1186468.945 | 2563020.2848 | 1186472.4689
141 | 2563022.5532 | 1186468.945 | 2563031.401 | 1186455.2004
142 | 2563047.7037 | 1186429.8751 | 2563031.401 | 1186455.2004
143 | 2563031.401 | 1186455.2004 | 2563084.4945 | 1186480.1524
144 | 2563047.7037 | 1186429.8751 | 2563046.8032 | 1186429.1696
145 | 2563093.0745 | 1186421.4102 | 2563047.7037 | 1186429.8751
146 | 2563084.4945 | 1186480.1524 | 2563071.4312 | 1186501.7534
147 | 2563094.4881 | 1186419.2787 | 2563093.0745 | 1186421.4102
148 | 2563102.2109 | 1186407.634 | 2563094.4881 | 1186419.2787
149 | 2562919.943 | 1186217.2305 | 2562925.6304 | 1186215.2052 | 2562925.8229 | 1186214.8505
150 | 2562856.4153 | 1186190.8221 | 2562826.424 | 1186174.3331 | 2562824.8659 | 1186172.8754 | 2562824.78 | 1186171.3306 | 2562828.6833 | 1186163.4132
151 | 2562856.4153 | 1186190.8221 | 2562854.5015 | 1186194.3135
152 | 2562844.4598 | 1186212.6321 | 2562854.5015 | 1186194.3135
153 | 2562833.2829 | 1186233.0219 | 2562844.4598 | 1186212.6321
154 | 2562833.2829 | 1186233.0219 | 2562821.7274 | 1186254.9986
155 | 2562833.2829 | 1186233.0219 | 2562793.0613 | 1186211.5303
156 | 2562833.2829 | 1186233.0219 | 2562851.9439 | 1186244.1366
157 | 2562789.591 | 1186209.676 | 2562793.0613 | 1186211.5303
158 | 2562854.7755 | 1186245.8231 | 2562851.9439 | 1186244.1366
159 | 2562789.591 | 1186209.676 | 2562763.9403 | 1186195.9701
160 | 2562854.7755 | 1186245.8231 | 2562866.2401 | 1186252.6515
161 | 2562877.6662 | 1186259.4569 | 2562866.2401 | 1186252.6515
162 | 2562877.6662 | 1186259.4569 | 2562884.3743 | 1186263.4523
163 | 2562897.3918 | 1186271.2056 | 2562884.3743 | 1186263.4523
164 | 2562897.3918 | 1186271.2056 | 2562907.3782 | 1186277.1535
165 | 2562907.3782 | 1186277.1535 | 2562928.8675 | 1186289.9527
166 | 2562747.0919 | 1186186.9674 | 2562763.9403 | 1186195.9701
167 | 2562969.2233 | 1186314.0548 | 2562992.3707 | 1186327.8963 | 2562993.6461 | 1186328.7953
168 | 2562993.6461 | 1186328.7953 | 2562996.7089 | 1186330.9541
169 | 2562996.7089 | 1186330.9541 | 2563009.9567 | 1186340.2919
170 | 2563011.2702 | 1186341.2177 | 2563009.9567 | 1186340.2919
171 | 2563038.5055 | 1186360.4145 | 2563011.2702 | 1186341.2177
172 | 2563041.1199 | 1186362.2573 | 2563038.5055 | 1186360.4145
173 | 2563041.1199 | 1186362.2573 | 2563066.5152 | 1186379.7311
174 | 2563041.1199 | 1186362.2573 | 2563053.235 | 1186346.5609
175 | 2563068.4103 | 1186381.0351 | 2563066.5152 | 1186379.7311
176 | 2563053.235 | 1186346.5609 | 2563056.7511 | 1186342.0053 | 2563061.6573 | 1186340.7521
177 | 2563068.1151 | 1186345.3786 | 2563061.6573 | 1186340.7521 | 2563061.6573 | 1186340.7521
178 | 2563080.565 | 1186354.298 | 2563068.1151 | 1186345.3786
179 | 2563103.7559 | 1186405.3043 | 2563102.2109 | 1186407.634
180 | 2563103.7559 | 1186405.3043 | 2563109.7583 | 1186396.5769
181 | 2562747.0919 | 1186186.9674 | 2562757.296 | 1186168.8651
182 | 2562747.0919 | 1186186.9674 | 2562739.8729 | 1186199.014
183 | 2562757.3758 | 1186168.7235 | 2562757.296 | 1186168.8651
184 | 2562757.3758 | 1186168.7235 | 2562770.6998 | 1186145.0862
185 | 2562778.0195 | 1186132.1009 | 2562770.6998 | 1186145.0862
186 | 2562789.597 | 1186111.5621 | 2562778.0195 | 1186132.1009
187 | 2562789.597 | 1186111.5621 | 2562779.0419 | 1186105.1244 | 2562777.6359 | 1186103.5879 | 2562777.6248 | 1186101.8092 | 2562778.3781 | 1186100.5403
188 | 2562799.4442 | 1186077.8605 | 2562795.9092 | 1186073.8692 | 2562800.3524 | 1186066.3506
189 | 2562799.4442 | 1186077.8605 | 2562798.1088 | 1186079.0805 | 2562781.5888 | 1186069.0278
190 | 2562800.3524 | 1186066.3506 | 2562806.234 | 1186056.3977

## bus_geodata
| x | y | coords
0 | 2563227.3917 | 1186276.0388
1 | 2563208.8199 | 1186256.0354
2 | 2563195.3314 | 1186241.5072
3 | 2563166.8806 | 1186268.6977
4 | 2563182.2097 | 1186226.9067
5 | 2563163.5093 | 1186271.9196
6 | 2563160.5725 | 1186202.8312
7 | 2563152.86 | 1186282.2464
8 | 2563176.4251 | 1186281.0099
9 | 2563142.8469 | 1186183.108
10 | 2563187.1378 | 1186288.5496
11 | 2563121.1123 | 1186259.4904
12 | 2563134.1727 | 1186309.6982
13 | 2563116.9726 | 1186256.5232
14 | 2563140.2756 | 1186340.7037
15 | 2563147.5316 | 1186346.1468
16 | 2563168.4849 | 1186361.1192
17 | 2563136.667 | 1186362.5068
18 | 2563114.03 | 1186391.0999
19 | 2563099.5775 | 1186244.0548
20 | 2563098.0249 | 1186242.9584
21 | 2563085.5233 | 1186265.3515
22 | 2563076.3604 | 1186227.6585
23 | 2563076.2183 | 1186279.4514
24 | 2563050.3234 | 1186209.2708
25 | 2563077.5798 | 1186292.6269
26 | 2563053.5838 | 1186262.5303
27 | 2563123.3548 | 1186161.4192
28 | 2563108.1247 | 1186139.9065
29 | 2563004.111 | 1186206.2068
30 | 2562997.6253 | 1186215.4256
31 | 2562995.1973 | 1186218.8759
32 | 2562979.1254 | 1186208.3141
33 | 2563092.5152 | 1186117.8578
34 | 2563072.7726 | 1186089.9712
35 | 2562979.0896 | 1186242.3933
36 | 2563020.9778 | 1186238.1512
37 | 2562934.0255 | 1186194.5643
38 | 2562962.9222 | 1186265.9979
39 | 2563025.9148 | 1186241.8424
40 | 2562932.374 | 1186200.3363
41 | 2563036.422 | 1186249.6998
42 | 2563017.502 | 1186253.461
43 | 2563039.3762 | 1186251.909
44 | 2563006.6492 | 1186268.4493
45 | 2562941.4017 | 1186297.4181
46 | 2563027.3596 | 1186268.1365
47 | 2563003.8079 | 1186272.3734
48 | 2563077.7361 | 1186294.1388
49 | 2563065.9546 | 1186307.6745
50 | 2563061.2083 | 1186083.7702
51 | 2563006.0385 | 1186170.8395
52 | 2563003.1986 | 1186169.9819
53 | 2563018.9291 | 1186174.6941
54 | 2562981.1979 | 1186163.3379
55 | 2562970.3641 | 1186160.047
56 | 2562959.8038 | 1186156.8286
57 | 2563011.08 | 1186056.8907
58 | 2563008.6597 | 1186055.5691
59 | 2563000.7194 | 1186076.4068
60 | 2563000.6234 | 1186091.1441
61 | 2563013.1373 | 1186098.2043
62 | 2563028.941 | 1186107.0181
63 | 2562993.6758 | 1186047.3879
64 | 2562966.3089 | 1186032.4455
65 | 2562910.5269 | 1186138.2685
66 | 2562964.8002 | 1186144.5938
67 | 2562909.7683 | 1186137.8962
68 | 2562971.7136 | 1186127.6652
69 | 2562971.8727 | 1186127.2755
70 | 2562890.5941 | 1186128.4874
71 | 2562879.228 | 1186149.2167
72 | 2562899.4928 | 1186111.1735
73 | 2562850.6619 | 1186105.3964
74 | 2562850.531 | 1186105.3208
75 | 2562869.6355 | 1186166.7113
76 | 2562916.7308 | 1186077.6342
77 | 2562917.3136 | 1186076.5003
78 | 2562933.2967 | 1186045.4025
79 | 2562935.1837 | 1186041.731
80 | 2562945.7308 | 1186021.2098
81 | 2562832.7904 | 1186095.0621
82 | 2562867.2859 | 1186170.9966
83 | 2562953.5882 | 1186006.3038
84 | 2562888.9007 | 1185991.0798
85 | 2562875.3242 | 1185984.3176
86 | 2562895.956 | 1185976.2587
87 | 2562879.5692 | 1186008.3727
88 | 2562968.7746 | 1185977.4942
89 | 2562859.2094 | 1186046.1029
90 | 2562861.9857 | 1186040.9579
91 | 2562874.3824 | 1186017.9848
92 | 2562825.3831 | 1186091.31
93 | 2562817.6175 | 1186087.3763
94 | 2562806.4273 | 1186081.7079
95 | 2562859.5152 | 1185976.4434
96 | 2562905.3758 | 1185956.4708
97 | 2562969.0381 | 1185976.9944
98 | 2562987.2005 | 1185944.3671
99 | 2562968.8108 | 1185928.3313
100 | 2562908.974 | 1185948.9121
101 | 2562914.8878 | 1185936.4891
102 | 2562881.989 | 1185924.2883
103 | 2562923.5048 | 1185920.2432
104 | 2562849.2101 | 1185993.9613
105 | 2562856.2378 | 1185974.9167
106 | 2562836.9304 | 1186014.8358
107 | 2562825.3971 | 1186035.2204
108 | 2562913.6668 | 1186497.8336
109 | 2562875.2126 | 1186468.6988
110 | 2562844.5137 | 1186444.9436
111 | 2562858.3927 | 1186493.1082
112 | 2562882.748 | 1186458.3686
113 | 2562863.7194 | 1186419.1472
114 | 2562835.4373 | 1186526.4215
115 | 2562904.0485 | 1186429.6542
116 | 2562926.6583 | 1186491.2696
117 | 2562965.9 | 1186537.4082
118 | 2562974.3822 | 1186543.8347
119 | 2562867.1313 | 1186414.5644
120 | 2562909.0698 | 1186422.3858
121 | 2562941.2069 | 1186446.0704
122 | 2562931.6193 | 1186345.3045
123 | 2562915.6189 | 1186334.3201
124 | 2562903.5128 | 1186382.7649
125 | 2562967.4303 | 1186401.1068
126 | 2562998.5144 | 1186422.9092
127 | 2562845.8698 | 1186425.2533
128 | 2562886.1625 | 1186389.0102
129 | 2562891.5544 | 1186375.4482
130 | 2562900.319 | 1186324.3098
131 | 2562925.692 | 1186319.9029
132 | 2562883.9087 | 1186314.8697
133 | 2562932.0121 | 1186310.8572
134 | 2563013.611 | 1186403.8499
135 | 2562991.2906 | 1186468.8665
136 | 2563020.2848 | 1186472.4689
137 | 2563022.5532 | 1186468.945
138 | 2563031.401 | 1186455.2004
139 | 2563047.7037 | 1186429.8751
140 | 2563084.4945 | 1186480.1524
141 | 2563046.8033 | 1186429.1696
142 | 2563071.4312 | 1186501.7534
143 | 2563093.0745 | 1186421.4102
144 | 2563094.4881 | 1186419.2787
145 | 2562925.8229 | 1186214.8505
146 | 2562919.943 | 1186217.2305
147 | 2562856.4153 | 1186190.8221
148 | 2562828.6833 | 1186163.4132
149 | 2562854.5015 | 1186194.3135
150 | 2562844.4598 | 1186212.6321
151 | 2562833.2829 | 1186233.0219
152 | 2562821.7274 | 1186254.9986
153 | 2562793.0613 | 1186211.5303
154 | 2562851.9439 | 1186244.1366
155 | 2562789.591 | 1186209.676
156 | 2562854.7755 | 1186245.8231
157 | 2562877.6662 | 1186259.4569
158 | 2562866.2401 | 1186252.6515
159 | 2562884.3743 | 1186263.4523
160 | 2562897.3918 | 1186271.2056
161 | 2562907.3782 | 1186277.1535
162 | 2562928.8675 | 1186289.9527
163 | 2562763.9403 | 1186195.9701
164 | 2562969.2233 | 1186314.0548
165 | 2562993.6461 | 1186328.7953
166 | 2562996.7089 | 1186330.9541
167 | 2563009.9567 | 1186340.2919
168 | 2563011.2702 | 1186341.2177
169 | 2563038.5055 | 1186360.4145
170 | 2563041.1199 | 1186362.2573
171 | 2563066.5152 | 1186379.7311
172 | 2563053.235 | 1186346.5609
173 | 2563068.4103 | 1186381.0351
174 | 2563061.6573 | 1186340.7521
175 | 2563068.1151 | 1186345.3786
176 | 2563080.565 | 1186354.298
177 | 2563103.7559 | 1186405.3043
178 | 2563102.2109 | 1186407.634
179 | 2563109.7583 | 1186396.5769
180 | 2562747.0919 | 1186186.9674
181 | 2562757.296 | 1186168.8651
182 | 2562739.8729 | 1186199.014
183 | 2562757.3758 | 1186168.7235
184 | 2562770.6998 | 1186145.0862
185 | 2562778.0195 | 1186132.1009
186 | 2562789.597 | 1186111.5621
187 | 2562778.3781 | 1186100.5403
188 | 2562799.4442 | 1186077.8605
189 | 2562800.3524 | 1186066.3506
190 | 2562781.5888 | 1186069.0278
191 | 2562806.234 | 1186056.3977
192 | 2562919.943 | 1186217.2305

## line_std_types
| c_nf_per_km | r_ohm_per_km | x_ohm_per_km | max_i_ka | type | q_mm2 | alpha | voltage_rating
NAYY 4x50 SE | 210 | 0.642 | 0.083 | 0.142 | cs | 50 | 0.00403 | LV
NAYY 4x120 SE | 264 | 0.225 | 0.08 | 0.242 | cs | 120 | 0.00403 | LV
NAYY 4x150 SE | 261 | 0.208 | 0.08 | 0.27 | cs | 150 | 0.00403 | LV
NA2XS2Y 1x95 RM/25 12/20 kV | 216 | 0.313 | 0.132 | 0.252 | cs | 95 | 0.00403 | MV
NA2XS2Y 1x185 RM/25 12/20 kV | 273 | 0.161 | 0.117 | 0.362 | cs | 185 | 0.00403 | MV
NA2XS2Y 1x240 RM/25 12/20 kV | 304 | 0.122 | 0.112 | 0.421 | cs | 240 | 0.00403 | MV
NA2XS2Y 1x95 RM/25 6/10 kV | 315 | 0.313 | 0.123 | 0.249 | cs | 95 | 0.00403 | MV
NA2XS2Y 1x185 RM/25 6/10 kV | 406 | 0.161 | 0.11 | 0.358 | cs | 185 | 0.00403 | MV
NA2XS2Y 1x240 RM/25 6/10 kV | 456 | 0.122 | 0.105 | 0.416 | cs | 240 | 0.00403 | MV
NA2XS2Y 1x150 RM/25 12/20 kV | 250 | 0.206 | 0.116 | 0.319 | cs | 150 | 0.00403 | MV
NA2XS2Y 1x120 RM/25 12/20 kV | 230 | 0.253 | 0.119 | 0.283 | cs | 120 | 0.00403 | MV
NA2XS2Y 1x70 RM/25 12/20 kV | 190 | 0.443 | 0.132 | 0.22 | cs | 70 | 0.00403 | MV
NA2XS2Y 1x150 RM/25 6/10 kV | 360 | 0.206 | 0.11 | 0.315 | cs | 150 | 0.00403 | MV
NA2XS2Y 1x120 RM/25 6/10 kV | 340 | 0.253 | 0.113 | 0.28 | cs | 120 | 0.00403 | MV
NA2XS2Y 1x70 RM/25 6/10 kV | 280 | 0.443 | 0.123 | 0.217 | cs | 70 | 0.00403 | MV
N2XS(FL)2Y 1x120 RM/35 64/110 kV | 112 | 0.153 | 0.166 | 0.366 | cs | 120 | 0.00393 | HV
N2XS(FL)2Y 1x185 RM/35 64/110 kV | 125 | 0.099 | 0.156 | 0.457 | cs | 185 | 0.00393 | HV
N2XS(FL)2Y 1x240 RM/35 64/110 kV | 135 | 0.075 | 0.149 | 0.526 | cs | 240 | 0.00393 | HV
N2XS(FL)2Y 1x300 RM/35 64/110 kV | 144 | 0.06 | 0.144 | 0.588 | cs | 300 | 0.00393 | HV
15-AL1/3-ST1A 0.4 | 11 | 1.8769 | 0.35 | 0.105 | ol | 16 | 0.00403 | LV
24-AL1/4-ST1A 0.4 | 11.25 | 1.2012 | 0.335 | 0.14 | ol | 24 | 0.00403 | LV
48-AL1/8-ST1A 0.4 | 12.2 | 0.5939 | 0.3 | 0.21 | ol | 48 | 0.00403 | LV
94-AL1/15-ST1A 0.4 | 13.2 | 0.306 | 0.29 | 0.35 | ol | 94 | 0.00403 | LV
34-AL1/6-ST1A 10.0 | 9.7 | 0.8342 | 0.36 | 0.17 | ol | 34 | 0.00403 | MV
48-AL1/8-ST1A 10.0 | 10.1 | 0.5939 | 0.35 | 0.21 | ol | 48 | 0.00403 | MV
70-AL1/11-ST1A 10.0 | 10.4 | 0.4132 | 0.339 | 0.29 | ol | 70 | 0.00403 | MV
94-AL1/15-ST1A 10.0 | 10.75 | 0.306 | 0.33 | 0.35 | ol | 94 | 0.00403 | MV
122-AL1/20-ST1A 10.0 | 11.1 | 0.2376 | 0.323 | 0.41 | ol | 122 | 0.00403 | MV
149-AL1/24-ST1A 10.0 | 11.25 | 0.194 | 0.315 | 0.47 | ol | 149 | 0.00403 | MV
34-AL1/6-ST1A 20.0 | 9.15 | 0.8342 | 0.382 | 0.17 | ol | 34 | 0.00403 | MV
48-AL1/8-ST1A 20.0 | 9.5 | 0.5939 | 0.372 | 0.21 | ol | 48 | 0.00403 | MV
70-AL1/11-ST1A 20.0 | 9.7 | 0.4132 | 0.36 | 0.29 | ol | 70 | 0.00403 | MV
94-AL1/15-ST1A 20.0 | 10 | 0.306 | 0.35 | 0.35 | ol | 94 | 0.00403 | MV
122-AL1/20-ST1A 20.0 | 10.3 | 0.2376 | 0.344 | 0.41 | ol | 122 | 0.00403 | MV
149-AL1/24-ST1A 20.0 | 10.5 | 0.194 | 0.337 | 0.47 | ol | 149 | 0.00403 | MV
184-AL1/30-ST1A 20.0 | 10.75 | 0.1571 | 0.33 | 0.535 | ol | 184 | 0.00403 | MV
243-AL1/39-ST1A 20.0 | 11 | 0.1188 | 0.32 | 0.645 | ol | 243 | 0.00403 | MV
48-AL1/8-ST1A 110.0 | 8 | 0.5939 | 0.46 | 0.21 | ol | 48 | 0.00403 | HV
70-AL1/11-ST1A 110.0 | 8.4 | 0.4132 | 0.45 | 0.29 | ol | 70 | 0.00403 | HV
94-AL1/15-ST1A 110.0 | 8.65 | 0.306 | 0.44 | 0.35 | ol | 94 | 0.00403 | HV
122-AL1/20-ST1A 110.0 | 8.5 | 0.2376 | 0.43 | 0.41 | ol | 122 | 0.00403 | HV
149-AL1/24-ST1A 110.0 | 8.75 | 0.194 | 0.41 | 0.47 | ol | 149 | 0.00403 | HV
184-AL1/30-ST1A 110.0 | 8.8 | 0.1571 | 0.4 | 0.535 | ol | 184 | 0.00403 | HV
243-AL1/39-ST1A 110.0 | 9 | 0.1188 | 0.39 | 0.645 | ol | 243 | 0.00403 | HV
305-AL1/39-ST1A 110.0 | 9.2 | 0.0949 | 0.38 | 0.74 | ol | 305 | 0.00403 | HV
490-AL1/64-ST1A 110.0 | 9.75 | 0.059 | 0.37 | 0.96 | ol | 490 | 0.00403 | HV
679-AL1/86-ST1A 110.0 | 9.95 | 0.042 | 0.36 | 1.15 | ol | 679 | 0.00403 | HV
490-AL1/64-ST1A 220.0 | 10 | 0.059 | 0.285 | 0.96 | ol | 490 | 0.00403 | HV
679-AL1/86-ST1A 220.0 | 11.7 | 0.042 | 0.275 | 1.15 | ol | 679 | 0.00403 | HV
490-AL1/64-ST1A 380.0 | 11 | 0.059 | 0.253 | 0.96 | ol | 490 | 0.00403 | HV
679-AL1/86-ST1A 380.0 | 14.6 | 0.042 | 0.25 | 1.15 | ol | 679 | 0.00403 | HV

## trafo_std_types
| i0_percent | pfe_kw | vkr_percent | sn_mva | vn_lv_kv | vn_hv_kv | vk_percent | shift_degree | vector_group | tap_side | tap_neutral | tap_min | tap_max | tap_step_degree | tap_step_percent | tap_phase_shifter
160 MVA 380/110 kV | 0.06 | 60 | 0.25 | 160 | 110 | 380 | 12.2 | 0 | Yy0 | hv | 0 | -9 | 9 | 0 | 1.5 | FALSE
100 MVA 220/110 kV | 0.06 | 55 | 0.26 | 100 | 110 | 220 | 12 | 0 | Yy0 | hv | 0 | -9 | 9 | 0 | 1.5 | FALSE
63 MVA 110/20 kV | 0.04 | 22 | 0.32 | 63 | 20 | 110 | 18 | 150 | YNd5 | hv | 0 | -9 | 9 | 0 | 1.5 | FALSE
40 MVA 110/20 kV | 0.05 | 18 | 0.34 | 40 | 20 | 110 | 16.2 | 150 | YNd5 | hv | 0 | -9 | 9 | 0 | 1.5 | FALSE
25 MVA 110/20 kV | 0.07 | 14 | 0.41 | 25 | 20 | 110 | 12 | 150 | YNd5 | hv | 0 | -9 | 9 | 0 | 1.5 | FALSE
63 MVA 110/10 kV | 0.04 | 22 | 0.32 | 63 | 10 | 110 | 18 | 150 | YNd5 | hv | 0 | -9 | 9 | 0 | 1.5 | FALSE
40 MVA 110/10 kV | 0.05 | 18 | 0.34 | 40 | 10 | 110 | 16.2 | 150 | YNd5 | hv | 0 | -9 | 9 | 0 | 1.5 | FALSE
25 MVA 110/10 kV | 0.07 | 14 | 0.41 | 25 | 10 | 110 | 12 | 150 | YNd5 | hv | 0 | -9 | 9 | 0 | 1.5 | FALSE
0.25 MVA 20/0.4 kV | 0.32 | 0.8 | 1.44 | 0.25 | 0.4 | 20 | 6 | 150 | Yzn5 | hv | 0 | -2 | 2 | 0 | 2.5 | FALSE
0.4 MVA 20/0.4 kV | 0.3375 | 1.35 | 1.425 | 0.4 | 0.4 | 20 | 6 | 150 | Dyn5 | hv | 0 | -2 | 2 | 0 | 2.5 | FALSE
0.63 MVA 20/0.4 kV | 0.2619 | 1.65 | 1.206 | 0.63 | 0.4 | 20 | 6 | 150 | Dyn5 | hv | 0 | -2 | 2 | 0 | 2.5 | FALSE
0.25 MVA 10/0.4 kV | 0.24 | 0.6 | 1.2 | 0.25 | 0.4 | 10 | 4 | 150 | Dyn5 | hv | 0 | -2 | 2 | 0 | 2.5 | FALSE
0.4 MVA 10/0.4 kV | 0.2375 | 0.95 | 1.325 | 0.4 | 0.4 | 10 | 4 | 150 | Dyn5 | hv | 0 | -2 | 2 | 0 | 2.5 | FALSE
0.63 MVA 10/0.4 kV | 0.1873 | 1.18 | 1.0794 | 0.63 | 0.4 | 10 | 4 | 150 | Dyn5 | hv | 0 | -2 | 2 | 0 | 2.5 | FALSE

## trafo3w_std_types
| sn_hv_mva | sn_mv_mva | sn_lv_mva | vn_hv_kv | vn_mv_kv | vn_lv_kv | vk_hv_percent | vk_mv_percent | vk_lv_percent | vkr_hv_percent | vkr_mv_percent | vkr_lv_percent | pfe_kw | i0_percent | shift_mv_degree | shift_lv_degree | vector_group | tap_side | tap_neutral | tap_min | tap_max | tap_step_percent
63/25/38 MVA 110/20/10 kV | 63 | 25 | 38 | 110 | 20 | 10 | 10.4 | 10.4 | 10.4 | 0.28 | 0.32 | 0.35 | 35 | 0.89 | 0 | 0 | YN0yn0yn0 | hv | 0 | -10 | 10 | 1.2
63/25/38 MVA 110/10/10 kV | 63 | 25 | 38 | 110 | 10 | 10 | 10.4 | 10.4 | 10.4 | 0.28 | 0.32 | 0.35 | 35 | 0.89 | 0 | 0 | YN0yn0yn0 | hv | 0 | -10 | 10 | 1.2

## fuse_std_types
| fuse_type | i_rated_a | t_avg | t_min | t_total | x_avg | x_min | x_total
HV 100A | HV 100A | 100 | 0 | [10.0, 3.64, 0.854, 0.281, 0.1, 0.0531, 0.022, 0.01] | [10.0, 4.267, 1.21, 0.403, 0.1, 0.058, 0.022, 0.01] | 0 | [300.0, 350.0, 450.0, 550.0, 700.0, 850.0, 1200.0, 1752.0] | [600.0, 700.0, 900.0, 1150.0, 1665.0, 2000.0, 3000.0, 4313.0]
HV 10A | HV 10A | 10 | 0 | [10.0, 1675.0, 0.344, 0.156, 0.1, 0.0417, 0.0171, 0.01] | [10.0, 1.3, 0.3, 0.155, 0.1, 0.0555, 0.023, 0.01] | 0 | [30.0, 32.0, 35.0, 37.0, 39.0, 50.0, 70.0, 88.0] | [60.0, 70.0, 80.0, 87.0, 94.0, 110.0, 150.0, 216.0]
HV 125A | HV 125A | 125 | 0 | [10.0, 1.82, 0.344, 0.1, 0.0467, 0.0269, 0.01] | [10.0, 2.478, 0.426, 0.1, 0.0427, 0.0211, 0.01] | 0 | [375.0, 500.0, 700.0, 925.0, 1200.0, 1500.0, 2341.0] | [750.0, 1000.0, 1500.0, 2200.0, 3000.0, 4000.0, 5765.0]
HV 160A | HV 160A | 160 | 0 | [10.0, 4.15, 1.03, 0.198, 0.1, 0.051, 0.0172, 0.01] | [10.0, 2.3, 0.734, 0.274, 0.1, 0.046, 0.0177, 0.01] | 0 | [480.0, 550.0, 700.0, 1000.0, 1260.0, 1600.0, 2500.0, 3227.0] | [960.0, 1300.0, 1700.0, 2200.0, 2996.0, 4000.0, 6000.0, 7946.0]
HV 16A | HV 16A | 16 | 0 | [10.0, 0.352, 0.164, 0.1, 0.0649, 0.0342, 0.01] | [10.0, 2.34, 0.722, 0.181, 0.1, 0.055, 0.0296, 0.01] | 0 | [48.0, 60.0, 65.0, 71.0, 80.0, 100.0, 162.0] | [96.0, 110.0, 125.0, 150.0, 168.0, 200.0, 250.0, 398.0]
HV 200A | HV 200A | 200 | 0 | [10.0, 4.267, 1.21, 0.403, 0.1, 0.058, 0.022, 0.01] | [10.0, 3.73, 1.654, 0.328, 0.1, 0.0531, 0.019, 0.01] | 0 | [600.0, 700.0, 900.0, 1150.0, 1665.0, 2000.0, 3000.0, 4313.0] | [1200.0, 1500.0, 1800.0, 2700.0, 3960.0, 5000.0, 7500.0, 10620.0]
HV 20A | HV 20A | 20 | 0 | [10.0, 1.3, 0.3, 0.155, 0.1, 0.0555, 0.023, 0.01] | [10.0, 1.3, 0.161, 0.1, 0.0611, 0.0399, 0.0141, 0.01] | 0 | [60.0, 70.0, 80.0, 87.0, 94.0, 110.0, 150.0, 216.0] | [120.0, 150.0, 200.0, 223.0, 260.0, 300.0, 450.0, 532.0]
HV 25A | HV 25A | 25 | 0 | [10.0, 2.512, 0.833, 0.299, 0.1, 0.0372, 0.0223, 0.01] | [10.0, 3.125, 0.597, 0.198, 0.1, 0.0378, 0.022, 0.01] | 0 | [75.0, 82.0, 90.0, 100.0, 124.0, 170.0, 200.0, 289.0] | [150.0, 170.0, 210.0, 250.0, 294.0, 400.0, 500.0, 711.0]
HV 31.5A | HV 31.5A | 31.5 | 0 | [10.0, 2.34, 0.722, 0.181, 0.1, 0.055, 0.0296, 0.01] | [10.0, 2.84, 0.368, 0.164, 0.1, 0.0621, 0.0378, 0.0195, 0.01] | 0 | [95.0, 110.0, 125.0, 150.0, 165.0, 200.0, 250.0, 390.0] | [189.0, 220.0, 300.0, 350.0, 393.0, 450.0, 530.0, 700.0, 960.0]
HV 40A | HV 40A | 40 | 0 | [10.0, 1.3, 0.161, 0.1, 0.0611, 0.0399, 0.0141, 0.01] | [10.0, 2.05, 0.369, 0.198, 0.1, 0.051, 0.0298, 0.01] | 0 | [120.0, 150.0, 200.0, 223.0, 260.0, 300.0, 450.0, 532.0] | [240.0, 300.0, 400.0, 450.0, 530.0, 650.0, 800.0, 1311.0]
HV 50A | HV 50A | 50 | 0 | [10.0, 3.215, 0.597, 0.198, 0.1, 0.0378, 0.022, 0.01] | [10.0, 3.64, 0.854, 0.281, 0.1, 0.0531, 0.022, 0.01] | 0 | [150.0, 170.0, 210.0, 250.0, 294.0, 400.0, 500.0, 711.0] | [300.0, 350.0, 450.0, 550.0, 700.0, 850.0, 1200.0, 1752.0]
HV 6.3A | HV 6.3A | 6.3 | 0 | [10.0, 1.39, 0.344, 0.168, 0.1, 0.056, 0.0263, 0.01] | [10.0, 1.711, 0.516, 0.198, 0.1, 0.0634, 0.0303, 0.01] | 0 | [19.0, 19.5, 20.4, 20.8, 22.0, 25.0, 32.0, 48.0] | [38.0, 40.0, 43.0, 48.0, 53.0, 60.0, 75.0, 118.0]
HV 63A | HV 63A | 63 | 0 | [10.0, 2.84, 0.368, 0.164, 0.1, 0.0621, 0.0378, 0.0195, 0.01] | [10.0, 1.82, 0.344, 0.1, 0.0467, 0.0269, 0.01] | 0 | [189.0, 220.0, 300.0, 350.0, 393.0, 450.0, 530.0, 700.0, 961.0] | [378.0, 500.0, 700.0, 934.0, 1200.0, 1500.0, 2366.0]
HV 80A | HV 80A | 80 | 0 | [10.0, 2.05, 0.369, 0.198, 0.1, 0.051, 0.0298, 0.01] | [10.0, 4.15, 1.03, 0.198, 0.1, 0.051, 0.0172, 0.01] | 0 | [240.0, 300.0, 400.0, 450.0, 530.0, 650.0, 800.0, 1311.0] | [480.0, 550.0, 700.0, 1000.0, 1260.0, 1600.0, 2500.0, 3227.0]
Siemens NH-1-100 | Siemens NH-1-100 | 100 | [5400.0, 2000.0, 400.0, 20.0, 1.0, 0.2, 0.012, 0.004] | 0 | 0 | [150.0, 190.0, 250.0, 430.0, 900.0, 1250.0, 2700.0, 3600.0] | 0 | 0
Siemens NH-1-125 | Siemens NH-1-125 | 125 | [4800.0, 120.0, 7.0, 0.1, 0.004] | 0 | 0 | [180.0, 400.0, 740.0, 2000.0, 4250.0] | 0 | 0
Siemens NH-1-16 | Siemens NH-1-16 | 16 | [4000.0, 400.0, 2.0, 0.1, 0.04, 0.01] | 0 | 0 | [26.0, 35.0, 75.0, 150.0, 200.0, 300.0] | 0 | 0
Siemens NH-1-160 | Siemens NH-1-160 | 160 | [4800.0, 120.0, 7.0, 0.1, 0.004] | 0 | 0 | [210.0, 500.0, 900.0, 2300.0, 5000.0] | 0 | 0
Siemens NH-1-25 | Siemens NH-1-25 | 25 | [4000.0, 1000.0, 10.0, 0.2, 0.02, 0.01] | 0 | 0 | [40.0, 50.0, 100.0, 210.0, 400.0, 500.0] | 0 | 0
Siemens NH-1-50 | Siemens NH-1-50 | 50 | [4000.0, 40.0, 4.0, 1.0, 0.02, 0.01] | 0 | 0 | [86.0, 200.0, 300.0, 400.0, 1000.0, 1280.0] | 0 | 0
Siemens NH-1-63 | Siemens NH-1-63 | 63 | [4000.0, 100.0, 10.0, 2.0, 0.04, 0.01] | 0 | 0 | [100.0, 200.0, 300.0, 400.0, 1000.0, 1500.0] | 0 | 0
Siemens NH-1-80 | Siemens NH-1-80 | 80 | [4800.0, 120.0, 7.0, 0.1, 0.01] | 0 | 0 | [150.58, 250.0, 450.0, 1150.0, 2470.0] | 0 | 0
Siemens NH-2-1000 | Siemens NH-2-1000 | 1000 | [4800.0, 120.0, 7.0, 0.1, 0.004] | 0 | 0 | [1900.0, 3500.0, 8400.0, 24000.0, 52000.0] | 0 | 0
Siemens NH-2-200 | Siemens NH-2-200 | 200 | [4800.0, 120.0, 7.0, 0.1, 0.004] | 0 | 0 | [280.0, 650.0, 1200.0, 3000.0, 7000.0] | 0 | 0
Siemens NH-2-224 | Siemens NH-2-224 | 224 | [4800.0, 120.0, 7.0, 0.2, 0.04, 0.004] | 0 | 0 | [400.0, 750.0, 1453.0, 3025.0, 4315.0, 7600.0] | 0 | 0
Siemens NH-2-250 | Siemens NH-2-250 | 250 | [4800.0, 120.0, 7.0, 0.1, 0.004] | 0 | 0 | [450.0, 800.0, 1650.0, 4000.0, 8500.0] | 0 | 0
Siemens NH-2-315 | Siemens NH-2-315 | 315 | [4800.0, 120.0, 7.0, 0.1, 0.004] | 0 | 0 | [550.0, 920.0, 1900.0, 5000.0, 11000.0] | 0 | 0
Siemens NH-2-355 | Siemens NH-2-355 | 355 | [4800.0, 120.0, 6.0, 0.1, 0.004] | 0 | 0 | [650.0, 1116.27, 2350.0, 5840.0, 12790.0] | 0 | 0
Siemens NH-2-400 | Siemens NH-2-400 | 400 | [4800.0, 120.0, 7.0, 0.1, 0.004] | 0 | 0 | [720.0, 1350.0, 2800.0, 6500.0, 15000.0] | 0 | 0
Siemens NH-2-425 | Siemens NH-2-425 | 425 | [4800.0, 120.0, 7.0, 0.1, 0.004] | 0 | 0 | [850.0, 1500.0, 3050.0, 7500.0, 16500.0] | 0 | 0
Siemens NH-2-630 | Siemens NH-2-630 | 630 | [4800.0, 120.0, 7.0, 0.1, 0.004] | 0 | 0 | [1200.0, 2000.0, 4800.0, 12000.0, 26000.0] | 0 | 0

## dtypes
| element | column | dtype
0 | bus | name | object
1 | bus | vn_kv | float64
2 | bus | type | object
3 | bus | zone | object
4 | bus | in_service | bool
5 | load | name | object
6 | load | bus | uint32
7 | load | p_mw | float64
8 | load | q_mvar | float64
9 | load | const_z_percent | float64
10 | load | const_i_percent | float64
11 | load | sn_mva | float64
12 | load | scaling | float64
13 | load | in_service | bool
14 | load | type | object
15 | ext_grid | name | object
16 | ext_grid | bus | uint32
17 | ext_grid | vm_pu | float64
18 | ext_grid | va_degree | float64
19 | ext_grid | slack_weight | float64
20 | ext_grid | in_service | bool
21 | line | name | object
22 | line | std_type | object
23 | line | from_bus | uint32
24 | line | to_bus | uint32
25 | line | length_km | float64
26 | line | r_ohm_per_km | float64
27 | line | x_ohm_per_km | float64
28 | line | c_nf_per_km | float64
29 | line | g_us_per_km | float64
30 | line | max_i_ka | float64
31 | line | df | float64
32 | line | parallel | uint32
33 | line | type | object
34 | line | in_service | bool
35 | trafo | name | object
36 | trafo | std_type | object
37 | trafo | hv_bus | uint32
38 | trafo | lv_bus | uint32
39 | trafo | sn_mva | float64
40 | trafo | vn_hv_kv | float64
41 | trafo | vn_lv_kv | float64
42 | trafo | vk_percent | float64
43 | trafo | vkr_percent | float64
44 | trafo | pfe_kw | float64
45 | trafo | i0_percent | float64
46 | trafo | shift_degree | float64
47 | trafo | tap_side | object
48 | trafo | tap_neutral | int32
49 | trafo | tap_min | int32
50 | trafo | tap_max | int32
51 | trafo | tap_step_percent | float64
52 | trafo | tap_step_degree | float64
53 | trafo | tap_pos | int32
54 | trafo | tap_phase_shifter | bool
55 | trafo | parallel | uint32
56 | trafo | df | float64
57 | trafo | in_service | bool
58 | line_geodata | coords | object
59 | bus_geodata | x | float64
60 | bus_geodata | y | float64
61 | bus_geodata | coords | object

## parameters
| version | format_version | converged | OPF_converged | name | f_hz | sn_mva
0 | 2.14.6 | 2.14.0 | FALSE | FALSE |  | 50 | 1