## bus
| name | vn_kv | type | zone | in_service
0 | bus_LV_5822-20_0_4_node_0 | 0.4 | n |  | TRUE
1 | bus_LV_5822-20_0_4_node_1 | 0.4 | n |  | TRUE
2 | bus_LV_5822-20_0_4_node_2 | 0.4 | n |  | TRUE
3 | bus_LV_5822-20_0_4_node_3 | 0.4 | n |  | TRUE
4 | bus_LV_5822-20_0_4_node_5 | 0.4 | n |  | TRUE
5 | bus_LV_5822-20_0_4_node_6 | 0.4 | n |  | TRUE
6 | bus_LV_5822-20_0_4_node_7 | 0.4 | n |  | TRUE
7 | bus_LV_5822-20_0_4_node_67 | 0.4 | n |  | TRUE
8 | bus_LV_5822-20_0_4_node_12 | 0.4 | n |  | TRUE
9 | bus_LV_5822-20_0_4_node_86 | 0.4 | n |  | TRUE
10 | bus_LV_5822-20_0_4_node_88 | 0.4 | n |  | TRUE
11 | bus_LV_5822-20_0_4_node_65 | 0.4 | n |  | TRUE
12 | bus_LV_5822-20_0_4_node_66 | 0.4 | n |  | TRUE
13 | bus_LV_5822-20_0_4_node_87 | 0.4 | n |  | TRUE
14 | bus_LV_5822-20_0_4_node_13 | 0.4 | n |  | TRUE
15 | bus_LV_5822-20_0_4_node_84 | 0.4 | n |  | TRUE
16 | bus_LV_5822-20_0_4_node_15 | 0.4 | n |  | TRUE
17 | bus_LV_5822-20_0_4_node_82 | 0.4 | n |  | TRUE
18 | bus_LV_5822-20_0_4_node_8 | 0.4 | n |  | TRUE
19 | bus_LV_5822-20_0_4_node_9 | 0.4 | n |  | TRUE
20 | bus_LV_5822-20_0_4_node_10 | 0.4 | n |  | TRUE
21 | bus_LV_5822-20_0_4_node_11 | 0.4 | n |  | TRUE
22 | bus_LV_5822-20_0_4_node_34 | 0.4 | n |  | TRUE
23 | bus_LV_5822-20_0_4_node_35 | 0.4 | n |  | TRUE
24 | bus_LV_5822-20_0_4_node_16 | 0.4 | n |  | TRUE
25 | bus_LV_5822-20_0_4_node_33 | 0.4 | n |  | TRUE
26 | bus_LV_5822-20_0_4_node_36 | 0.4 | n |  | TRUE
27 | bus_LV_5822-20_0_4_node_14 | 0.4 | n |  | TRUE
28 | bus_LV_5822-20_0_4_node_17 | 0.4 | n |  | TRUE
29 | bus_LV_5822-20_0_4_node_20 | 0.4 | n |  | TRUE
30 | bus_LV_5822-20_0_4_node_163 | 0.4 | n |  | TRUE
31 | bus_LV_5822-20_0_4_node_19 | 0.4 | n |  | TRUE
32 | bus_LV_5822-20_0_4_node_18 | 0.4 | n |  | TRUE
33 | bus_LV_5822-20_0_4_node_21 | 0.4 | n |  | TRUE
34 | bus_LV_5822-20_0_4_node_24 | 0.4 | n |  | TRUE
35 | bus_LV_5822-20_0_4_node_170 | 0.4 | n |  | TRUE
36 | bus_LV_5822-20_0_4_node_25 | 0.4 | n |  | TRUE
37 | bus_LV_5822-20_0_4_node_22 | 0.4 | n |  | TRUE
38 | bus_LV_5822-20_0_4_node_23 | 0.4 | n |  | TRUE
39 | bus_LV_5822-20_0_4_node_28 | 0.4 | n |  | TRUE
40 | bus_LV_5822-20_0_4_node_26 | 0.4 | n |  | TRUE
41 | bus_LV_5822-20_0_4_node_183 | 0.4 | n |  | TRUE
42 | bus_LV_5822-20_0_4_node_27 | 0.4 | n |  | TRUE
43 | bus_LV_5822-20_0_4_node_29 | 0.4 | n |  | TRUE
44 | bus_LV_5822-20_0_4_node_30 | 0.4 | n |  | TRUE
45 | bus_LV_5822-20_0_4_node_32 | 0.4 | n |  | TRUE
46 | bus_LV_5822-20_0_4_node_184 | 0.4 | n |  | TRUE
47 | bus_LV_5822-20_0_4_node_37 | 0.4 | n |  | TRUE
48 | bus_LV_5822-20_0_4_node_38 | 0.4 | n |  | TRUE
49 | bus_LV_5822-20_0_4_node_39 | 0.4 | n |  | TRUE
50 | bus_LV_5822-20_0_4_node_40 | 0.4 | n |  | TRUE
51 | bus_LV_5822-20_0_4_node_41 | 0.4 | n |  | TRUE
52 | bus_LV_5822-20_0_4_node_58 | 0.4 | n |  | TRUE
53 | bus_LV_5822-20_0_4_node_59 | 0.4 | n |  | TRUE
54 | bus_LV_5822-20_0_4_node_56 | 0.4 | n |  | TRUE
55 | bus_LV_5822-20_0_4_node_69 | 0.4 | n |  | TRUE
56 | bus_LV_5822-20_0_4_node_114 | 0.4 | n |  | TRUE
57 | bus_LV_5822-20_0_4_node_55 | 0.4 | n |  | TRUE
58 | bus_LV_5822-20_0_4_node_68 | 0.4 | n |  | TRUE
59 | bus_LV_5822-20_0_4_node_42 | 0.4 | n |  | TRUE
60 | bus_LV_5822-20_0_4_node_43 | 0.4 | n |  | TRUE
61 | bus_LV_5822-20_0_4_node_44 | 0.4 | n |  | TRUE
62 | bus_LV_5822-20_0_4_node_45 | 0.4 | n |  | TRUE
63 | bus_LV_5822-20_0_4_node_46 | 0.4 | n |  | TRUE
64 | bus_LV_5822-20_0_4_node_52 | 0.4 | n |  | TRUE
65 | bus_LV_5822-20_0_4_node_53 | 0.4 | n |  | TRUE
66 | bus_LV_5822-20_0_4_node_54 | 0.4 | n |  | TRUE
67 | bus_LV_5822-20_0_4_node_100 | 0.4 | n |  | TRUE
68 | bus_LV_5822-20_0_4_node_99 | 0.4 | n |  | TRUE
69 | bus_LV_5822-20_0_4_node_50 | 0.4 | n |  | TRUE
70 | bus_LV_5822-20_0_4_node_47 | 0.4 | n |  | TRUE
71 | bus_LV_5822-20_0_4_node_48 | 0.4 | n |  | TRUE
72 | bus_LV_5822-20_0_4_node_49 | 0.4 | n |  | TRUE
73 | bus_LV_5822-20_0_4_node_96 | 0.4 | n |  | TRUE
74 | bus_LV_5822-20_0_4_node_94 | 0.4 | n |  | TRUE
75 | bus_LV_5822-20_0_4_node_57 | 0.4 | n |  | TRUE
76 | bus_LV_5822-20_0_4_node_189 | 0.4 | n |  | TRUE
77 | bus_LV_5822-20_0_4_node_101 | 0.4 | n |  | TRUE
78 | bus_LV_5822-20_0_4_node_78 | 0.4 | n |  | TRUE
79 | bus_LV_5822-20_0_4_node_81 | 0.4 | n |  | TRUE
80 | bus_LV_5822-20_0_4_node_139 | 0.4 | n |  | TRUE
81 | bus_LV_5822-20_0_4_node_76 | 0.4 | n |  | TRUE
82 | bus_LV_5822-20_0_4_node_115 | 0.4 | n |  | TRUE
83 | bus_LV_5822-20_0_4_node_60 | 0.4 | n |  | TRUE
84 | bus_LV_5822-20_0_4_node_61 | 0.4 | n |  | TRUE
85 | bus_LV_5822-20_0_4_node_62 | 0.4 | n |  | TRUE
86 | bus_LV_5822-20_0_4_node_63 | 0.4 | n |  | TRUE
87 | bus_LV_5822-20_0_4_node_64 | 0.4 | n |  | TRUE
88 | bus_LV_5822-20_0_4_node_70 | 0.4 | n |  | TRUE
89 | bus_LV_5822-20_0_4_node_71 | 0.4 | n |  | TRUE
90 | bus_LV_5822-20_0_4_node_72 | 0.4 | n |  | TRUE
91 | bus_LV_5822-20_0_4_node_74 | 0.4 | n |  | TRUE
92 | bus_LV_5822-20_0_4_node_75 | 0.4 | n |  | TRUE
93 | bus_LV_5822-20_0_4_node_73 | 0.4 | n |  | TRUE
94 | bus_LV_5822-20_0_4_node_77 | 0.4 | n |  | TRUE
95 | bus_LV_5822-20_0_4_node_80 | 0.4 | n |  | TRUE
96 | bus_LV_5822-20_0_4_node_92 | 0.4 | n |  | TRUE
97 | bus_LV_5822-20_0_4_node_165 | 0.4 | n |  | TRUE
98 | bus_LV_5822-20_0_4_node_161 | 0.4 | n |  | TRUE
99 | bus_LV_5822-20_0_4_node_79 | 0.4 | n |  | TRUE
100 | bus_LV_5822-20_0_4_node_191 | 0.4 | n |  | TRUE
101 | bus_LV_5822-20_0_4_node_162 | 0.4 | n |  | TRUE
102 | bus_LV_5822-20_0_4_node_148 | 0.4 | n |  | TRUE
103 | bus_LV_5822-20_0_4_node_129 | 0.4 | n |  | TRUE
104 | bus_LV_5822-20_0_4_node_91 | 0.4 | n |  | TRUE
105 | bus_LV_5822-20_0_4_node_166 | 0.4 | n |  | TRUE
106 | bus_LV_5822-20_0_4_node_140 | 0.4 | n |  | TRUE
107 | bus_LV_5822-20_0_4_node_150 | 0.4 | n |  | TRUE
108 | bus_LV_5822-20_0_4_node_151 | 0.4 | n |  | TRUE
109 | bus_LV_5822-20_0_4_node_152 | 0.4 | n |  | TRUE
110 | bus_LV_5822-20_0_4_node_149 | 0.4 | n |  | TRUE
111 | bus_LV_5822-20_0_4_node_164 | 0.4 | n |  | TRUE
112 | bus_LV_5822-20_0_4_node_126 | 0.4 | n |  | TRUE
113 | bus_LV_5822-20_0_4_node_83 | 0.4 | n |  | TRUE
114 | bus_LV_5822-20_0_4_node_85 | 0.4 | n |  | TRUE
115 | bus_LV_5822-20_0_4_node_89 | 0.4 | n |  | TRUE
116 | bus_LV_5822-20_0_4_node_90 | 0.4 | n |  | TRUE
117 | bus_LV_5822-20_0_4_node_93 | 0.4 | n |  | TRUE
118 | bus_LV_5822-20_0_4_node_95 | 0.4 | n |  | TRUE
119 | bus_LV_5822-20_0_4_node_97 | 0.4 | n |  | TRUE
120 | bus_LV_5822-20_0_4_node_98 | 0.4 | n |  | TRUE
121 | bus_LV_5822-20_0_4_node_102 | 0.4 | n |  | TRUE
122 | bus_LV_5822-20_0_4_node_103 | 0.4 | n |  | TRUE
123 | bus_LV_5822-20_0_4_node_104 | 0.4 | n |  | TRUE
124 | bus_LV_5822-20_0_4_node_105 | 0.4 | n |  | TRUE
125 | bus_LV_5822-20_0_4_node_106 | 0.4 | n |  | TRUE
126 | bus_LV_5822-20_0_4_node_107 | 0.4 | n |  | TRUE
127 | bus_LV_5822-20_0_4_node_108 | 0.4 | n |  | TRUE
128 | bus_LV_5822-20_0_4_node_109 | 0.4 | n |  | TRUE
129 | bus_LV_5822-20_0_4_node_110 | 0.4 | n |  | TRUE
130 | bus_LV_5822-20_0_4_node_111 | 0.4 | n |  | TRUE
131 | bus_LV_5822-20_0_4_node_112 | 0.4 | n |  | TRUE
132 | bus_LV_5822-20_0_4_node_113 | 0.4 | n |  | TRUE
133 | bus_LV_5822-20_0_4_node_120 | 0.4 | n |  | TRUE
134 | bus_LV_5822-20_0_4_node_122 | 0.4 | n |  | TRUE
135 | bus_LV_5822-20_0_4_node_119 | 0.4 | n |  | TRUE
136 | bus_LV_5822-20_0_4_node_116 | 0.4 | n |  | TRUE
137 | bus_LV_5822-20_0_4_node_117 | 0.4 | n |  | TRUE
138 | bus_LV_5822-20_0_4_node_118 | 0.4 | n |  | TRUE
139 | bus_LV_5822-20_0_4_node_121 | 0.4 | n |  | TRUE
140 | bus_LV_5822-20_0_4_node_123 | 0.4 | n |  | TRUE
141 | bus_LV_5822-20_0_4_node_124 | 0.4 | n |  | TRUE
142 | bus_LV_5822-20_0_4_node_125 | 0.4 | n |  | TRUE
143 | bus_LV_5822-20_0_4_node_127 | 0.4 | n |  | TRUE
144 | bus_LV_5822-20_0_4_node_128 | 0.4 | n |  | TRUE
145 | bus_LV_5822-20_0_4_node_130 | 0.4 | n |  | TRUE
146 | bus_LV_5822-20_0_4_node_131 | 0.4 | n |  | TRUE
147 | bus_LV_5822-20_0_4_node_134 | 0.4 | n |  | TRUE
148 | bus_LV_5822-20_0_4_node_132 | 0.4 | n |  | TRUE
149 | bus_LV_5822-20_0_4_node_190 | 0.4 | n |  | TRUE
150 | bus_LV_5822-20_0_4_node_133 | 0.4 | n |  | TRUE
151 | bus_LV_5822-20_0_4_node_135 | 0.4 | n |  | TRUE
152 | bus_LV_5822-20_0_4_node_136 | 0.4 | n |  | TRUE
153 | bus_LV_5822-20_0_4_node_137 | 0.4 | n |  | TRUE
154 | bus_LV_5822-20_0_4_node_138 | 0.4 | n |  | TRUE
155 | bus_LV_5822-20_0_4_node_141 | 0.4 | n |  | TRUE
156 | bus_LV_5822-20_0_4_node_142 | 0.4 | n |  | TRUE
157 | bus_LV_5822-20_0_4_node_143 | 0.4 | n |  | TRUE
158 | bus_LV_5822-20_0_4_node_144 | 0.4 | n |  | TRUE
159 | bus_LV_5822-20_0_4_node_145 | 0.4 | n |  | TRUE
160 | bus_LV_5822-20_0_4_node_146 | 0.4 | n |  | TRUE
161 | bus_LV_5822-20_0_4_node_147 | 0.4 | n |  | TRUE
162 | bus_LV_5822-20_0_4_node_158 | 0.4 | n |  | TRUE
163 | bus_LV_5822-20_0_4_node_159 | 0.4 | n |  | TRUE
164 | bus_LV_5822-20_0_4_node_160 | 0.4 | n |  | TRUE
165 | bus_LV_5822-20_0_4_node_153 | 0.4 | n |  | TRUE
166 | bus_LV_5822-20_0_4_node_176 | 0.4 | n |  | TRUE
167 | bus_LV_5822-20_0_4_node_154 | 0.4 | n |  | TRUE
168 | bus_LV_5822-20_0_4_node_177 | 0.4 | n |  | TRUE
169 | bus_LV_5822-20_0_4_node_175 | 0.4 | n |  | TRUE
170 | bus_LV_5822-20_0_4_node_187 | 0.4 | n |  | TRUE
171 | bus_LV_5822-20_0_4_node_173 | 0.4 | n |  | TRUE
172 | bus_LV_5822-20_0_4_node_174 | 0.4 | n |  | TRUE
173 | bus_LV_5822-20_0_4_node_172 | 0.4 | n |  | TRUE
174 | bus_LV_5822-20_0_4_node_188 | 0.4 | n |  | TRUE
175 | bus_LV_5822-20_0_4_node_186 | 0.4 | n |  | TRUE
176 | bus_LV_5822-20_0_4_node_168 | 0.4 | n |  | TRUE
177 | bus_LV_5822-20_0_4_node_167 | 0.4 | n |  | TRUE
178 | bus_LV_5822-20_0_4_node_169 | 0.4 | n |  | TRUE
179 | bus_LV_5822-20_0_4_node_171 | 0.4 | n |  | TRUE
180 | bus_LV_5822-20_0_4_node_178 | 0.4 | n |  | TRUE
181 | bus_LV_5822-20_0_4_node_179 | 0.4 | n |  | TRUE
182 | bus_LV_5822-20_0_4_node_185 | 0.4 | n |  | TRUE
183 | bus_LV_5822-20_0_4_node_180 | 0.4 | n |  | TRUE
184 | bus_LV_5822-20_0_4_node_181 | 0.4 | n |  | TRUE
185 | bus_LV_5822-20_0_4_node_182 | 0.4 | n |  | TRUE
186 | bus_MV_477_0_node_109 | 20 | n |  | TRUE

## load
| name | bus | p_mw | q_mvar | const_z_percent | const_i_percent | sn_mva | scaling | in_service | type
0 | LV_5822-20_0_4_load_0 | 0 | 0.0092243 | 0.0023118 | 0 | 0 |  | 1 | TRUE | wye
1 | LV_5822-20_0_4_load_1 | 1 | 0.0094795 | 0.0023758 | 0 | 0 |  | 1 | TRUE | wye
2 | LV_5822-20_0_4_load_6 | 5 | 0.0092281 | 0.0023128 | 0 | 0 |  | 1 | TRUE | wye
3 | LV_5822-20_0_4_load_12 | 8 | 0.0028692 | 0.00071908 | 0 | 0 |  | 1 | TRUE | wye
4 | LV_5822-20_0_4_load_86 | 9 | 0.0049679 | 0.0012451 | 0 | 0 |  | 1 | TRUE | wye
5 | LV_5822-20_0_4_load_88 | 10 | 0.0051638 | 0.0012942 | 0 | 0 |  | 1 | TRUE | wye
6 | LV_5822-20_0_4_load_65 | 11 | 0.0022254 | 0.00055774 | 0 | 0 |  | 1 | TRUE | wye
7 | LV_5822-20_0_4_load_66 | 12 | 0.0018765 | 0.0004703 | 0 | 0 |  | 1 | TRUE | wye
8 | LV_5822-20_0_4_load_87 | 13 | 0.0028382 | 0.00071132 | 0 | 0 |  | 1 | TRUE | wye
9 | LV_5822-20_0_4_load_15 | 16 | 0.0027073 | 0.00067852 | 0 | 0 |  | 1 | TRUE | wye
10 | LV_5822-20_0_4_load_82 | 17 | 0.0045054 | 0.0011292 | 0 | 0 |  | 1 | TRUE | wye
11 | LV_5822-20_0_4_load_8 | 18 | 0.019557 | 0.0049015 | 0 | 0 |  | 1 | TRUE | wye
12 | LV_5822-20_0_4_load_35 | 23 | 0.002847 | 0.00071353 | 0 | 0 |  | 1 | TRUE | wye
13 | LV_5822-20_0_4_load_16 | 24 | 0.030247 | 0.0075806 | 0 | 0 |  | 1 | TRUE | wye
14 | LV_5822-20_0_4_load_33 | 25 | 0.0033444 | 0.00083818 | 0 | 0 |  | 1 | TRUE | wye
15 | LV_5822-20_0_4_load_36 | 26 | 0.001497 | 0.00037519 | 0 | 0 |  | 1 | TRUE | wye
16 | LV_5822-20_0_4_load_17 | 28 | 0.002117 | 0.00053056 | 0 | 0 |  | 1 | TRUE | wye
17 | LV_5822-20_0_4_load_163 | 30 | 0.0015701 | 0.0003935 | 0 | 0 |  | 1 | TRUE | wye
18 | LV_5822-20_0_4_load_18 | 32 | 0.019536 | 0.0048961 | 0 | 0 |  | 1 | TRUE | wye
19 | LV_5822-20_0_4_load_21 | 33 | 0.001232 | 0.00030877 | 0 | 0 |  | 1 | TRUE | wye
20 | LV_5822-20_0_4_load_170 | 35 | 0.0020472 | 0.00051308 | 0 | 0 |  | 1 | TRUE | wye
21 | LV_5822-20_0_4_load_22 | 37 | 0.00091809 | 0.00023009 | 0 | 0 |  | 1 | TRUE | wye
22 | LV_5822-20_0_4_load_23 | 38 | 0.0017391 | 0.00043585 | 0 | 0 |  | 1 | TRUE | wye
23 | LV_5822-20_0_4_load_28 | 39 | 0.0013018 | 0.00032627 | 0 | 0 |  | 1 | TRUE | wye
24 | LV_5822-20_0_4_load_26 | 40 | 0.0082444 | 0.0020662 | 0 | 0 |  | 1 | TRUE | wye
25 | LV_5822-20_0_4_load_183 | 41 | 0.0012412 | 0.00031107 | 0 | 0 |  | 1 | TRUE | wye
26 | LV_5822-20_0_4_load_29 | 43 | 0.0020208 | 0.00050645 | 0 | 0 |  | 1 | TRUE | wye
27 | LV_5822-20_0_4_load_30 | 44 | 0.0038361 | 0.00096142 | 0 | 0 |  | 1 | TRUE | wye
28 | LV_5822-20_0_4_load_32 | 45 | 0.00087309 | 0.00021882 | 0 | 0 |  | 1 | TRUE | wye
29 | LV_5822-20_0_4_load_184 | 46 | 0.0016657 | 0.00041746 | 0 | 0 |  | 1 | TRUE | wye
30 | LV_5822-20_0_4_load_37 | 47 | 0.0032442 | 0.00081307 | 0 | 0 |  | 1 | TRUE | wye
31 | LV_5822-20_0_4_load_38 | 48 | 0.0014223 | 0.00035645 | 0 | 0 |  | 1 | TRUE | wye
32 | LV_5822-20_0_4_load_39 | 49 | 0.00236 | 0.00059148 | 0 | 0 |  | 1 | TRUE | wye
33 | LV_5822-20_0_4_load_41 | 51 | 0.00078308 | 0.00019626 | 0 | 0 |  | 1 | TRUE | wye
34 | LV_5822-20_0_4_load_59 | 53 | 0.0014548 | 0.00036461 | 0 | 0 |  | 1 | TRUE | wye
35 | LV_5822-20_0_4_load_56 | 54 | 0.0039849 | 0.00099871 | 0 | 0 |  | 1 | TRUE | wye
36 | LV_5822-20_0_4_load_69 | 55 | 0.0014936 | 0.00037433 | 0 | 0 |  | 1 | TRUE | wye
37 | LV_5822-20_0_4_load_114 | 56 | 0.0015031 | 0.0003767 | 0 | 0 |  | 1 | TRUE | wye
38 | LV_5822-20_0_4_load_68 | 58 | 0.0018878 | 0.00047312 | 0 | 0 |  | 1 | TRUE | wye
39 | LV_5822-20_0_4_load_42 | 59 | 0.0073639 | 0.0018456 | 0 | 0 |  | 1 | TRUE | wye
40 | LV_5822-20_0_4_load_43 | 60 | 0.0031258 | 0.0007834 | 0 | 0 |  | 1 | TRUE | wye
41 | LV_5822-20_0_4_load_44 | 61 | 0.0041268 | 0.0010343 | 0 | 0 |  | 1 | TRUE | wye
42 | LV_5822-20_0_4_load_46 | 63 | 0.0025799 | 0.0006466 | 0 | 0 |  | 1 | TRUE | wye
43 | LV_5822-20_0_4_load_53 | 65 | 0.0026326 | 0.00065979 | 0 | 0 |  | 1 | TRUE | wye
44 | LV_5822-20_0_4_load_54 | 66 | 0.0039823 | 0.00099806 | 0 | 0 |  | 1 | TRUE | wye
45 | LV_5822-20_0_4_load_100 | 67 | 0.0023733 | 0.00059482 | 0 | 0 |  | 1 | TRUE | wye
46 | LV_5822-20_0_4_load_99 | 68 | 0.0019102 | 0.00047875 | 0 | 0 |  | 1 | TRUE | wye
47 | LV_5822-20_0_4_load_50 | 69 | 0.001783 | 0.00044687 | 0 | 0 |  | 1 | TRUE | wye
48 | LV_5822-20_0_4_load_47 | 70 | 0.0022501 | 0.00056393 | 0 | 0 |  | 1 | TRUE | wye
49 | LV_5822-20_0_4_load_96 | 73 | 0.0011999 | 0.00030073 | 0 | 0 |  | 1 | TRUE | wye
50 | LV_5822-20_0_4_load_189 | 76 | 0.0022487 | 0.00056359 | 0 | 0 |  | 1 | TRUE | wye
51 | LV_5822-20_0_4_load_101 | 77 | 0.0023375 | 0.00058584 | 0 | 0 |  | 1 | TRUE | wye
52 | LV_5822-20_0_4_load_139 | 80 | 0.0017763 | 0.00044517 | 0 | 0 |  | 1 | TRUE | wye
53 | LV_5822-20_0_4_load_76 | 81 | 0.0014227 | 0.00035656 | 0 | 0 |  | 1 | TRUE | wye
54 | LV_5822-20_0_4_load_115 | 82 | 0.0013751 | 0.00034463 | 0 | 0 |  | 1 | TRUE | wye
55 | LV_5822-20_0_4_load_60 | 83 | 0.0022945 | 0.00057507 | 0 | 0 |  | 1 | TRUE | wye
56 | LV_5822-20_0_4_load_61 | 84 | 0.0024019 | 0.00060198 | 0 | 0 |  | 1 | TRUE | wye
57 | LV_5822-20_0_4_load_62 | 85 | 0.0019966 | 0.00050039 | 0 | 0 |  | 1 | TRUE | wye
58 | LV_5822-20_0_4_load_63 | 86 | 0.0028001 | 0.00070178 | 0 | 0 |  | 1 | TRUE | wye
59 | LV_5822-20_0_4_load_64 | 87 | 0.0023407 | 0.00058663 | 0 | 0 |  | 1 | TRUE | wye
60 | LV_5822-20_0_4_load_70 | 88 | 0.001728 | 0.00043307 | 0 | 0 |  | 1 | TRUE | wye
61 | LV_5822-20_0_4_load_71 | 89 | 0.0015135 | 0.00037932 | 0 | 0 |  | 1 | TRUE | wye
62 | LV_5822-20_0_4_load_74 | 91 | 0.0015728 | 0.00039417 | 0 | 0 |  | 1 | TRUE | wye
63 | LV_5822-20_0_4_load_75 | 92 | 0.0012792 | 0.0003206 | 0 | 0 |  | 1 | TRUE | wye
64 | LV_5822-20_0_4_load_77 | 94 | 0.0018302 | 0.00045869 | 0 | 0 |  | 1 | TRUE | wye
65 | LV_5822-20_0_4_load_92 | 96 | 0.0028121 | 0.00070477 | 0 | 0 |  | 1 | TRUE | wye
66 | LV_5822-20_0_4_load_165 | 97 | 0.0018853 | 0.00047249 | 0 | 0 |  | 1 | TRUE | wye
67 | LV_5822-20_0_4_load_161 | 98 | 0.0014491 | 0.00036318 | 0 | 0 |  | 1 | TRUE | wye
68 | LV_5822-20_0_4_load_191 | 100 | 0.0016537 | 0.00041446 | 0 | 0 |  | 1 | TRUE | wye
69 | LV_5822-20_0_4_load_148 | 102 | 0.0024407 | 0.0006117 | 0 | 0 |  | 1 | TRUE | wye
70 | LV_5822-20_0_4_load_129 | 103 | 0.00081657 | 0.00020465 | 0 | 0 |  | 1 | TRUE | wye
71 | LV_5822-20_0_4_load_91 | 104 | 0.0020111 | 0.00050404 | 0 | 0 |  | 1 | TRUE | wye
72 | LV_5822-20_0_4_load_166 | 105 | 0.0010518 | 0.00026359 | 0 | 0 |  | 1 | TRUE | wye
73 | LV_5822-20_0_4_load_140 | 106 | 0.0016149 | 0.00040474 | 0 | 0 |  | 1 | TRUE | wye
74 | LV_5822-20_0_4_load_151 | 108 | 0.0015406 | 0.0003861 | 0 | 0 |  | 1 | TRUE | wye
75 | LV_5822-20_0_4_load_149 | 110 | 0.0012901 | 0.00032333 | 0 | 0 |  | 1 | TRUE | wye
76 | LV_5822-20_0_4_load_164 | 111 | 0.0015175 | 0.00038031 | 0 | 0 |  | 1 | TRUE | wye
77 | LV_5822-20_0_4_load_83 | 113 | 0.000789 | 0.00019774 | 0 | 0 |  | 1 | TRUE | wye
78 | LV_5822-20_0_4_load_85 | 114 | 0.0010125 | 0.00025376 | 0 | 0 |  | 1 | TRUE | wye
79 | LV_5822-20_0_4_load_89 | 115 | 0.0087782 | 0.0022 | 0 | 0 |  | 1 | TRUE | wye
80 | LV_5822-20_0_4_load_90 | 116 | 0.0013665 | 0.00034248 | 0 | 0 |  | 1 | TRUE | wye
81 | LV_5822-20_0_4_load_93 | 117 | 0.0036536 | 0.00091568 | 0 | 0 |  | 1 | TRUE | wye
82 | LV_5822-20_0_4_load_97 | 119 | 0.003855 | 0.00096615 | 0 | 0 |  | 1 | TRUE | wye
83 | LV_5822-20_0_4_load_98 | 120 | 0.0041906 | 0.0010503 | 0 | 0 |  | 1 | TRUE | wye
84 | LV_5822-20_0_4_load_102 | 121 | 0.0017532 | 0.00043938 | 0 | 0 |  | 1 | TRUE | wye
85 | LV_5822-20_0_4_load_103 | 122 | 0.0024006 | 0.00060165 | 0 | 0 |  | 1 | TRUE | wye
86 | LV_5822-20_0_4_load_105 | 124 | 0.0028182 | 0.00070631 | 0 | 0 |  | 1 | TRUE | wye
87 | LV_5822-20_0_4_load_106 | 125 | 0.0063581 | 0.0015935 | 0 | 0 |  | 1 | TRUE | wye
88 | LV_5822-20_0_4_load_107 | 126 | 0.0024025 | 0.00060212 | 0 | 0 |  | 1 | TRUE | wye
89 | LV_5822-20_0_4_load_108 | 127 | 0.0032855 | 0.00082342 | 0 | 0 |  | 1 | TRUE | wye
90 | LV_5822-20_0_4_load_109 | 128 | 0.0025793 | 0.00064643 | 0 | 0 |  | 1 | TRUE | wye
91 | LV_5822-20_0_4_load_110 | 129 | 0.001927 | 0.00048294 | 0 | 0 |  | 1 | TRUE | wye
92 | LV_5822-20_0_4_load_112 | 131 | 0.0015906 | 0.00039864 | 0 | 0 |  | 1 | TRUE | wye
93 | LV_5822-20_0_4_load_113 | 132 | 0.0015393 | 0.00038578 | 0 | 0 |  | 1 | TRUE | wye
94 | LV_5822-20_0_4_load_122 | 134 | 0.0015879 | 0.00039796 | 0 | 0 |  | 1 | TRUE | wye
95 | LV_5822-20_0_4_load_116 | 136 | 0.001237 | 0.00031001 | 0 | 0 |  | 1 | TRUE | wye
96 | LV_5822-20_0_4_load_117 | 137 | 0.0019771 | 0.00049551 | 0 | 0 |  | 1 | TRUE | wye
97 | LV_5822-20_0_4_load_118 | 138 | 0.0017321 | 0.0004341 | 0 | 0 |  | 1 | TRUE | wye
98 | LV_5822-20_0_4_load_121 | 139 | 0.0011454 | 0.00028707 | 0 | 0 |  | 1 | TRUE | wye
99 | LV_5822-20_0_4_load_123 | 140 | 0.0017142 | 0.00042963 | 0 | 0 |  | 1 | TRUE | wye
100 | LV_5822-20_0_4_load_124 | 141 | 0.0012663 | 0.00031736 | 0 | 0 |  | 1 | TRUE | wye
101 | LV_5822-20_0_4_load_125 | 142 | 0.0016071 | 0.00040278 | 0 | 0 |  | 1 | TRUE | wye
102 | LV_5822-20_0_4_load_128 | 144 | 0.0015371 | 0.00038524 | 0 | 0 |  | 1 | TRUE | wye
103 | LV_5822-20_0_4_load_131 | 146 | 0.0016236 | 0.00040691 | 0 | 0 |  | 1 | TRUE | wye
104 | LV_5822-20_0_4_load_132 | 148 | 0.0016574 | 0.00041539 | 0 | 0 |  | 1 | TRUE | wye
105 | LV_5822-20_0_4_load_190 | 149 | 0.0015299 | 0.00038343 | 0 | 0 |  | 1 | TRUE | wye
106 | LV_5822-20_0_4_load_135 | 151 | 0.0019607 | 0.0004914 | 0 | 0 |  | 1 | TRUE | wye
107 | LV_5822-20_0_4_load_136 | 152 | 0.0018484 | 0.00046326 | 0 | 0 |  | 1 | TRUE | wye
108 | LV_5822-20_0_4_load_137 | 153 | 0.0015567 | 0.00039014 | 0 | 0 |  | 1 | TRUE | wye
109 | LV_5822-20_0_4_load_138 | 154 | 0.0014109 | 0.00035361 | 0 | 0 |  | 1 | TRUE | wye
110 | LV_5822-20_0_4_load_141 | 155 | 0.0019626 | 0.00049187 | 0 | 0 |  | 1 | TRUE | wye
111 | LV_5822-20_0_4_load_142 | 156 | 0.0018473 | 0.00046298 | 0 | 0 |  | 1 | TRUE | wye
112 | LV_5822-20_0_4_load_143 | 157 | 0.0010563 | 0.00026473 | 0 | 0 |  | 1 | TRUE | wye
113 | LV_5822-20_0_4_load_144 | 158 | 0.0010851 | 0.00027195 | 0 | 0 |  | 1 | TRUE | wye
114 | LV_5822-20_0_4_load_147 | 161 | 0.00028882 | 7.2384e-05 | 0 | 0 |  | 1 | TRUE | wye
115 | LV_5822-20_0_4_load_160 | 164 | 0.00022148 | 5.5508e-05 | 0 | 0 |  | 1 | TRUE | wye
116 | LV_5822-20_0_4_load_153 | 165 | 0.0015399 | 0.00038594 | 0 | 0 |  | 1 | TRUE | wye
117 | LV_5822-20_0_4_load_154 | 167 | 0.00027044 | 6.7779e-05 | 0 | 0 |  | 1 | TRUE | wye
118 | LV_5822-20_0_4_load_177 | 168 | 0.0023653 | 0.0005928 | 0 | 0 |  | 1 | TRUE | wye
119 | LV_5822-20_0_4_load_175 | 169 | 0.00036619 | 9.1776e-05 | 0 | 0 |  | 1 | TRUE | wye
120 | LV_5822-20_0_4_load_187 | 170 | 0.00021283 | 5.3339e-05 | 0 | 0 |  | 1 | TRUE | wye
121 | LV_5822-20_0_4_load_172 | 173 | 0.00099074 | 0.0002483 | 0 | 0 |  | 1 | TRUE | wye
122 | LV_5822-20_0_4_load_188 | 174 | 0.00038304 | 9.5999e-05 | 0 | 0 |  | 1 | TRUE | wye
123 | LV_5822-20_0_4_load_186 | 175 | 0.00027139 | 6.8017e-05 | 0 | 0 |  | 1 | TRUE | wye
124 | LV_5822-20_0_4_load_168 | 176 | 0.001721 | 0.00043134 | 0 | 0 |  | 1 | TRUE | wye
125 | LV_5822-20_0_4_load_167 | 177 | 0.0017711 | 0.00044389 | 0 | 0 |  | 1 | TRUE | wye
126 | LV_5822-20_0_4_load_169 | 178 | 0.0014514 | 0.00036376 | 0 | 0 |  | 1 | TRUE | wye
127 | LV_5822-20_0_4_load_171 | 179 | 0.0018086 | 0.00045327 | 0 | 0 |  | 1 | TRUE | wye
128 | LV_5822-20_0_4_load_178 | 180 | 0.002439 | 0.00061126 | 0 | 0 |  | 1 | TRUE | wye
129 | LV_5822-20_0_4_load_179 | 181 | 0.0019014 | 0.00047653 | 0 | 0 |  | 1 | TRUE | wye
130 | LV_5822-20_0_4_load_185 | 182 | 0.001151 | 0.00028846 | 0 | 0 |  | 1 | TRUE | wye
131 | LV_5822-20_0_4_load_180 | 183 | 0.0016338 | 0.00040946 | 0 | 0 |  | 1 | TRUE | wye
132 | LV_5822-20_0_4_load_182 | 185 | 0.0014273 | 0.0003577 | 0 | 0 |  | 1 | TRUE | wye

## ext_grid
| name | bus | vm_pu | va_degree | slack_weight | in_service
0 |  | 96 | 1 | 0 | 1 | TRUE

## line
| name | std_type | from_bus | to_bus | length_km | r_ohm_per_km | x_ohm_per_km | c_nf_per_km | g_us_per_km | max_i_ka | df | parallel | type | in_service
0 | LV_5822-20_0_4_line_0 |  | 0 | 1 | 0.019766 | 0.125 | 0.08 | 261 | 0 | 0.364 | 1 | 3 | cs | TRUE
1 | LV_5822-20_0_4_line_1 |  | 0 | 2 | 0.032674 | 0.125 | 0.08 | 261 | 0 | 0.364 | 1 | 3 | cs | TRUE
2 | LV_5822-20_0_4_line_2 |  | 1 | 3 | 0.017511 | 0.125 | 0.08 | 261 | 0 | 0.364 | 1 | 3 | cs | TRUE
3 | LV_5822-20_0_4_line_3 |  | 2 | 4 | 0.025038 | 0.125 | 0.08 | 261 | 0 | 0.364 | 1 | 3 | cs | TRUE
4 | LV_5822-20_0_4_line_4 |  | 3 | 5 | 0.019666 | 0.125 | 0.08 | 261 | 0 | 0.364 | 1 | 3 | cs | TRUE
5 | LV_5822-20_0_4_line_5 |  | 3 | 6 | 0.010939 | 0.125 | 0.08 | 261 | 0 | 0.364 | 1 | 1 | cs | TRUE
6 | LV_5822-20_0_4_line_6 |  | 4 | 7 | 0.005335 | 0.125 | 0.08 | 261 | 0 | 0.364 | 1 | 3 | cs | TRUE
7 | LV_5822-20_0_4_line_7 |  | 5 | 8 | 0.018446 | 0.125 | 0.08 | 261 | 0 | 0.364 | 1 | 3 | cs | TRUE
8 | LV_5822-20_0_4_line_8 |  | 6 | 9 | 0.0011539 | 0.125 | 0.08 | 261 | 0 | 0.364 | 1 | 1 | cs | TRUE
9 | LV_5822-20_0_4_line_9 |  | 7 | 10 | 0.015386 | 0.125 | 0.08 | 261 | 0 | 0.364 | 1 | 3 | cs | TRUE
10 | LV_5822-20_0_4_line_10 |  | 8 | 14 | 0.022472 | 0.125 | 0.08 | 261 | 0 | 0.364 | 1 | 3 | cs | TRUE
11 | LV_5822-20_0_4_line_11 |  | 9 | 13 | 0.021381 | 0.125 | 0.08 | 261 | 0 | 0.364 | 1 | 1 | cs | TRUE
12 | LV_5822-20_0_4_line_12 |  | 10 | 86 | 0.021583 | 0.125 | 0.08 | 261 | 0 | 0.364 | 1 | 3 | cs | TRUE
13 | LV_5822-20_0_4_line_13 |  | 11 | 12 | 0.028577 | 0.125 | 0.08 | 261 | 0 | 0.364 | 1 | 1 | cs | TRUE
14 | LV_5822-20_0_4_line_14 |  | 12 | 63 | 0.023045 | 0.125 | 0.08 | 261 | 0 | 0.364 | 1 | 1 | cs | TRUE
15 | LV_5822-20_0_4_line_15 |  | 14 | 27 | 0.010635 | 0.125 | 0.08 | 261 | 0 | 0.364 | 1 | 2 | cs | TRUE
16 | LV_5822-20_0_4_line_16 |  | 14 | 16 | 0.0053526 | 0.125 | 0.08 | 261 | 0 | 0.364 | 1 | 3 | cs | TRUE
17 | LV_5822-20_0_4_line_17 |  | 15 | 16 | 0.021026 | 0.125 | 0.08 | 261 | 0 | 0.364 | 1 | 3 | cs | TRUE
18 | LV_5822-20_0_4_line_18 |  | 15 | 17 | 0.025782 | 0.125 | 0.08 | 261 | 0 | 0.364 | 1 | 3 | cs | TRUE
19 | LV_5822-20_0_4_line_19 |  | 17 | 113 | 0.0054065 | 0.125 | 0.08 | 261 | 0 | 0.364 | 1 | 3 | cs | TRUE
20 | LV_5822-20_0_4_line_20 |  | 18 | 19 | 0.036258 | 0.125 | 0.08 | 261 | 0 | 0.364 | 1 | 1 | cs | TRUE
21 | LV_5822-20_0_4_line_21 |  | 19 | 20 | 0.015245 | 0.125 | 0.08 | 261 | 0 | 0.364 | 1 | 1 | cs | TRUE
22 | LV_5822-20_0_4_line_22 |  | 19 | 21 | 0.059232 | 0.125 | 0.08 | 261 | 0 | 0.364 | 1 | 1 | cs | TRUE
23 | LV_5822-20_0_4_line_23 |  | 20 | 22 | 0.049382 | 0.125 | 0.08 | 261 | 0 | 0.364 | 1 | 1 | cs | TRUE
24 | LV_5822-20_0_4_line_24 |  | 20 | 23 | 0.021805 | 0.125 | 0.08 | 261 | 0 | 0.364 | 1 | 1 | cs | TRUE
25 | LV_5822-20_0_4_line_25 |  | 21 | 24 | 0.014605 | 0.125 | 0.08 | 261 | 0 | 0.364 | 1 | 1 | cs | TRUE
26 | LV_5822-20_0_4_line_26 |  | 22 | 25 | 0.0089929 | 0.125 | 0.08 | 261 | 0 | 0.364 | 1 | 1 | cs | TRUE
27 | LV_5822-20_0_4_line_27 |  | 23 | 26 | 0.0049494 | 0.125 | 0.08 | 261 | 0 | 0.364 | 1 | 1 | cs | TRUE
28 | LV_5822-20_0_4_line_28 |  | 24 | 27 | 0.040921 | 0.125 | 0.08 | 261 | 0 | 0.364 | 1 | 1 | cs | TRUE
29 | LV_5822-20_0_4_line_29 |  | 27 | 28 | 0.0089619 | 0.125 | 0.08 | 261 | 0 | 0.364 | 1 | 2 | cs | TRUE
30 | LV_5822-20_0_4_line_30 |  | 28 | 29 | 0.026773 | 0.125 | 0.08 | 261 | 0 | 0.364 | 1 | 2 | cs | TRUE
31 | LV_5822-20_0_4_line_31 |  | 29 | 30 | 0.028013 | 0.125 | 0.08 | 261 | 0 | 0.364 | 1 | 1 | cs | TRUE
32 | LV_5822-20_0_4_line_32 |  | 29 | 31 | 0.005072 | 0.125 | 0.08 | 261 | 0 | 0.364 | 1 | 1 | cs | TRUE
33 | LV_5822-20_0_4_line_33 |  | 30 | 35 | 0.013363 | 0.125 | 0.08 | 261 | 0 | 0.364 | 1 | 1 | cs | TRUE
34 | LV_5822-20_0_4_line_34 |  | 31 | 33 | 0.048981 | 0.125 | 0.08 | 261 | 0 | 0.364 | 1 | 1 | cs | TRUE
35 | LV_5822-20_0_4_line_35 |  | 31 | 32 | 0.033759 | 0.125 | 0.08 | 261 | 0 | 0.364 | 1 | 1 | cs | TRUE
36 | LV_5822-20_0_4_line_36 |  | 33 | 34 | 0.00014724 | 0.125 | 0.08 | 261 | 0 | 0.364 | 1 | 1 | cs | TRUE
37 | LV_5822-20_0_4_line_37 |  | 34 | 36 | 0.022039 | 0.125 | 0.08 | 261 | 0 | 0.364 | 1 | 1 | cs | TRUE
38 | LV_5822-20_0_4_line_38 |  | 34 | 37 | 0.024163 | 0.125 | 0.08 | 261 | 0 | 0.364 | 1 | 1 | cs | TRUE
39 | LV_5822-20_0_4_line_39 |  | 35 | 176 | 0.02026 | 0.125 | 0.08 | 261 | 0 | 0.364 | 1 | 1 | cs | TRUE
40 | LV_5822-20_0_4_line_40 |  | 36 | 39 | 0.043826 | 0.125 | 0.08 | 261 | 0 | 0.364 | 1 | 1 | cs | TRUE
41 | LV_5822-20_0_4_line_41 |  | 36 | 40 | 0.0070092 | 0.125 | 0.08 | 261 | 0 | 0.364 | 1 | 1 | cs | TRUE
42 | LV_5822-20_0_4_line_42 |  | 37 | 38 | 0.017989 | 0.125 | 0.08 | 261 | 0 | 0.364 | 1 | 1 | cs | TRUE
43 | LV_5822-20_0_4_line_43 |  | 39 | 41 | 0.023993 | 0.125 | 0.08 | 261 | 0 | 0.364 | 1 | 1 | cs | TRUE
44 | LV_5822-20_0_4_line_44 |  | 40 | 42 | 0.029781 | 0.125 | 0.08 | 261 | 0 | 0.364 | 1 | 1 | cs | TRUE
45 | LV_5822-20_0_4_line_45 |  | 41 | 46 | 0.027702 | 0.125 | 0.08 | 261 | 0 | 0.364 | 1 | 1 | cs | TRUE
46 | LV_5822-20_0_4_line_46 |  | 42 | 43 | 0.037208 | 0.125 | 0.08 | 261 | 0 | 0.364 | 1 | 1 | cs | TRUE
47 | LV_5822-20_0_4_line_47 |  | 42 | 44 | 0.013332 | 0.125 | 0.08 | 261 | 0 | 0.364 | 1 | 1 | cs | TRUE
48 | LV_5822-20_0_4_line_48 |  | 44 | 45 | 0.081857 | 0.125 | 0.08 | 261 | 0 | 0.364 | 1 | 1 | cs | TRUE
49 | LV_5822-20_0_4_line_49 |  | 46 | 172 | 0.025115 | 0.125 | 0.08 | 261 | 0 | 0.364 | 1 | 1 | cs | TRUE
50 | LV_5822-20_0_4_line_50 |  | 47 | 48 | 0.01279 | 0.125 | 0.08 | 261 | 0 | 0.364 | 1 | 3 | cs | TRUE
51 | LV_5822-20_0_4_line_51 |  | 47 | 49 | 0.01152 | 0.125 | 0.08 | 261 | 0 | 0.364 | 1 | 3 | cs | TRUE
52 | LV_5822-20_0_4_line_52 |  | 48 | 50 | 0.037879 | 0.125 | 0.08 | 261 | 0 | 0.364 | 1 | 3 | cs | TRUE
53 | LV_5822-20_0_4_line_53 |  | 49 | 51 | 0.012146 | 0.125 | 0.08 | 261 | 0 | 0.364 | 1 | 3 | cs | TRUE
54 | LV_5822-20_0_4_line_54 |  | 50 | 52 | 0.004311 | 0.125 | 0.08 | 261 | 0 | 0.364 | 1 | 1 | cs | TRUE
55 | LV_5822-20_0_4_line_55 |  | 50 | 53 | 0.014916 | 0.125 | 0.08 | 261 | 0 | 0.364 | 1 | 1 | cs | TRUE
56 | LV_5822-20_0_4_line_56 |  | 50 | 54 | 0.02207 | 0.125 | 0.08 | 261 | 0 | 0.364 | 1 | 3 | cs | TRUE
57 | LV_5822-20_0_4_line_57 |  | 51 | 55 | 0.012853 | 0.125 | 0.08 | 261 | 0 | 0.364 | 1 | 3 | cs | TRUE
58 | LV_5822-20_0_4_line_58 |  | 52 | 56 | 0.018851 | 0.125 | 0.08 | 261 | 0 | 0.364 | 1 | 1 | cs | TRUE
59 | LV_5822-20_0_4_line_59 |  | 54 | 57 | 0.0089877 | 0.125 | 0.08 | 261 | 0 | 0.364 | 1 | 3 | cs | TRUE
60 | LV_5822-20_0_4_line_60 |  | 55 | 58 | 0.0022705 | 0.125 | 0.08 | 261 | 0 | 0.364 | 1 | 3 | cs | TRUE
61 | LV_5822-20_0_4_line_61 |  | 56 | 82 | 0.025149 | 0.125 | 0.08 | 261 | 0 | 0.364 | 1 | 1 | cs | TRUE
62 | LV_5822-20_0_4_line_62 |  | 57 | 66 | 0.02044 | 0.125 | 0.08 | 261 | 0 | 0.364 | 1 | 3 | cs | TRUE
63 | LV_5822-20_0_4_line_63 |  | 57 | 75 | 0.004926 | 0.125 | 0.08 | 261 | 0 | 0.364 | 1 | 1 | cs | TRUE
64 | LV_5822-20_0_4_line_64 |  | 58 | 87 | 0.027961 | 0.125 | 0.08 | 261 | 0 | 0.364 | 1 | 3 | cs | TRUE
65 | LV_5822-20_0_4_line_65 |  | 59 | 60 | 0.0013075 | 0.125 | 0.08 | 261 | 0 | 0.364 | 1 | 1 | cs | TRUE
66 | LV_5822-20_0_4_line_66 |  | 59 | 61 | 0.028632 | 0.125 | 0.08 | 261 | 0 | 0.364 | 1 | 1 | cs | TRUE
67 | LV_5822-20_0_4_line_67 |  | 60 | 62 | 0.041678 | 0.125 | 0.08 | 261 | 0 | 0.364 | 1 | 1 | cs | TRUE
68 | LV_5822-20_0_4_line_68 |  | 61 | 63 | 0.0068553 | 0.125 | 0.08 | 261 | 0 | 0.364 | 1 | 1 | cs | TRUE
69 | LV_5822-20_0_4_line_69 |  | 62 | 64 | 0.005109 | 0.125 | 0.08 | 261 | 0 | 0.364 | 1 | 3 | cs | TRUE
70 | LV_5822-20_0_4_line_70 |  | 62 | 65 | 0.01744 | 0.125 | 0.08 | 261 | 0 | 0.364 | 1 | 3 | cs | TRUE
71 | LV_5822-20_0_4_line_71 |  | 62 | 66 | 0.019249 | 0.125 | 0.08 | 261 | 0 | 0.364 | 1 | 3 | cs | TRUE
72 | LV_5822-20_0_4_line_72 |  | 64 | 67 | 0.018764 | 0.125 | 0.08 | 261 | 0 | 0.364 | 1 | 2 | cs | TRUE
73 | LV_5822-20_0_4_line_73 |  | 64 | 68 | 0.025834 | 0.125 | 0.08 | 261 | 0 | 0.364 | 1 | 1 | cs | TRUE
74 | LV_5822-20_0_4_line_74 |  | 65 | 69 | 0.038904 | 0.125 | 0.08 | 261 | 0 | 0.364 | 1 | 2 | cs | TRUE
75 | LV_5822-20_0_4_line_75 |  | 67 | 77 | 0.023514 | 0.125 | 0.08 | 261 | 0 | 0.364 | 1 | 2 | cs | TRUE
76 | LV_5822-20_0_4_line_76 |  | 69 | 71 | 0.013489 | 0.125 | 0.08 | 261 | 0 | 0.364 | 1 | 1 | cs | TRUE
77 | LV_5822-20_0_4_line_77 |  | 70 | 71 | 0.039494 | 0.125 | 0.08 | 261 | 0 | 0.364 | 1 | 1 | cs | TRUE
78 | LV_5822-20_0_4_line_78 |  | 71 | 72 | 0.005038 | 0.125 | 0.08 | 261 | 0 | 0.364 | 1 | 1 | cs | TRUE
79 | LV_5822-20_0_4_line_79 |  | 72 | 73 | 0.014207 | 0.125 | 0.08 | 261 | 0 | 0.364 | 1 | 1 | cs | TRUE
80 | LV_5822-20_0_4_line_80 |  | 73 | 74 | 0.015409 | 0.125 | 0.08 | 261 | 0 | 0.364 | 1 | 1 | cs | TRUE
81 | LV_5822-20_0_4_line_81 |  | 74 | 117 | 0.010991 | 0.125 | 0.08 | 261 | 0 | 0.364 | 1 | 1 | cs | TRUE
82 | LV_5822-20_0_4_line_82 |  | 75 | 76 | 0.014548 | 0.125 | 0.08 | 261 | 0 | 0.364 | 1 | 1 | cs | TRUE
83 | LV_5822-20_0_4_line_83 |  | 77 | 121 | 0.000883 | 0.125 | 0.08 | 261 | 0 | 0.364 | 1 | 1 | cs | TRUE
84 | LV_5822-20_0_4_line_84 |  | 78 | 79 | 0.012554 | 0.125 | 0.08 | 261 | 0 | 0.364 | 1 | 1 | cs | TRUE
85 | LV_5822-20_0_4_line_85 |  | 78 | 80 | 0.018716 | 0.125 | 0.08 | 261 | 0 | 0.364 | 1 | 1 | cs | TRUE
86 | LV_5822-20_0_4_line_86 |  | 79 | 81 | 0.0051472 | 0.125 | 0.08 | 261 | 0 | 0.364 | 1 | 1 | cs | TRUE
87 | LV_5822-20_0_4_line_87 |  | 80 | 106 | 0.0052062 | 0.125 | 0.08 | 261 | 0 | 0.364 | 1 | 1 | cs | TRUE
88 | LV_5822-20_0_4_line_88 |  | 81 | 93 | 0.031727 | 0.125 | 0.08 | 261 | 0 | 0.364 | 1 | 1 | cs | TRUE
89 | LV_5822-20_0_4_line_89 |  | 82 | 136 | 0.00020755 | 0.125 | 0.08 | 261 | 0 | 0.364 | 1 | 1 | cs | TRUE
90 | LV_5822-20_0_4_line_90 |  | 83 | 84 | 0.0030944 | 0.125 | 0.08 | 261 | 0 | 0.364 | 1 | 3 | cs | TRUE
91 | LV_5822-20_0_4_line_91 |  | 83 | 85 | 0.021991 | 0.125 | 0.08 | 261 | 0 | 0.364 | 1 | 3 | cs | TRUE
92 | LV_5822-20_0_4_line_92 |  | 84 | 86 | 0.011967 | 0.125 | 0.08 | 261 | 0 | 0.364 | 1 | 3 | cs | TRUE
93 | LV_5822-20_0_4_line_93 |  | 85 | 87 | 0.0010224 | 0.125 | 0.08 | 261 | 0 | 0.364 | 1 | 3 | cs | TRUE
94 | LV_5822-20_0_4_line_94 |  | 88 | 89 | 0.025636 | 0.125 | 0.08 | 261 | 0 | 0.364 | 1 | 1 | cs | TRUE
95 | LV_5822-20_0_4_line_95 |  | 88 | 90 | 0.0020491 | 0.125 | 0.08 | 261 | 0 | 0.364 | 1 | 1 | cs | TRUE
96 | LV_5822-20_0_4_line_96 |  | 90 | 91 | 0.022233 | 0.125 | 0.08 | 261 | 0 | 0.364 | 1 | 1 | cs | TRUE
97 | LV_5822-20_0_4_line_97 |  | 90 | 92 | 0.014472 | 0.125 | 0.08 | 261 | 0 | 0.364 | 1 | 1 | cs | TRUE
98 | LV_5822-20_0_4_line_98 |  | 91 | 96 | 0.011151 | 0.125 | 0.08 | 261 | 0 | 0.364 | 1 | 1 | cs | TRUE
99 | LV_5822-20_0_4_line_99 |  | 92 | 97 | 0.0096526 | 0.125 | 0.08 | 261 | 0 | 0.364 | 1 | 1 | cs | TRUE
100 | LV_5822-20_0_4_line_100 |  | 93 | 94 | 0.016842 | 0.125 | 0.08 | 261 | 0 | 0.364 | 1 | 1 | cs | TRUE
101 | LV_5822-20_0_4_line_101 |  | 93 | 95 | 0.026361 | 0.125 | 0.08 | 261 | 0 | 0.364 | 1 | 1 | cs | TRUE
102 | LV_5822-20_0_4_line_102 |  | 94 | 98 | 0.019602 | 0.125 | 0.08 | 261 | 0 | 0.364 | 1 | 1 | cs | TRUE
103 | LV_5822-20_0_4_line_103 |  | 95 | 102 | 0.016839 | 0.125 | 0.08 | 261 | 0 | 0.364 | 1 | 1 | cs | TRUE
104 | LV_5822-20_0_4_line_104 |  | 95 | 103 | 0.030306 | 0.125 | 0.08 | 261 | 0 | 0.364 | 1 | 1 | cs | TRUE
105 | LV_5822-20_0_4_line_105 |  | 96 | 104 | 0.0185 | 0.125 | 0.08 | 261 | 0 | 0.364 | 1 | 3 | cs | TRUE
106 | LV_5822-20_0_4_line_106 |  | 97 | 105 | 0.0088764 | 0.125 | 0.08 | 261 | 0 | 0.364 | 1 | 1 | cs | TRUE
107 | LV_5822-20_0_4_line_107 |  | 98 | 101 | 0.011943 | 0.125 | 0.08 | 261 | 0 | 0.364 | 1 | 1 | cs | TRUE
108 | LV_5822-20_0_4_line_108 |  | 99 | 100 | 0.010629 | 0.125 | 0.08 | 261 | 0 | 0.364 | 1 | 1 | cs | TRUE
109 | LV_5822-20_0_4_line_109 |  | 99 | 101 | 0.003312 | 0.125 | 0.08 | 261 | 0 | 0.364 | 1 | 1 | cs | TRUE
110 | LV_5822-20_0_4_line_110 |  | 101 | 111 | 0.01309 | 0.125 | 0.08 | 261 | 0 | 0.364 | 1 | 1 | cs | TRUE
111 | LV_5822-20_0_4_line_111 |  | 103 | 112 | 0.014574 | 0.125 | 0.08 | 261 | 0 | 0.364 | 1 | 1 | cs | TRUE
112 | LV_5822-20_0_4_line_112 |  | 104 | 116 | 0.012976 | 0.125 | 0.08 | 261 | 0 | 0.364 | 1 | 3 | cs | TRUE
113 | LV_5822-20_0_4_line_113 |  | 107 | 108 | 0.015483 | 0.125 | 0.08 | 261 | 0 | 0.364 | 1 | 1 | cs | TRUE
114 | LV_5822-20_0_4_line_114 |  | 107 | 109 | 0.003187 | 0.125 | 0.08 | 261 | 0 | 0.364 | 1 | 1 | cs | TRUE
115 | LV_5822-20_0_4_line_115 |  | 107 | 110 | 0.027734 | 0.125 | 0.08 | 261 | 0 | 0.364 | 1 | 1 | cs | TRUE
116 | LV_5822-20_0_4_line_116 |  | 108 | 165 | 0.031938 | 0.125 | 0.08 | 261 | 0 | 0.364 | 1 | 1 | cs | TRUE
117 | LV_5822-20_0_4_line_117 |  | 109 | 111 | 0.0044029 | 0.125 | 0.08 | 261 | 0 | 0.364 | 1 | 1 | cs | TRUE
118 | LV_5822-20_0_4_line_118 |  | 109 | 166 | 0.020415 | 0.125 | 0.08 | 261 | 0 | 0.364 | 1 | 1 | cs | TRUE
119 | LV_5822-20_0_4_line_119 |  | 110 | 160 | 0.011233 | 0.125 | 0.08 | 261 | 0 | 0.364 | 1 | 1 | cs | TRUE
120 | LV_5822-20_0_4_line_120 |  | 112 | 144 | 0.029235 | 0.125 | 0.08 | 261 | 0 | 0.364 | 1 | 1 | cs | TRUE
121 | LV_5822-20_0_4_line_121 |  | 112 | 142 | 0.011065 | 0.125 | 0.08 | 261 | 0 | 0.364 | 1 | 1 | cs | TRUE
122 | LV_5822-20_0_4_line_122 |  | 113 | 114 | 0.010872 | 0.125 | 0.08 | 261 | 0 | 0.364 | 1 | 3 | cs | TRUE
123 | LV_5822-20_0_4_line_123 |  | 114 | 115 | 0.0067818 | 0.125 | 0.08 | 261 | 0 | 0.364 | 1 | 3 | cs | TRUE
124 | LV_5822-20_0_4_line_124 |  | 115 | 116 | 0.014268 | 0.125 | 0.08 | 261 | 0 | 0.364 | 1 | 3 | cs | TRUE
125 | LV_5822-20_0_4_line_125 |  | 117 | 118 | 0.012169 | 0.125 | 0.08 | 261 | 0 | 0.364 | 1 | 1 | cs | TRUE
126 | LV_5822-20_0_4_line_126 |  | 118 | 119 | 0.013263 | 0.125 | 0.08 | 261 | 0 | 0.364 | 1 | 1 | cs | TRUE
127 | LV_5822-20_0_4_line_127 |  | 119 | 120 | 0.028387 | 0.125 | 0.08 | 261 | 0 | 0.364 | 1 | 1 | cs | TRUE
128 | LV_5822-20_0_4_line_128 |  | 121 | 122 | 0.030924 | 0.125 | 0.08 | 261 | 0 | 0.364 | 1 | 1 | cs | TRUE
129 | LV_5822-20_0_4_line_129 |  | 122 | 123 | 0.014421 | 0.125 | 0.08 | 261 | 0 | 0.364 | 1 | 1 | cs | TRUE
130 | LV_5822-20_0_4_line_130 |  | 123 | 124 | 0.006367 | 0.125 | 0.08 | 261 | 0 | 0.364 | 1 | 1 | cs | TRUE
131 | LV_5822-20_0_4_line_131 |  | 123 | 125 | 0.017579 | 0.125 | 0.08 | 261 | 0 | 0.364 | 1 | 1 | cs | TRUE
132 | LV_5822-20_0_4_line_132 |  | 124 | 126 | 0.022903 | 0.125 | 0.08 | 261 | 0 | 0.364 | 1 | 1 | cs | TRUE
133 | LV_5822-20_0_4_line_133 |  | 126 | 127 | 0.0034195 | 0.125 | 0.08 | 261 | 0 | 0.364 | 1 | 1 | cs | TRUE
134 | LV_5822-20_0_4_line_134 |  | 128 | 129 | 0.00061491 | 0.125 | 0.08 | 261 | 0 | 0.364 | 1 | 1 | cs | TRUE
135 | LV_5822-20_0_4_line_135 |  | 128 | 130 | 0.023396 | 0.125 | 0.08 | 261 | 0 | 0.364 | 1 | 1 | cs | TRUE
136 | LV_5822-20_0_4_line_136 |  | 130 | 131 | 0.012412 | 0.125 | 0.08 | 261 | 0 | 0.364 | 1 | 1 | cs | TRUE
137 | LV_5822-20_0_4_line_137 |  | 130 | 132 | 0.013728 | 0.125 | 0.08 | 261 | 0 | 0.364 | 1 | 1 | cs | TRUE
138 | LV_5822-20_0_4_line_138 |  | 131 | 133 | 0.0099959 | 0.125 | 0.08 | 261 | 0 | 0.364 | 1 | 1 | cs | TRUE
139 | LV_5822-20_0_4_line_139 |  | 133 | 134 | 0.021111 | 0.125 | 0.08 | 261 | 0 | 0.364 | 1 | 1 | cs | TRUE
140 | LV_5822-20_0_4_line_140 |  | 133 | 135 | 0.004663 | 0.125 | 0.08 | 261 | 0 | 0.364 | 1 | 1 | cs | TRUE
141 | LV_5822-20_0_4_line_141 |  | 135 | 139 | 0.014844 | 0.125 | 0.08 | 261 | 0 | 0.364 | 1 | 1 | cs | TRUE
142 | LV_5822-20_0_4_line_142 |  | 135 | 138 | 0.033774 | 0.125 | 0.08 | 261 | 0 | 0.364 | 1 | 1 | cs | TRUE
143 | LV_5822-20_0_4_line_143 |  | 136 | 137 | 0.020886 | 0.125 | 0.08 | 261 | 0 | 0.364 | 1 | 1 | cs | TRUE
144 | LV_5822-20_0_4_line_144 |  | 137 | 138 | 0.0024085 | 0.125 | 0.08 | 261 | 0 | 0.364 | 1 | 1 | cs | TRUE
145 | LV_5822-20_0_4_line_145 |  | 139 | 140 | 0.022572 | 0.125 | 0.08 | 261 | 0 | 0.364 | 1 | 1 | cs | TRUE
146 | LV_5822-20_0_4_line_146 |  | 140 | 141 | 0.0051291 | 0.125 | 0.08 | 261 | 0 | 0.364 | 1 | 1 | cs | TRUE
147 | LV_5822-20_0_4_line_147 |  | 142 | 143 | 0.012815 | 0.125 | 0.08 | 261 | 0 | 0.364 | 1 | 1 | cs | TRUE
148 | LV_5822-20_0_4_line_148 |  | 143 | 145 | 0.003003 | 0.125 | 0.08 | 261 | 0 | 0.364 | 1 | 1 | cs | TRUE
149 | LV_5822-20_0_4_line_149 |  | 143 | 146 | 0.017438 | 0.125 | 0.08 | 261 | 0 | 0.364 | 1 | 1 | cs | TRUE
150 | LV_5822-20_0_4_line_150 |  | 145 | 147 | 0.004928 | 0.125 | 0.08 | 261 | 0 | 0.364 | 1 | 1 | cs | TRUE
151 | LV_5822-20_0_4_line_151 |  | 145 | 148 | 0.016862 | 0.125 | 0.08 | 261 | 0 | 0.364 | 1 | 1 | cs | TRUE
152 | LV_5822-20_0_4_line_152 |  | 147 | 149 | 0.019337 | 0.125 | 0.08 | 261 | 0 | 0.364 | 1 | 1 | cs | TRUE
153 | LV_5822-20_0_4_line_153 |  | 148 | 150 | 0.02062 | 0.125 | 0.08 | 261 | 0 | 0.364 | 1 | 1 | cs | TRUE
154 | LV_5822-20_0_4_line_154 |  | 150 | 151 | 0.0026002 | 0.125 | 0.08 | 261 | 0 | 0.364 | 1 | 1 | cs | TRUE
155 | LV_5822-20_0_4_line_155 |  | 150 | 152 | 0.007367 | 0.125 | 0.08 | 261 | 0 | 0.364 | 1 | 1 | cs | TRUE
156 | LV_5822-20_0_4_line_156 |  | 151 | 153 | 0.031987 | 0.125 | 0.08 | 261 | 0 | 0.364 | 1 | 1 | cs | TRUE
157 | LV_5822-20_0_4_line_157 |  | 153 | 154 | 0.001991 | 0.125 | 0.08 | 261 | 0 | 0.364 | 1 | 1 | cs | TRUE
158 | LV_5822-20_0_4_line_158 |  | 154 | 155 | 0.035531 | 0.125 | 0.08 | 261 | 0 | 0.364 | 1 | 1 | cs | TRUE
159 | LV_5822-20_0_4_line_159 |  | 155 | 156 | 0.00021013 | 0.125 | 0.08 | 261 | 0 | 0.364 | 1 | 1 | cs | TRUE
160 | LV_5822-20_0_4_line_160 |  | 157 | 158 | 0.0070347 | 0.125 | 0.08 | 261 | 0 | 0.364 | 1 | 1 | cs | TRUE
161 | LV_5822-20_0_4_line_161 |  | 157 | 159 | 0.020866 | 0.125 | 0.08 | 261 | 0 | 0.364 | 1 | 1 | cs | TRUE
162 | LV_5822-20_0_4_line_162 |  | 159 | 160 | 0.02659 | 0.125 | 0.08 | 261 | 0 | 0.364 | 1 | 1 | cs | TRUE
163 | LV_5822-20_0_4_line_163 |  | 159 | 161 | 0.01724 | 0.125 | 0.08 | 261 | 0 | 0.364 | 1 | 1 | cs | TRUE
164 | LV_5822-20_0_4_line_164 |  | 161 | 162 | 0.023087 | 0.125 | 0.08 | 261 | 0 | 0.364 | 1 | 1 | cs | TRUE
165 | LV_5822-20_0_4_line_165 |  | 162 | 163 | 0.006437 | 0.125 | 0.08 | 261 | 0 | 0.364 | 1 | 1 | cs | TRUE
166 | LV_5822-20_0_4_line_166 |  | 162 | 164 | 0.039316 | 0.125 | 0.08 | 261 | 0 | 0.364 | 1 | 1 | cs | TRUE
167 | LV_5822-20_0_4_line_167 |  | 163 | 174 | 0.008263 | 0.125 | 0.08 | 261 | 0 | 0.364 | 1 | 1 | cs | TRUE
168 | LV_5822-20_0_4_line_168 |  | 163 | 170 | 0.014958 | 0.125 | 0.08 | 261 | 0 | 0.364 | 1 | 1 | cs | TRUE
169 | LV_5822-20_0_4_line_169 |  | 164 | 175 | 0.023155 | 0.125 | 0.08 | 261 | 0 | 0.364 | 1 | 1 | cs | TRUE
170 | LV_5822-20_0_4_line_170 |  | 165 | 167 | 0.033231 | 0.125 | 0.08 | 261 | 0 | 0.364 | 1 | 1 | cs | TRUE
171 | LV_5822-20_0_4_line_171 |  | 166 | 168 | 0.018616 | 0.125 | 0.08 | 261 | 0 | 0.364 | 1 | 1 | cs | TRUE
172 | LV_5822-20_0_4_line_172 |  | 166 | 169 | 0.051037 | 0.125 | 0.08 | 261 | 0 | 0.364 | 1 | 1 | cs | TRUE
173 | LV_5822-20_0_4_line_173 |  | 168 | 183 | 0.028024 | 0.125 | 0.08 | 261 | 0 | 0.364 | 1 | 1 | cs | TRUE
174 | LV_5822-20_0_4_line_174 |  | 171 | 172 | 0.014841 | 0.125 | 0.08 | 261 | 0 | 0.364 | 1 | 1 | cs | TRUE
175 | LV_5822-20_0_4_line_175 |  | 171 | 173 | 0.02904 | 0.125 | 0.08 | 261 | 0 | 0.364 | 1 | 1 | cs | TRUE
176 | LV_5822-20_0_4_line_176 |  | 172 | 182 | 0.01399 | 0.125 | 0.08 | 261 | 0 | 0.364 | 1 | 1 | cs | TRUE
177 | LV_5822-20_0_4_line_177 |  | 176 | 177 | 0.00050423 | 0.125 | 0.08 | 261 | 0 | 0.364 | 1 | 1 | cs | TRUE
178 | LV_5822-20_0_4_line_178 |  | 177 | 178 | 0.020794 | 0.125 | 0.08 | 261 | 0 | 0.364 | 1 | 1 | cs | TRUE
179 | LV_5822-20_0_4_line_179 |  | 178 | 179 | 0.0081666 | 0.125 | 0.08 | 261 | 0 | 0.364 | 1 | 1 | cs | TRUE
180 | LV_5822-20_0_4_line_180 |  | 179 | 180 | 0.017708 | 0.125 | 0.08 | 261 | 0 | 0.364 | 1 | 1 | cs | TRUE
181 | LV_5822-20_0_4_line_181 |  | 180 | 181 | 0.010413 | 0.125 | 0.08 | 261 | 0 | 0.364 | 1 | 1 | cs | TRUE
182 | LV_5822-20_0_4_line_182 |  | 181 | 184 | 0.024151 | 0.125 | 0.08 | 261 | 0 | 0.364 | 1 | 1 | cs | TRUE
183 | LV_5822-20_0_4_line_183 |  | 183 | 184 | 0.004998 | 0.125 | 0.08 | 261 | 0 | 0.364 | 1 | 1 | cs | TRUE
184 | LV_5822-20_0_4_line_184 |  | 184 | 185 | 0.00982 | 0.125 | 0.08 | 261 | 0 | 0.364 | 1 | 1 | cs | TRUE

## trafo
| name | std_type | hv_bus | lv_bus | sn_mva | vn_hv_kv | vn_lv_kv | vk_percent | vkr_percent | pfe_kw | i0_percent | shift_degree | tap_side | tap_neutral | tap_min | tap_max | tap_step_percent | tap_step_degree | tap_pos | tap_phase_shifter | parallel | df | in_service
0 | LV_5822-20_0_4_trafo_92 | 0.63 MVA 20/0.4 kV | 186 | 96 | 0.63 | 20 | 0.4 | 6 | 1.206 | 1.65 | 0.2619 | 150 | hv | 0 | -2 | 2 | 2.5 | 0 | 0 | FALSE | 1 | 1 | TRUE

## line_geodata
| x0 | y0 | x1 | y1 | x2 | y2 | x3 | y3 | x4 | y4 | x5 | y5 | x6 | y6 | x7 | y7 | x8 | y8 | x9 | y9
0 | 2561155.912 | 1185451.7352 | 2561137.5152 | 1185444.5058
1 | 2561186.3884 | 1185463.5143 | 2561173.1764 | 1185458.5197 | 2561155.912 | 1185451.7352
2 | 2561121.3008 | 1185437.9015 | 2561126.4515 | 1185440.1581 | 2561137.5152 | 1185444.5058
3 | 2561175.2777 | 1185470.657 | 2561188.0653 | 1185474.9429 | 2561186.3884 | 1185463.5143
4 | 2561121.3008 | 1185437.9015 | 2561115.9796 | 1185432.9001 | 2561104.8615 | 1185427.4919
5 | 2561121.3008 | 1185437.9015 | 2561120.937 | 1185448.832
6 | 2561173.1268 | 1185475.5403 | 2561173.7435 | 1185474.1466 | 2561175.2777 | 1185470.657
7 | 2561104.8615 | 1185427.4919 | 2561088.2739 | 1185419.423
8 | 2561120.937 | 1185448.832 | 2561121.9829 | 1185449.3194
9 | 2561173.1268 | 1185475.5403 | 2561166.895 | 1185489.608
10 | 2561070.517 | 1185424.4249 | 2561073.7653 | 1185420.5016 | 2561076.6651 | 1185416.9586 | 2561080.2119 | 1185415.5014 | 2561088.2739 | 1185419.423
11 | 2561121.9829 | 1185449.3194 | 2561135.4273 | 1185455.5858 | 2561141.5187 | 1185457.9872
12 | 2561158.1535 | 1185509.3413 | 2561166.895 | 1185489.608
13 | 2561212.3106 | 1185562.6769 | 2561200.4285 | 1185588.6669
14 | 2561200.4285 | 1185588.6669 | 2561190.8464 | 1185609.6257
15 | 2561061.0148 | 1185419.5953 | 2561070.517 | 1185424.4249
16 | 2561070.517 | 1185424.4249 | 2561075.3067 | 1185426.8142
17 | 2561094.1216 | 1185436.1997 | 2561075.3067 | 1185426.8142
18 | 2561094.1216 | 1185436.1997 | 2561083.2638 | 1185459.5836
19 | 2561083.2638 | 1185459.5836 | 2561080.9869 | 1185464.4873
20 | 2561087.8668 | 1185319.5333 | 2561086.2832 | 1185320.1217 | 2561079.2205 | 1185321.9354 | 2561053.0774 | 1185329.719
21 | 2561098.0147 | 1185326.2264 | 2561096.2955 | 1185323.5695 | 2561092.8002 | 1185317.7113 | 2561087.8668 | 1185319.5333
22 | 2561087.8668 | 1185319.5333 | 2561089.4467 | 1185321.9021 | 2561090.3966 | 1185324.7975 | 2561101.1433 | 1185341.4031 | 2561097.9818 | 1185349.2946 | 2561095.627 | 1185350.9886 | 2561095.9622 | 1185354.4105 | 2561095.3931 | 1185357.2601 | 2561090.7241 | 1185365.684 | 2561088.1047 | 1185371.2818
23 | 2561098.0147 | 1185326.2264 | 2561104.7218 | 1185336.6105 | 2561107.6415 | 1185340.8049 | 2561133.521 | 1185322.1376
24 | 2561098.0147 | 1185326.2264 | 2561116.8703 | 1185315.2764
25 | 2561088.1047 | 1185371.2818 | 2561082.068 | 1185384.1391 | 2561081.884 | 1185384.4952
26 | 2561133.521 | 1185322.1376 | 2561141.5816 | 1185326.1249
27 | 2561121.1503 | 1185312.7908 | 2561116.8703 | 1185315.2764
28 | 2561061.0148 | 1185419.5953 | 2561064.2916 | 1185415.3606 | 2561069.6521 | 1185406.4765 | 2561073.2955 | 1185401.1165 | 2561081.884 | 1185384.4952
29 | 2561061.0148 | 1185419.5953 | 2561052.9302 | 1185415.7282
30 | 2561028.7778 | 1185404.175 | 2561052.9302 | 1185415.7282
31 | 2561028.7778 | 1185404.175 | 2561015.3813 | 1185428.7772
32 | 2561028.7778 | 1185404.175 | 2561024.0718 | 1185402.2491
33 | 2561008.9909 | 1185440.513 | 2561015.3813 | 1185428.7772
34 | 2561024.0718 | 1185402.2491 | 2560981.9014 | 1185384.9595 | 2560978.6327 | 1185384.0111
35 | 2561024.0718 | 1185402.2491 | 2561027.7245 | 1185392.4645 | 2561038.1838 | 1185371.6278
36 | 2560978.6327 | 1185384.0111 | 2560978.4913 | 1185383.9701
37 | 2560957.6099 | 1185376.7471 | 2560978.4913 | 1185383.9701
38 | 2560978.4913 | 1185383.9701 | 2560986.6194 | 1185361.2152
39 | 2560999.302 | 1185458.3063 | 2561008.9909 | 1185440.513
40 | 2560957.6099 | 1185376.7471 | 2560955.1715 | 1185379.6535 | 2560935.4026 | 1185414.4642
41 | 2560957.6099 | 1185376.7471 | 2560950.8655 | 1185374.8384
42 | 2560986.6194 | 1185361.2152 | 2560992.6335 | 1185344.3787 | 2560992.7426 | 1185344.399
43 | 2560935.4026 | 1185414.4642 | 2560923.5545 | 1185435.3273
44 | 2560922.2102 | 1185366.7286 | 2560950.8655 | 1185374.8384
45 | 2560923.5545 | 1185435.3273 | 2560909.8749 | 1185459.4155
46 | 2560922.2102 | 1185366.7286 | 2560909.0252 | 1185388.093 | 2560901.1949 | 1185397.3604
47 | 2560922.2102 | 1185366.7286 | 2560909.5488 | 1185363.1429 | 2560909.382 | 1185363.0978
48 | 2560909.382 | 1185363.0978 | 2560853.5377 | 1185303.2484
49 | 2560897.5854 | 1185481.318 | 2560908.063 | 1185462.606 | 2560909.8749 | 1185459.4155
50 | 2561115.2023 | 1185604.9602 | 2561109.8809 | 1185616.5906
51 | 2561115.2023 | 1185604.9602 | 2561119.9953 | 1185594.4848
52 | 2561094.1247 | 1185651.0374 | 2561095.8853 | 1185647.1794 | 2561109.8809 | 1185616.5906
53 | 2561119.9953 | 1185594.4848 | 2561125.0486 | 1185583.4404
54 | 2561094.1247 | 1185651.0374 | 2561092.135 | 1185654.8635
55 | 2561094.1247 | 1185651.0374 | 2561080.7202 | 1185644.4943
56 | 2561094.1247 | 1185651.0374 | 2561114.1198 | 1185660.3791
57 | 2561130.3961 | 1185571.7529 | 2561125.0486 | 1185583.4404
58 | 2561092.135 | 1185654.8635 | 2561091.9315 | 1185655.2539 | 2561084.3667 | 1185672.0384
59 | 2561122.2627 | 1185664.1835 | 2561114.1198 | 1185660.3791
60 | 2561130.3961 | 1185571.7529 | 2561131.3408 | 1185569.6882
61 | 2561084.3667 | 1185672.0384 | 2561074.0329 | 1185694.9667
62 | 2561122.2627 | 1185664.1835 | 2561140.7786 | 1185672.8399
63 | 2561122.2627 | 1185664.1835 | 2561120.2162 | 1185668.6659
64 | 2561142.7322 | 1185544.1533 | 2561133.8524 | 1185564.1988 | 2561131.3408 | 1185569.6882
65 | 2561176.0912 | 1185641.9 | 2561175.5475 | 1185643.0892
66 | 2561176.0912 | 1185641.9 | 2561187.9961 | 1185615.8604
67 | 2561158.2158 | 1185680.992 | 2561160.0592 | 1185676.9668 | 2561175.5475 | 1185643.0892
68 | 2561190.8464 | 1185609.6257 | 2561187.9961 | 1185615.8604
69 | 2561158.2158 | 1185680.992 | 2561156.1935 | 1185685.6855
70 | 2561158.2158 | 1185680.992 | 2561173.9832 | 1185688.444
71 | 2561158.2158 | 1185680.992 | 2561140.7786 | 1185672.8399
72 | 2561156.1935 | 1185685.6855 | 2561155.9604 | 1185686.2206 | 2561148.4846 | 1185702.793
73 | 2561156.1935 | 1185685.6855 | 2561179.5611 | 1185696.7008
74 | 2561209.1564 | 1185705.0676 | 2561173.9832 | 1185688.444
75 | 2561148.4846 | 1185702.793 | 2561138.8158 | 1185724.2266
76 | 2561221.3515 | 1185710.8313 | 2561209.1564 | 1185705.0676
77 | 2561221.3515 | 1185710.8313 | 2561223.1981 | 1185707.2841 | 2561237.7368 | 1185674.9035
78 | 2561221.3515 | 1185710.8313 | 2561219.3287 | 1185715.4469
79 | 2561219.3287 | 1185715.4469 | 2561219.028 | 1185716.1381 | 2561213.5339 | 1185728.4186
80 | 2561207.2411 | 1185742.4844 | 2561213.5339 | 1185728.4186
81 | 2561207.2411 | 1185742.4844 | 2561202.7505 | 1185752.5165
82 | 2561114.1669 | 1185681.9013 | 2561120.2162 | 1185668.6659
83 | 2561138.4527 | 1185725.0315 | 2561138.8158 | 1185724.2266
84 | 2561034.1577 | 1185629.8501 | 2561037.893 | 1185629.2365 | 2561046.5452 | 1185627.8127
85 | 2561034.1577 | 1185629.8501 | 2561033.7861 | 1185632.554 | 2561027.8756 | 1185643.6429 | 2561026.2462 | 1185646.6508
86 | 2561046.5452 | 1185627.8127 | 2561041.9201 | 1185625.5539
87 | 2561026.2462 | 1185646.6508 | 2561023.8566 | 1185651.062 | 2561023.783 | 1185651.2365
88 | 2561013.4115 | 1185611.6312 | 2561041.9201 | 1185625.5539
89 | 2561073.9476 | 1185695.156 | 2561074.0329 | 1185694.9667
90 | 2561152.0533 | 1185523.1119 | 2561153.3066 | 1185520.2826
91 | 2561152.0533 | 1185523.1119 | 2561143.1463 | 1185543.2186
92 | 2561158.1535 | 1185509.3413 | 2561153.3066 | 1185520.2826
93 | 2561142.7322 | 1185544.1533 | 2561143.1463 | 1185543.2186
94 | 2561039.9211 | 1185554.3804 | 2561029.453 | 1185577.7817
95 | 2561040.7578 | 1185552.5099 | 2561039.9211 | 1185554.3804
96 | 2561040.7578 | 1185552.5099 | 2561049.8315 | 1185532.2126
97 | 2561040.7578 | 1185552.5099 | 2561037.2931 | 1185550.1535 | 2561027.897 | 1185545.9775
98 | 2561054.3826 | 1185522.0322 | 2561049.8315 | 1185532.2126
99 | 2561027.897 | 1185545.9775 | 2561019.0762 | 1185542.0573
100 | 2561013.4115 | 1185611.6312 | 2560998.1394 | 1185604.5297
101 | 2561002.2579 | 1185635.5168 | 2561003.5599 | 1185632.729 | 2561011.3794 | 1185615.9801 | 2561011.6578 | 1185615.378 | 2561013.4115 | 1185611.6312
102 | 2560998.1394 | 1185604.5297 | 2560980.3655 | 1185596.2648
103 | 2561002.2579 | 1185635.5168 | 2560996.5659 | 1185634.4867 | 2560985.774 | 1185632.0928
104 | 2561002.2579 | 1185635.5168 | 2560989.6633 | 1185663.0824
105 | 2561054.3826 | 1185522.0322 | 2561057.3656 | 1185515.3595 | 2561062.0786 | 1185505.2092
106 | 2561010.9648 | 1185538.4522 | 2561019.0762 | 1185542.0573
107 | 2560969.5356 | 1185591.2289 | 2560980.3655 | 1185596.2648
108 | 2560963.1377 | 1185603.6218 | 2560967.9751 | 1185594.1517
109 | 2560967.9751 | 1185594.1517 | 2560969.5356 | 1185591.2289
110 | 2560969.5356 | 1185591.2289 | 2560957.6674 | 1185585.7078
111 | 2560983.6067 | 1185676.3383 | 2560989.6633 | 1185663.0824
112 | 2561067.5433 | 1185493.4402 | 2561062.0786 | 1185505.2092
113 | 2560951.7843 | 1185586.42 | 2560937.8143 | 1185579.7452
114 | 2560951.7843 | 1185586.42 | 2560953.6753 | 1185583.8508
115 | 2560951.7843 | 1185586.42 | 2560940.0909 | 1185604.7508 | 2560937.5357 | 1185610.1695
116 | 2560937.8143 | 1185579.7452 | 2560908.9969 | 1185565.9762
117 | 2560953.6753 | 1185583.8508 | 2560957.6674 | 1185585.7078
118 | 2560935.1206 | 1185575.223 | 2560953.6753 | 1185583.8508
119 | 2560932.7447 | 1185620.3294 | 2560937.5357 | 1185610.1695
120 | 2560983.6067 | 1185676.3383 | 2561006.4658 | 1185686.2388 | 2561008.3966 | 1185687.438 | 2561009.3858 | 1185689.2347
121 | 2560983.6067 | 1185676.3383 | 2560979.0086 | 1185686.4027
122 | 2561076.4084 | 1185474.3479 | 2561080.9869 | 1185464.4873
123 | 2561076.4084 | 1185474.3479 | 2561073.5523 | 1185480.499
124 | 2561067.5433 | 1185493.4402 | 2561073.5523 | 1185480.499
125 | 2561197.7786 | 1185763.6238 | 2561202.7505 | 1185752.5165
126 | 2561197.7786 | 1185763.6238 | 2561192.3622 | 1185775.7305
127 | 2561192.3622 | 1185775.7305 | 2561180.7693 | 1185801.6428
128 | 2561138.4527 | 1185725.0315 | 2561125.7368 | 1185753.2199
129 | 2561119.8068 | 1185766.3655 | 2561125.7368 | 1185753.2199
130 | 2561119.8068 | 1185766.3655 | 2561117.1883 | 1185772.1691
131 | 2561135.8339 | 1185773.6874 | 2561119.8068 | 1185766.3655
132 | 2561117.1883 | 1185772.1691 | 2561107.7691 | 1185793.0452
133 | 2561106.3628 | 1185796.1622 | 2561107.7691 | 1185793.0452
134 | 2561061.1073 | 1185781.9111 | 2561060.5492 | 1185781.6531
135 | 2561039.3117 | 1185771.8373 | 2561060.5492 | 1185781.6531
136 | 2561039.3117 | 1185771.8373 | 2561044.4414 | 1185760.5349
137 | 2561039.3117 | 1185771.8373 | 2561033.6401 | 1185784.3394
138 | 2561048.5725 | 1185751.4326 | 2561044.4414 | 1185760.5349
139 | 2561048.5725 | 1185751.4326 | 2561068.0286 | 1185759.6254
140 | 2561050.4983 | 1185747.1844 | 2561048.5725 | 1185751.4326
141 | 2561050.4983 | 1185747.1844 | 2561046.3985 | 1185744.543 | 2561037.4617 | 1185740.1303
142 | 2561050.4983 | 1185747.1844 | 2561064.3758 | 1185716.3935
143 | 2561073.9476 | 1185695.156 | 2561065.3655 | 1185714.1977
144 | 2561064.3758 | 1185716.3935 | 2561065.3655 | 1185714.1977
145 | 2561037.4617 | 1185740.1303 | 2561017.2223 | 1185730.1367 | 2561017.2223 | 1185730.1367
146 | 2561017.2223 | 1185730.1367 | 2561015.2392 | 1185734.8669
147 | 2560973.6831 | 1185698.0592 | 2560979.0086 | 1185686.4027
148 | 2560972.4342 | 1185700.7911 | 2560973.6831 | 1185698.0592
149 | 2560989.5279 | 1185705.4375 | 2560973.6831 | 1185698.0592
150 | 2560972.4342 | 1185700.7911 | 2560970.4567 | 1185705.3064
151 | 2560972.4342 | 1185700.7911 | 2560968.5982 | 1185698.8373 | 2560956.8629 | 1185694.3698
152 | 2560988.2644 | 1185712.9609 | 2560970.4567 | 1185705.3064
153 | 2560937.5919 | 1185687.0336 | 2560956.8629 | 1185694.3698
154 | 2560937.5919 | 1185687.0336 | 2560935.162 | 1185686.1081
155 | 2560934.9737 | 1185693.9211 | 2560937.5919 | 1185687.0336
156 | 2560935.162 | 1185686.1081 | 2560905.2697 | 1185674.7232
157 | 2560903.4091 | 1185674.0145 | 2560905.2697 | 1185674.7232
158 | 2560903.4091 | 1185674.0145 | 2560870.2045 | 1185661.368
159 | 2560870.0081 | 1185661.2932 | 2560870.2045 | 1185661.368
160 | 2560893.3703 | 1185638.8799 | 2560896.3804 | 1185632.5218
161 | 2560906.7148 | 1185614.5521 | 2560904.979 | 1185616.3422 | 2560902.7703 | 1185619.3472 | 2560899.4337 | 1185626.0726 | 2560896.3804 | 1185632.5218
162 | 2560906.7148 | 1185614.5521 | 2560932.7447 | 1185620.3294
163 | 2560906.7148 | 1185614.5521 | 2560904.2769 | 1185614.0122 | 2560889.9256 | 1185610.6358
164 | 2560867.4527 | 1185605.3486 | 2560889.9256 | 1185610.6358
165 | 2560867.4527 | 1185605.3486 | 2560861.17 | 1185603.8667
166 | 2560867.4527 | 1185605.3486 | 2560850.9074 | 1185641.0142
167 | 2560861.17 | 1185603.8667 | 2560865.0983 | 1185596.5927
168 | 2560861.17 | 1185603.8667 | 2560846.6083 | 1185600.4445
169 | 2560850.9074 | 1185641.0142 | 2560841.1631 | 1185662.0193
170 | 2560908.9969 | 1185565.9762 | 2560879.0126 | 1185551.6497
171 | 2560935.1206 | 1185575.223 | 2560937.1342 | 1185571.5634 | 2560942.9415 | 1185561.042 | 2560944.1108 | 1185558.9211
172 | 2560935.1206 | 1185575.223 | 2560889.3206 | 1185552.7036
173 | 2560957.6411 | 1185534.3793 | 2560944.1108 | 1185558.9211
174 | 2560890.3288 | 1185494.2724 | 2560897.5854 | 1185481.318
175 | 2560890.3288 | 1185494.2724 | 2560892.6802 | 1185495.58 | 2560915.7408 | 1185508.3286
176 | 2560909.9308 | 1185487.963 | 2560899.8753 | 1185482.5592 | 2560897.5854 | 1185481.318
177 | 2560999.0609 | 1185458.7491 | 2560999.302 | 1185458.3063
178 | 2560999.0609 | 1185458.7491 | 2560989.1168 | 1185477.011
179 | 2560985.2114 | 1185484.1832 | 2560989.1168 | 1185477.011
180 | 2560985.2114 | 1185484.1832 | 2560976.9934 | 1185499.2752 | 2560976.7408 | 1185499.7335
181 | 2560971.7138 | 1185508.8522 | 2560976.7408 | 1185499.7335
182 | 2560960.0541 | 1185530.0023 | 2560971.7138 | 1185508.8522
183 | 2560960.0541 | 1185530.0023 | 2560957.6411 | 1185534.3793
184 | 2560951.4453 | 1185525.2338 | 2560957.8104 | 1185528.8164 | 2560960.0541 | 1185530.0023

## bus_geodata
| x | y | coords
0 | 2561155.912 | 1185451.7352
1 | 2561137.5152 | 1185444.5058
2 | 2561186.3884 | 1185463.5143
3 | 2561121.3008 | 1185437.9015
4 | 2561175.2777 | 1185470.657
5 | 2561104.8615 | 1185427.4919
6 | 2561120.937 | 1185448.832
7 | 2561173.1268 | 1185475.5403
8 | 2561088.2739 | 1185419.423
9 | 2561121.9829 | 1185449.3194
10 | 2561166.895 | 1185489.608
11 | 2561212.3106 | 1185562.6769
12 | 2561200.4285 | 1185588.6669
13 | 2561141.5187 | 1185457.9872
14 | 2561070.517 | 1185424.4249
15 | 2561094.1216 | 1185436.1997
16 | 2561075.3067 | 1185426.8142
17 | 2561083.2638 | 1185459.5836
18 | 2561053.0774 | 1185329.719
19 | 2561087.8668 | 1185319.5333
20 | 2561098.0147 | 1185326.2264
21 | 2561088.1047 | 1185371.2818
22 | 2561133.521 | 1185322.1376
23 | 2561116.8703 | 1185315.2764
24 | 2561081.884 | 1185384.4952
25 | 2561141.5816 | 1185326.1249
26 | 2561121.1503 | 1185312.7908
27 | 2561061.0148 | 1185419.5953
28 | 2561052.9302 | 1185415.7282
29 | 2561028.7778 | 1185404.175
30 | 2561015.3813 | 1185428.7772
31 | 2561024.0718 | 1185402.2491
32 | 2561038.1838 | 1185371.6278
33 | 2560978.6327 | 1185384.0111
34 | 2560978.4913 | 1185383.9701
35 | 2561008.9909 | 1185440.513
36 | 2560957.6099 | 1185376.7471
37 | 2560986.6194 | 1185361.2152
38 | 2560992.7426 | 1185344.399
39 | 2560935.4026 | 1185414.4642
40 | 2560950.8655 | 1185374.8384
41 | 2560923.5545 | 1185435.3273
42 | 2560922.2102 | 1185366.7286
43 | 2560901.1949 | 1185397.3604
44 | 2560909.382 | 1185363.0978
45 | 2560853.5377 | 1185303.2484
46 | 2560909.8749 | 1185459.4155
47 | 2561115.2023 | 1185604.9602
48 | 2561109.8809 | 1185616.5906
49 | 2561119.9953 | 1185594.4848
50 | 2561094.1247 | 1185651.0374
51 | 2561125.0486 | 1185583.4404
52 | 2561092.135 | 1185654.8635
53 | 2561080.7202 | 1185644.4943
54 | 2561114.1198 | 1185660.3791
55 | 2561130.3961 | 1185571.7529
56 | 2561084.3667 | 1185672.0384
57 | 2561122.2627 | 1185664.1835
58 | 2561131.3408 | 1185569.6882
59 | 2561176.0912 | 1185641.9
60 | 2561175.5475 | 1185643.0892
61 | 2561187.9961 | 1185615.8604
62 | 2561158.2158 | 1185680.992
63 | 2561190.8464 | 1185609.6257
64 | 2561156.1935 | 1185685.6855
65 | 2561173.9832 | 1185688.444
66 | 2561140.7786 | 1185672.8399
67 | 2561148.4846 | 1185702.793
68 | 2561179.5611 | 1185696.7008
69 | 2561209.1564 | 1185705.0676
70 | 2561237.7368 | 1185674.9035
71 | 2561221.3515 | 1185710.8313
72 | 2561219.3287 | 1185715.4469
73 | 2561213.5339 | 1185728.4186
74 | 2561207.2411 | 1185742.4844
75 | 2561120.2162 | 1185668.6659
76 | 2561114.1669 | 1185681.9013
77 | 2561138.8158 | 1185724.2266
78 | 2561034.1577 | 1185629.8501
79 | 2561046.5452 | 1185627.8127
80 | 2561026.2462 | 1185646.6508
81 | 2561041.9201 | 1185625.5539
82 | 2561074.0329 | 1185694.9667
83 | 2561152.0533 | 1185523.1119
84 | 2561153.3066 | 1185520.2826
85 | 2561143.1463 | 1185543.2186
86 | 2561158.1535 | 1185509.3413
87 | 2561142.7322 | 1185544.1533
88 | 2561039.9211 | 1185554.3804
89 | 2561029.453 | 1185577.7817
90 | 2561040.7578 | 1185552.5099
91 | 2561049.8315 | 1185532.2126
92 | 2561027.897 | 1185545.9775
93 | 2561013.4115 | 1185611.6312
94 | 2560998.1394 | 1185604.5297
95 | 2561002.2579 | 1185635.5168
96 | 2561054.3826 | 1185522.0322
97 | 2561019.0762 | 1185542.0573
98 | 2560980.3655 | 1185596.2648
99 | 2560967.9751 | 1185594.1517
100 | 2560963.1377 | 1185603.6218
101 | 2560969.5356 | 1185591.2289
102 | 2560985.774 | 1185632.0928
103 | 2560989.6633 | 1185663.0824
104 | 2561062.0786 | 1185505.2092
105 | 2561010.9648 | 1185538.4522
106 | 2561023.783 | 1185651.2365
107 | 2560951.7843 | 1185586.42
108 | 2560937.8143 | 1185579.7452
109 | 2560953.6753 | 1185583.8508
110 | 2560937.5357 | 1185610.1695
111 | 2560957.6674 | 1185585.7078
112 | 2560983.6067 | 1185676.3383
113 | 2561080.9869 | 1185464.4873
114 | 2561076.4084 | 1185474.3479
115 | 2561073.5523 | 1185480.499
116 | 2561067.5433 | 1185493.4402
117 | 2561202.7505 | 1185752.5165
118 | 2561197.7786 | 1185763.6238
119 | 2561192.3622 | 1185775.7305
120 | 2561180.7693 | 1185801.6428
121 | 2561138.4527 | 1185725.0315
122 | 2561125.7368 | 1185753.2199
123 | 2561119.8068 | 1185766.3655
124 | 2561117.1883 | 1185772.1691
125 | 2561135.8339 | 1185773.6874
126 | 2561107.7691 | 1185793.0452
127 | 2561106.3628 | 1185796.1622
128 | 2561060.5492 | 1185781.6531
129 | 2561061.1073 | 1185781.9111
130 | 2561039.3117 | 1185771.8373
131 | 2561044.4414 | 1185760.5349
132 | 2561033.6401 | 1185784.3393
133 | 2561048.5725 | 1185751.4326
134 | 2561068.0286 | 1185759.6254
135 | 2561050.4983 | 1185747.1844
136 | 2561073.9476 | 1185695.156
137 | 2561065.3655 | 1185714.1977
138 | 2561064.3758 | 1185716.3935
139 | 2561037.4617 | 1185740.1303
140 | 2561017.2223 | 1185730.1367
141 | 2561015.2392 | 1185734.8669
142 | 2560979.0086 | 1185686.4027
143 | 2560973.6831 | 1185698.0592
144 | 2561009.3858 | 1185689.2347
145 | 2560972.4342 | 1185700.7911
146 | 2560989.5279 | 1185705.4375
147 | 2560970.4567 | 1185705.3064
148 | 2560956.8629 | 1185694.3698
149 | 2560988.2644 | 1185712.9609
150 | 2560937.5919 | 1185687.0336
151 | 2560935.162 | 1185686.1081
152 | 2560934.9737 | 1185693.9211
153 | 2560905.2697 | 1185674.7232
154 | 2560903.4091 | 1185674.0145
155 | 2560870.2045 | 1185661.368
156 | 2560870.0081 | 1185661.2932
157 | 2560896.3804 | 1185632.5218
158 | 2560893.3703 | 1185638.8799
159 | 2560906.7148 | 1185614.5521
160 | 2560932.7447 | 1185620.3294
161 | 2560889.9256 | 1185610.6358
162 | 2560867.4527 | 1185605.3486
163 | 2560861.17 | 1185603.8667
164 | 2560850.9074 | 1185641.0142
165 | 2560908.9969 | 1185565.9762
166 | 2560935.1206 | 1185575.223
167 | 2560879.0126 | 1185551.6497
168 | 2560944.1108 | 1185558.9211
169 | 2560889.3206 | 1185552.7036
170 | 2560846.6083 | 1185600.4445
171 | 2560890.3288 | 1185494.2724
172 | 2560897.5854 | 1185481.318
173 | 2560915.7408 | 1185508.3286
174 | 2560865.0983 | 1185596.5927
175 | 2560841.1631 | 1185662.0193
176 | 2560999.302 | 1185458.3063
177 | 2560999.0609 | 1185458.7491
178 | 2560989.1168 | 1185477.011
179 | 2560985.2114 | 1185484.1832
180 | 2560976.7408 | 1185499.7335
181 | 2560971.7138 | 1185508.8522
182 | 2560909.9308 | 1185487.963
183 | 2560957.6411 | 1185534.3793
184 | 2560960.0541 | 1185530.0023
185 | 2560951.4453 | 1185525.2338
186 | 2561040.7578 | 1185552.5099

## line_std_types
| c_nf_per_km | r_ohm_per_km | x_ohm_per_km | max_i_ka | type | q_mm2 | alpha | voltage_rating
NAYY 4x50 SE | 210 | 0.642 | 0.083 | 0.142 | cs | 50 | 0.00403 | LV
NAYY 4x120 SE | 264 | 0.225 | 0.08 | 0.242 | cs | 120 | 0.00403 | LV
NAYY 4x150 SE | 261 | 0.208 | 0.08 | 0.27 | cs | 150 | 0.00403 | LV
NA2XS2Y 1x95 RM/25 12/20 kV | 216 | 0.313 | 0.132 | 0.252 | cs | 95 | 0.00403 | MV
NA2XS2Y 1x185 RM/25 12/20 kV | 273 | 0.161 | 0.117 | 0.362 | cs | 185 | 0.00403 | MV
NA2XS2Y 1x240 RM/25 12/20 kV | 304 | 0.122 | 0.112 | 0.421 | cs | 240 | 0.00403 | MV
NA2XS2Y 1x95 RM/25 6/10 kV | 315 | 0.313 | 0.123 | 0.249 | cs | 95 | 0.00403 | MV
NA2XS2Y 1x185 RM/25 6/10 kV | 406 | 0.161 | 0.11 | 0.358 | cs | 185 | 0.00403 | MV
NA2XS2Y 1x240 RM/25 6/10 kV | 456 | 0.122 | 0.105 | 0.416 | cs | 240 | 0.00403 | MV
NA2XS2Y 1x150 RM/25 12/20 kV | 250 | 0.206 | 0.116 | 0.319 | cs | 150 | 0.00403 | MV
NA2XS2Y 1x120 RM/25 12/20 kV | 230 | 0.253 | 0.119 | 0.283 | cs | 120 | 0.00403 | MV
NA2XS2Y 1x70 RM/25 12/20 kV | 190 | 0.443 | 0.132 | 0.22 | cs | 70 | 0.00403 | MV
NA2XS2Y 1x150 RM/25 6/10 kV | 360 | 0.206 | 0.11 | 0.315 | cs | 150 | 0.00403 | MV
NA2XS2Y 1x120 RM/25 6/10 kV | 340 | 0.253 | 0.113 | 0.28 | cs | 120 | 0.00403 | MV
NA2XS2Y 1x70 RM/25 6/10 kV | 280 | 0.443 | 0.123 | 0.217 | cs | 70 | 0.00403 | MV
N2XS(FL)2Y 1x120 RM/35 64/110 kV | 112 | 0.153 | 0.166 | 0.366 | cs | 120 | 0.00393 | HV
N2XS(FL)2Y 1x185 RM/35 64/110 kV | 125 | 0.099 | 0.156 | 0.457 | cs | 185 | 0.00393 | HV
N2XS(FL)2Y 1x240 RM/35 64/110 kV | 135 | 0.075 | 0.149 | 0.526 | cs | 240 | 0.00393 | HV
N2XS(FL)2Y 1x300 RM/35 64/110 kV | 144 | 0.06 | 0.144 | 0.588 | cs | 300 | 0.00393 | HV
15-AL1/3-ST1A 0.4 | 11 | 1.8769 | 0.35 | 0.105 | ol | 16 | 0.00403 | LV
24-AL1/4-ST1A 0.4 | 11.25 | 1.2012 | 0.335 | 0.14 | ol | 24 | 0.00403 | LV
48-AL1/8-ST1A 0.4 | 12.2 | 0.5939 | 0.3 | 0.21 | ol | 48 | 0.00403 | LV
94-AL1/15-ST1A 0.4 | 13.2 | 0.306 | 0.29 | 0.35 | ol | 94 | 0.00403 | LV
34-AL1/6-ST1A 10.0 | 9.7 | 0.8342 | 0.36 | 0.17 | ol | 34 | 0.00403 | MV
48-AL1/8-ST1A 10.0 | 10.1 | 0.5939 | 0.35 | 0.21 | ol | 48 | 0.00403 | MV
70-AL1/11-ST1A 10.0 | 10.4 | 0.4132 | 0.339 | 0.29 | ol | 70 | 0.00403 | MV
94-AL1/15-ST1A 10.0 | 10.75 | 0.306 | 0.33 | 0.35 | ol | 94 | 0.00403 | MV
122-AL1/20-ST1A 10.0 | 11.1 | 0.2376 | 0.323 | 0.41 | ol | 122 | 0.00403 | MV
149-AL1/24-ST1A 10.0 | 11.25 | 0.194 | 0.315 | 0.47 | ol | 149 | 0.00403 | MV
34-AL1/6-ST1A 20.0 | 9.15 | 0.8342 | 0.382 | 0.17 | ol | 34 | 0.00403 | MV
48-AL1/8-ST1A 20.0 | 9.5 | 0.5939 | 0.372 | 0.21 | ol | 48 | 0.00403 | MV
70-AL1/11-ST1A 20.0 | 9.7 | 0.4132 | 0.36 | 0.29 | ol | 70 | 0.00403 | MV
94-AL1/15-ST1A 20.0 | 10 | 0.306 | 0.35 | 0.35 | ol | 94 | 0.00403 | MV
122-AL1/20-ST1A 20.0 | 10.3 | 0.2376 | 0.344 | 0.41 | ol | 122 | 0.00403 | MV
149-AL1/24-ST1A 20.0 | 10.5 | 0.194 | 0.337 | 0.47 | ol | 149 | 0.00403 | MV
184-AL1/30-ST1A 20.0 | 10.75 | 0.1571 | 0.33 | 0.535 | ol | 184 | 0.00403 | MV
243-AL1/39-ST1A 20.0 | 11 | 0.1188 | 0.32 | 0.645 | ol | 243 | 0.00403 | MV
48-AL1/8-ST1A 110.0 | 8 | 0.5939 | 0.46 | 0.21 | ol | 48 | 0.00403 | HV
70-AL1/11-ST1A 110.0 | 8.4 | 0.4132 | 0.45 | 0.29 | ol | 70 | 0.00403 | HV
94-AL1/15-ST1A 110.0 | 8.65 | 0.306 | 0.44 | 0.35 | ol | 94 | 0.00403 | HV
122-AL1/20-ST1A 110.0 | 8.5 | 0.2376 | 0.43 | 0.41 | ol | 122 | 0.00403 | HV
149-AL1/24-ST1A 110.0 | 8.75 | 0.194 | 0.41 | 0.47 | ol | 149 | 0.00403 | HV
184-AL1/30-ST1A 110.0 | 8.8 | 0.1571 | 0.4 | 0.535 | ol | 184 | 0.00403 | HV
243-AL1/39-ST1A 110.0 | 9 | 0.1188 | 0.39 | 0.645 | ol | 243 | 0.00403 | HV
305-AL1/39-ST1A 110.0 | 9.2 | 0.0949 | 0.38 | 0.74 | ol | 305 | 0.00403 | HV
490-AL1/64-ST1A 110.0 | 9.75 | 0.059 | 0.37 | 0.96 | ol | 490 | 0.00403 | HV
679-AL1/86-ST1A 110.0 | 9.95 | 0.042 | 0.36 | 1.15 | ol | 679 | 0.00403 | HV
490-AL1/64-ST1A 220.0 | 10 | 0.059 | 0.285 | 0.96 | ol | 490 | 0.00403 | HV
679-AL1/86-ST1A 220.0 | 11.7 | 0.042 | 0.275 | 1.15 | ol | 679 | 0.00403 | HV
490-AL1/64-ST1A 380.0 | 11 | 0.059 | 0.253 | 0.96 | ol | 490 | 0.00403 | HV
679-AL1/86-ST1A 380.0 | 14.6 | 0.042 | 0.25 | 1.15 | ol | 679 | 0.00403 | HV

## trafo_std_types
| i0_percent | pfe_kw | vkr_percent | sn_mva | vn_lv_kv | vn_hv_kv | vk_percent | shift_degree | vector_group | tap_side | tap_neutral | tap_min | tap_max | tap_step_degree | tap_step_percent | tap_phase_shifter
160 MVA 380/110 kV | 0.06 | 60 | 0.25 | 160 | 110 | 380 | 12.2 | 0 | Yy0 | hv | 0 | -9 | 9 | 0 | 1.5 | FALSE
100 MVA 220/110 kV | 0.06 | 55 | 0.26 | 100 | 110 | 220 | 12 | 0 | Yy0 | hv | 0 | -9 | 9 | 0 | 1.5 | FALSE
63 MVA 110/20 kV | 0.04 | 22 | 0.32 | 63 | 20 | 110 | 18 | 150 | YNd5 | hv | 0 | -9 | 9 | 0 | 1.5 | FALSE
40 MVA 110/20 kV | 0.05 | 18 | 0.34 | 40 | 20 | 110 | 16.2 | 150 | YNd5 | hv | 0 | -9 | 9 | 0 | 1.5 | FALSE
25 MVA 110/20 kV | 0.07 | 14 | 0.41 | 25 | 20 | 110 | 12 | 150 | YNd5 | hv | 0 | -9 | 9 | 0 | 1.5 | FALSE
63 MVA 110/10 kV | 0.04 | 22 | 0.32 | 63 | 10 | 110 | 18 | 150 | YNd5 | hv | 0 | -9 | 9 | 0 | 1.5 | FALSE
40 MVA 110/10 kV | 0.05 | 18 | 0.34 | 40 | 10 | 110 | 16.2 | 150 | YNd5 | hv | 0 | -9 | 9 | 0 | 1.5 | FALSE
25 MVA 110/10 kV | 0.07 | 14 | 0.41 | 25 | 10 | 110 | 12 | 150 | YNd5 | hv | 0 | -9 | 9 | 0 | 1.5 | FALSE
0.25 MVA 20/0.4 kV | 0.32 | 0.8 | 1.44 | 0.25 | 0.4 | 20 | 6 | 150 | Yzn5 | hv | 0 | -2 | 2 | 0 | 2.5 | FALSE
0.4 MVA 20/0.4 kV | 0.3375 | 1.35 | 1.425 | 0.4 | 0.4 | 20 | 6 | 150 | Dyn5 | hv | 0 | -2 | 2 | 0 | 2.5 | FALSE
0.63 MVA 20/0.4 kV | 0.2619 | 1.65 | 1.206 | 0.63 | 0.4 | 20 | 6 | 150 | Dyn5 | hv | 0 | -2 | 2 | 0 | 2.5 | FALSE
0.25 MVA 10/0.4 kV | 0.24 | 0.6 | 1.2 | 0.25 | 0.4 | 10 | 4 | 150 | Dyn5 | hv | 0 | -2 | 2 | 0 | 2.5 | FALSE
0.4 MVA 10/0.4 kV | 0.2375 | 0.95 | 1.325 | 0.4 | 0.4 | 10 | 4 | 150 | Dyn5 | hv | 0 | -2 | 2 | 0 | 2.5 | FALSE
0.63 MVA 10/0.4 kV | 0.1873 | 1.18 | 1.0794 | 0.63 | 0.4 | 10 | 4 | 150 | Dyn5 | hv | 0 | -2 | 2 | 0 | 2.5 | FALSE

## trafo3w_std_types
| sn_hv_mva | sn_mv_mva | sn_lv_mva | vn_hv_kv | vn_mv_kv | vn_lv_kv | vk_hv_percent | vk_mv_percent | vk_lv_percent | vkr_hv_percent | vkr_mv_percent | vkr_lv_percent | pfe_kw | i0_percent | shift_mv_degree | shift_lv_degree | vector_group | tap_side | tap_neutral | tap_min | tap_max | tap_step_percent
63/25/38 MVA 110/20/10 kV | 63 | 25 | 38 | 110 | 20 | 10 | 10.4 | 10.4 | 10.4 | 0.28 | 0.32 | 0.35 | 35 | 0.89 | 0 | 0 | YN0yn0yn0 | hv | 0 | -10 | 10 | 1.2
63/25/38 MVA 110/10/10 kV | 63 | 25 | 38 | 110 | 10 | 10 | 10.4 | 10.4 | 10.4 | 0.28 | 0.32 | 0.35 | 35 | 0.89 | 0 | 0 | YN0yn0yn0 | hv | 0 | -10 | 10 | 1.2

## fuse_std_types
| fuse_type | i_rated_a | t_avg | t_min | t_total | x_avg | x_min | x_total
HV 100A | HV 100A | 100 | 0 | [10.0, 3.64, 0.854, 0.281, 0.1, 0.0531, 0.022, 0.01] | [10.0, 4.267, 1.21, 0.403, 0.1, 0.058, 0.022, 0.01] | 0 | [300.0, 350.0, 450.0, 550.0, 700.0, 850.0, 1200.0, 1752.0] | [600.0, 700.0, 900.0, 1150.0, 1665.0, 2000.0, 3000.0, 4313.0]
HV 10A | HV 10A | 10 | 0 | [10.0, 1675.0, 0.344, 0.156, 0.1, 0.0417, 0.0171, 0.01] | [10.0, 1.3, 0.3, 0.155, 0.1, 0.0555, 0.023, 0.01] | 0 | [30.0, 32.0, 35.0, 37.0, 39.0, 50.0, 70.0, 88.0] | [60.0, 70.0, 80.0, 87.0, 94.0, 110.0, 150.0, 216.0]
HV 125A | HV 125A | 125 | 0 | [10.0, 1.82, 0.344, 0.1, 0.0467, 0.0269, 0.01] | [10.0, 2.478, 0.426, 0.1, 0.0427, 0.0211, 0.01] | 0 | [375.0, 500.0, 700.0, 925.0, 1200.0, 1500.0, 2341.0] | [750.0, 1000.0, 1500.0, 2200.0, 3000.0, 4000.0, 5765.0]
HV 160A | HV 160A | 160 | 0 | [10.0, 4.15, 1.03, 0.198, 0.1, 0.051, 0.0172, 0.01] | [10.0, 2.3, 0.734, 0.274, 0.1, 0.046, 0.0177, 0.01] | 0 | [480.0, 550.0, 700.0, 1000.0, 1260.0, 1600.0, 2500.0, 3227.0] | [960.0, 1300.0, 1700.0, 2200.0, 2996.0, 4000.0, 6000.0, 7946.0]
HV 16A | HV 16A | 16 | 0 | [10.0, 0.352, 0.164, 0.1, 0.0649, 0.0342, 0.01] | [10.0, 2.34, 0.722, 0.181, 0.1, 0.055, 0.0296, 0.01] | 0 | [48.0, 60.0, 65.0, 71.0, 80.0, 100.0, 162.0] | [96.0, 110.0, 125.0, 150.0, 168.0, 200.0, 250.0, 398.0]
HV 200A | HV 200A | 200 | 0 | [10.0, 4.267, 1.21, 0.403, 0.1, 0.058, 0.022, 0.01] | [10.0, 3.73, 1.654, 0.328, 0.1, 0.0531, 0.019, 0.01] | 0 | [600.0, 700.0, 900.0, 1150.0, 1665.0, 2000.0, 3000.0, 4313.0] | [1200.0, 1500.0, 1800.0, 2700.0, 3960.0, 5000.0, 7500.0, 10620.0]
HV 20A | HV 20A | 20 | 0 | [10.0, 1.3, 0.3, 0.155, 0.1, 0.0555, 0.023, 0.01] | [10.0, 1.3, 0.161, 0.1, 0.0611, 0.0399, 0.0141, 0.01] | 0 | [60.0, 70.0, 80.0, 87.0, 94.0, 110.0, 150.0, 216.0] | [120.0, 150.0, 200.0, 223.0, 260.0, 300.0, 450.0, 532.0]
HV 25A | HV 25A | 25 | 0 | [10.0, 2.512, 0.833, 0.299, 0.1, 0.0372, 0.0223, 0.01] | [10.0, 3.125, 0.597, 0.198, 0.1, 0.0378, 0.022, 0.01] | 0 | [75.0, 82.0, 90.0, 100.0, 124.0, 170.0, 200.0, 289.0] | [150.0, 170.0, 210.0, 250.0, 294.0, 400.0, 500.0, 711.0]
HV 31.5A | HV 31.5A | 31.5 | 0 | [10.0, 2.34, 0.722, 0.181, 0.1, 0.055, 0.0296, 0.01] | [10.0, 2.84, 0.368, 0.164, 0.1, 0.0621, 0.0378, 0.0195, 0.01] | 0 | [95.0, 110.0, 125.0, 150.0, 165.0, 200.0, 250.0, 390.0] | [189.0, 220.0, 300.0, 350.0, 393.0, 450.0, 530.0, 700.0, 960.0]
HV 40A | HV 40A | 40 | 0 | [10.0, 1.3, 0.161, 0.1, 0.0611, 0.0399, 0.0141, 0.01] | [10.0, 2.05, 0.369, 0.198, 0.1, 0.051, 0.0298, 0.01] | 0 | [120.0, 150.0, 200.0, 223.0, 260.0, 300.0, 450.0, 532.0] | [240.0, 300.0, 400.0, 450.0, 530.0, 650.0, 800.0, 1311.0]
HV 50A | HV 50A | 50 | 0 | [10.0, 3.215, 0.597, 0.198, 0.1, 0.0378, 0.022, 0.01] | [10.0, 3.64, 0.854, 0.281, 0.1, 0.0531, 0.022, 0.01] | 0 | [150.0, 170.0, 210.0, 250.0, 294.0, 400.0, 500.0, 711.0] | [300.0, 350.0, 450.0, 550.0, 700.0, 850.0, 1200.0, 1752.0]
HV 6.3A | HV 6.3A | 6.3 | 0 | [10.0, 1.39, 0.344, 0.168, 0.1, 0.056, 0.0263, 0.01] | [10.0, 1.711, 0.516, 0.198, 0.1, 0.0634, 0.0303, 0.01] | 0 | [19.0, 19.5, 20.4, 20.8, 22.0, 25.0, 32.0, 48.0] | [38.0, 40.0, 43.0, 48.0, 53.0, 60.0, 75.0, 118.0]
HV 63A | HV 63A | 63 | 0 | [10.0, 2.84, 0.368, 0.164, 0.1, 0.0621, 0.0378, 0.0195, 0.01] | [10.0, 1.82, 0.344, 0.1, 0.0467, 0.0269, 0.01] | 0 | [189.0, 220.0, 300.0, 350.0, 393.0, 450.0, 530.0, 700.0, 961.0] | [378.0, 500.0, 700.0, 934.0, 1200.0, 1500.0, 2366.0]
HV 80A | HV 80A | 80 | 0 | [10.0, 2.05, 0.369, 0.198, 0.1, 0.051, 0.0298, 0.01] | [10.0, 4.15, 1.03, 0.198, 0.1, 0.051, 0.0172, 0.01] | 0 | [240.0, 300.0, 400.0, 450.0, 530.0, 650.0, 800.0, 1311.0] | [480.0, 550.0, 700.0, 1000.0, 1260.0, 1600.0, 2500.0, 3227.0]
Siemens NH-1-100 | Siemens NH-1-100 | 100 | [5400.0, 2000.0, 400.0, 20.0, 1.0, 0.2, 0.012, 0.004] | 0 | 0 | [150.0, 190.0, 250.0, 430.0, 900.0, 1250.0, 2700.0, 3600.0] | 0 | 0
Siemens NH-1-125 | Siemens NH-1-125 | 125 | [4800.0, 120.0, 7.0, 0.1, 0.004] | 0 | 0 | [180.0, 400.0, 740.0, 2000.0, 4250.0] | 0 | 0
Siemens NH-1-16 | Siemens NH-1-16 | 16 | [4000.0, 400.0, 2.0, 0.1, 0.04, 0.01] | 0 | 0 | [26.0, 35.0, 75.0, 150.0, 200.0, 300.0] | 0 | 0
Siemens NH-1-160 | Siemens NH-1-160 | 160 | [4800.0, 120.0, 7.0, 0.1, 0.004] | 0 | 0 | [210.0, 500.0, 900.0, 2300.0, 5000.0] | 0 | 0
Siemens NH-1-25 | Siemens NH-1-25 | 25 | [4000.0, 1000.0, 10.0, 0.2, 0.02, 0.01] | 0 | 0 | [40.0, 50.0, 100.0, 210.0, 400.0, 500.0] | 0 | 0
Siemens NH-1-50 | Siemens NH-1-50 | 50 | [4000.0, 40.0, 4.0, 1.0, 0.02, 0.01] | 0 | 0 | [86.0, 200.0, 300.0, 400.0, 1000.0, 1280.0] | 0 | 0
Siemens NH-1-63 | Siemens NH-1-63 | 63 | [4000.0, 100.0, 10.0, 2.0, 0.04, 0.01] | 0 | 0 | [100.0, 200.0, 300.0, 400.0, 1000.0, 1500.0] | 0 | 0
Siemens NH-1-80 | Siemens NH-1-80 | 80 | [4800.0, 120.0, 7.0, 0.1, 0.01] | 0 | 0 | [150.58, 250.0, 450.0, 1150.0, 2470.0] | 0 | 0
Siemens NH-2-1000 | Siemens NH-2-1000 | 1000 | [4800.0, 120.0, 7.0, 0.1, 0.004] | 0 | 0 | [1900.0, 3500.0, 8400.0, 24000.0, 52000.0] | 0 | 0
Siemens NH-2-200 | Siemens NH-2-200 | 200 | [4800.0, 120.0, 7.0, 0.1, 0.004] | 0 | 0 | [280.0, 650.0, 1200.0, 3000.0, 7000.0] | 0 | 0
Siemens NH-2-224 | Siemens NH-2-224 | 224 | [4800.0, 120.0, 7.0, 0.2, 0.04, 0.004] | 0 | 0 | [400.0, 750.0, 1453.0, 3025.0, 4315.0, 7600.0] | 0 | 0
Siemens NH-2-250 | Siemens NH-2-250 | 250 | [4800.0, 120.0, 7.0, 0.1, 0.004] | 0 | 0 | [450.0, 800.0, 1650.0, 4000.0, 8500.0] | 0 | 0
Siemens NH-2-315 | Siemens NH-2-315 | 315 | [4800.0, 120.0, 7.0, 0.1, 0.004] | 0 | 0 | [550.0, 920.0, 1900.0, 5000.0, 11000.0] | 0 | 0
Siemens NH-2-355 | Siemens NH-2-355 | 355 | [4800.0, 120.0, 6.0, 0.1, 0.004] | 0 | 0 | [650.0, 1116.27, 2350.0, 5840.0, 12790.0] | 0 | 0
Siemens NH-2-400 | Siemens NH-2-400 | 400 | [4800.0, 120.0, 7.0, 0.1, 0.004] | 0 | 0 | [720.0, 1350.0, 2800.0, 6500.0, 15000.0] | 0 | 0
Siemens NH-2-425 | Siemens NH-2-425 | 425 | [4800.0, 120.0, 7.0, 0.1, 0.004] | 0 | 0 | [850.0, 1500.0, 3050.0, 7500.0, 16500.0] | 0 | 0
Siemens NH-2-630 | Siemens NH-2-630 | 630 | [4800.0, 120.0, 7.0, 0.1, 0.004] | 0 | 0 | [1200.0, 2000.0, 4800.0, 12000.0, 26000.0] | 0 | 0

## dtypes
| element | column | dtype
0 | bus | name | object
1 | bus | vn_kv | float64
2 | bus | type | object
3 | bus | zone | object
4 | bus | in_service | bool
5 | load | name | object
6 | load | bus | uint32
7 | load | p_mw | float64
8 | load | q_mvar | float64
9 | load | const_z_percent | float64
10 | load | const_i_percent | float64
11 | load | sn_mva | float64
12 | load | scaling | float64
13 | load | in_service | bool
14 | load | type | object
15 | ext_grid | name | object
16 | ext_grid | bus | uint32
17 | ext_grid | vm_pu | float64
18 | ext_grid | va_degree | float64
19 | ext_grid | slack_weight | float64
20 | ext_grid | in_service | bool
21 | line | name | object
22 | line | std_type | object
23 | line | from_bus | uint32
24 | line | to_bus | uint32
25 | line | length_km | float64
26 | line | r_ohm_per_km | float64
27 | line | x_ohm_per_km | float64
28 | line | c_nf_per_km | float64
29 | line | g_us_per_km | float64
30 | line | max_i_ka | float64
31 | line | df | float64
32 | line | parallel | uint32
33 | line | type | object
34 | line | in_service | bool
35 | trafo | name | object
36 | trafo | std_type | object
37 | trafo | hv_bus | uint32
38 | trafo | lv_bus | uint32
39 | trafo | sn_mva | float64
40 | trafo | vn_hv_kv | float64
41 | trafo | vn_lv_kv | float64
42 | trafo | vk_percent | float64
43 | trafo | vkr_percent | float64
44 | trafo | pfe_kw | float64
45 | trafo | i0_percent | float64
46 | trafo | shift_degree | float64
47 | trafo | tap_side | object
48 | trafo | tap_neutral | int32
49 | trafo | tap_min | int32
50 | trafo | tap_max | int32
51 | trafo | tap_step_percent | float64
52 | trafo | tap_step_degree | float64
53 | trafo | tap_pos | int32
54 | trafo | tap_phase_shifter | bool
55 | trafo | parallel | uint32
56 | trafo | df | float64
57 | trafo | in_service | bool
58 | line_geodata | coords | object
59 | bus_geodata | x | float64
60 | bus_geodata | y | float64
61 | bus_geodata | coords | object

## parameters
| version | format_version | converged | OPF_converged | name | f_hz | sn_mva
0 | 2.14.6 | 2.14.0 | FALSE | FALSE |  | 50 | 1