## bus
| name | vn_kv | type | zone | in_service
0 | bus_LV_5885-2_0_6_node_0 | 0.4 | n |  | TRUE
1 | bus_LV_5885-2_0_6_node_1 | 0.4 | n |  | TRUE
2 | bus_LV_5885-2_0_6_node_2 | 0.4 | n |  | TRUE
3 | bus_LV_5885-2_0_6_node_3 | 0.4 | n |  | TRUE
4 | bus_LV_5885-2_0_6_node_4 | 0.4 | n |  | TRUE
5 | bus_LV_5885-2_0_6_node_5 | 0.4 | n |  | TRUE
6 | bus_LV_5885-2_0_6_node_6 | 0.4 | n |  | TRUE
7 | bus_LV_5885-2_0_6_node_7 | 0.4 | n |  | TRUE
8 | bus_LV_5885-2_0_6_node_9 | 0.4 | n |  | TRUE
9 | bus_LV_5885-2_0_6_node_8 | 0.4 | n |  | TRUE
10 | bus_LV_5885-2_0_6_node_10 | 0.4 | n |  | TRUE
11 | bus_LV_5885-2_0_6_node_124 | 0.4 | n |  | TRUE
12 | bus_LV_5885-2_0_6_node_134 | 0.4 | n |  | TRUE
13 | bus_LV_5885-2_0_6_node_11 | 0.4 | n |  | TRUE
14 | bus_LV_5885-2_0_6_node_12 | 0.4 | n |  | TRUE
15 | bus_LV_5885-2_0_6_node_13 | 0.4 | n |  | TRUE
16 | bus_LV_5885-2_0_6_node_14 | 0.4 | n |  | TRUE
17 | bus_LV_5885-2_0_6_node_15 | 0.4 | n |  | TRUE
18 | bus_LV_5885-2_0_6_node_16 | 0.4 | n |  | TRUE
19 | bus_LV_5885-2_0_6_node_17 | 0.4 | n |  | TRUE
20 | bus_LV_5885-2_0_6_node_18 | 0.4 | n |  | TRUE
21 | bus_LV_5885-2_0_6_node_19 | 0.4 | n |  | TRUE
22 | bus_LV_5885-2_0_6_node_22 | 0.4 | n |  | TRUE
23 | bus_LV_5885-2_0_6_node_23 | 0.4 | n |  | TRUE
24 | bus_LV_5885-2_0_6_node_24 | 0.4 | n |  | TRUE
25 | bus_LV_5885-2_0_6_node_39 | 0.4 | n |  | TRUE
26 | bus_LV_5885-2_0_6_node_20 | 0.4 | n |  | TRUE
27 | bus_LV_5885-2_0_6_node_21 | 0.4 | n |  | TRUE
28 | bus_LV_5885-2_0_6_node_29 | 0.4 | n |  | TRUE
29 | bus_LV_5885-2_0_6_node_27 | 0.4 | n |  | TRUE
30 | bus_LV_5885-2_0_6_node_25 | 0.4 | n |  | TRUE
31 | bus_LV_5885-2_0_6_node_26 | 0.4 | n |  | TRUE
32 | bus_LV_5885-2_0_6_node_79 | 0.4 | n |  | TRUE
33 | bus_LV_5885-2_0_6_node_70 | 0.4 | n |  | TRUE
34 | bus_LV_5885-2_0_6_node_71 | 0.4 | n |  | TRUE
35 | bus_LV_5885-2_0_6_node_28 | 0.4 | n |  | TRUE
36 | bus_LV_5885-2_0_6_node_30 | 0.4 | n |  | TRUE
37 | bus_LV_5885-2_0_6_node_31 | 0.4 | n |  | TRUE
38 | bus_LV_5885-2_0_6_node_32 | 0.4 | n |  | TRUE
39 | bus_LV_5885-2_0_6_node_33 | 0.4 | n |  | TRUE
40 | bus_LV_5885-2_0_6_node_37 | 0.4 | n |  | TRUE
41 | bus_LV_5885-2_0_6_node_34 | 0.4 | n |  | TRUE
42 | bus_LV_5885-2_0_6_node_40 | 0.4 | n |  | TRUE
43 | bus_LV_5885-2_0_6_node_36 | 0.4 | n |  | TRUE
44 | bus_LV_5885-2_0_6_node_38 | 0.4 | n |  | TRUE
45 | bus_LV_5885-2_0_6_node_41 | 0.4 | n |  | TRUE
46 | bus_LV_5885-2_0_6_node_43 | 0.4 | n |  | TRUE
47 | bus_LV_5885-2_0_6_node_42 | 0.4 | n |  | TRUE
48 | bus_LV_5885-2_0_6_node_44 | 0.4 | n |  | TRUE
49 | bus_LV_5885-2_0_6_node_45 | 0.4 | n |  | TRUE
50 | bus_LV_5885-2_0_6_node_46 | 0.4 | n |  | TRUE
51 | bus_LV_5885-2_0_6_node_48 | 0.4 | n |  | TRUE
52 | bus_LV_5885-2_0_6_node_47 | 0.4 | n |  | TRUE
53 | bus_LV_5885-2_0_6_node_54 | 0.4 | n |  | TRUE
54 | bus_LV_5885-2_0_6_node_153 | 0.4 | n |  | TRUE
55 | bus_LV_5885-2_0_6_node_150 | 0.4 | n |  | TRUE
56 | bus_LV_5885-2_0_6_node_52 | 0.4 | n |  | TRUE
57 | bus_LV_5885-2_0_6_node_154 | 0.4 | n |  | TRUE
58 | bus_LV_5885-2_0_6_node_149 | 0.4 | n |  | TRUE
59 | bus_LV_5885-2_0_6_node_151 | 0.4 | n |  | TRUE
60 | bus_LV_5885-2_0_6_node_49 | 0.4 | n |  | TRUE
61 | bus_LV_5885-2_0_6_node_50 | 0.4 | n |  | TRUE
62 | bus_LV_5885-2_0_6_node_51 | 0.4 | n |  | TRUE
63 | bus_LV_5885-2_0_6_node_53 | 0.4 | n |  | TRUE
64 | bus_LV_5885-2_0_6_node_55 | 0.4 | n |  | TRUE
65 | bus_LV_5885-2_0_6_node_56 | 0.4 | n |  | TRUE
66 | bus_LV_5885-2_0_6_node_57 | 0.4 | n |  | TRUE
67 | bus_LV_5885-2_0_6_node_155 | 0.4 | n |  | TRUE
68 | bus_LV_5885-2_0_6_node_107 | 0.4 | n |  | TRUE
69 | bus_LV_5885-2_0_6_node_58 | 0.4 | n |  | TRUE
70 | bus_LV_5885-2_0_6_node_59 | 0.4 | n |  | TRUE
71 | bus_LV_5885-2_0_6_node_60 | 0.4 | n |  | TRUE
72 | bus_LV_5885-2_0_6_node_62 | 0.4 | n |  | TRUE
73 | bus_LV_5885-2_0_6_node_83 | 0.4 | n |  | TRUE
74 | bus_LV_5885-2_0_6_node_66 | 0.4 | n |  | TRUE
75 | bus_LV_5885-2_0_6_node_81 | 0.4 | n |  | TRUE
76 | bus_LV_5885-2_0_6_node_63 | 0.4 | n |  | TRUE
77 | bus_LV_5885-2_0_6_node_64 | 0.4 | n |  | TRUE
78 | bus_LV_5885-2_0_6_node_61 | 0.4 | n |  | TRUE
79 | bus_LV_5885-2_0_6_node_169 | 0.4 | n |  | TRUE
80 | bus_LV_5885-2_0_6_node_91 | 0.4 | n |  | TRUE
81 | bus_LV_5885-2_0_6_node_170 | 0.4 | n |  | TRUE
82 | bus_LV_5885-2_0_6_node_168 | 0.4 | n |  | TRUE
83 | bus_LV_5885-2_0_6_node_89 | 0.4 | n |  | TRUE
84 | bus_LV_5885-2_0_6_node_68 | 0.4 | n |  | TRUE
85 | bus_LV_5885-2_0_6_node_65 | 0.4 | n |  | TRUE
86 | bus_LV_5885-2_0_6_node_67 | 0.4 | n |  | TRUE
87 | bus_LV_5885-2_0_6_node_69 | 0.4 | n |  | TRUE
88 | bus_LV_5885-2_0_6_node_75 | 0.4 | n |  | TRUE
89 | bus_LV_5885-2_0_6_node_76 | 0.4 | n |  | TRUE
90 | bus_LV_5885-2_0_6_node_73 | 0.4 | n |  | TRUE
91 | bus_LV_5885-2_0_6_node_72 | 0.4 | n |  | TRUE
92 | bus_LV_5885-2_0_6_node_94 | 0.4 | n |  | TRUE
93 | bus_LV_5885-2_0_6_node_77 | 0.4 | n |  | TRUE
94 | bus_LV_5885-2_0_6_node_74 | 0.4 | n |  | TRUE
95 | bus_LV_5885-2_0_6_node_96 | 0.4 | n |  | TRUE
96 | bus_LV_5885-2_0_6_node_92 | 0.4 | n |  | TRUE
97 | bus_LV_5885-2_0_6_node_80 | 0.4 | n |  | TRUE
98 | bus_LV_5885-2_0_6_node_78 | 0.4 | n |  | TRUE
99 | bus_LV_5885-2_0_6_node_82 | 0.4 | n |  | TRUE
100 | bus_LV_5885-2_0_6_node_84 | 0.4 | n |  | TRUE
101 | bus_LV_5885-2_0_6_node_98 | 0.4 | n |  | TRUE
102 | bus_LV_5885-2_0_6_node_87 | 0.4 | n |  | TRUE
103 | bus_LV_5885-2_0_6_node_85 | 0.4 | n |  | TRUE
104 | bus_LV_5885-2_0_6_node_88 | 0.4 | n |  | TRUE
105 | bus_LV_5885-2_0_6_node_86 | 0.4 | n |  | TRUE
106 | bus_LV_5885-2_0_6_node_167 | 0.4 | n |  | TRUE
107 | bus_LV_5885-2_0_6_node_90 | 0.4 | n |  | TRUE
108 | bus_LV_5885-2_0_6_node_166 | 0.4 | n |  | TRUE
109 | bus_LV_5885-2_0_6_node_162 | 0.4 | n |  | TRUE
110 | bus_LV_5885-2_0_6_node_163 | 0.4 | n |  | TRUE
111 | bus_LV_5885-2_0_6_node_93 | 0.4 | n |  | TRUE
112 | bus_LV_5885-2_0_6_node_95 | 0.4 | n |  | TRUE
113 | bus_LV_5885-2_0_6_node_97 | 0.4 | n |  | TRUE
114 | bus_LV_5885-2_0_6_node_102 | 0.4 | n |  | TRUE
115 | bus_LV_5885-2_0_6_node_110 | 0.4 | n |  | TRUE
116 | bus_LV_5885-2_0_6_node_115 | 0.4 | n |  | TRUE
117 | bus_LV_5885-2_0_6_node_100 | 0.4 | n |  | TRUE
118 | bus_LV_5885-2_0_6_node_112 | 0.4 | n |  | TRUE
119 | bus_LV_5885-2_0_6_node_116 | 0.4 | n |  | TRUE
120 | bus_LV_5885-2_0_6_node_99 | 0.4 | n |  | TRUE
121 | bus_LV_5885-2_0_6_node_101 | 0.4 | n |  | TRUE
122 | bus_LV_5885-2_0_6_node_103 | 0.4 | n |  | TRUE
123 | bus_LV_5885-2_0_6_node_104 | 0.4 | n |  | TRUE
124 | bus_LV_5885-2_0_6_node_105 | 0.4 | n |  | TRUE
125 | bus_LV_5885-2_0_6_node_106 | 0.4 | n |  | TRUE
126 | bus_LV_5885-2_0_6_node_141 | 0.4 | n |  | TRUE
127 | bus_LV_5885-2_0_6_node_108 | 0.4 | n |  | TRUE
128 | bus_LV_5885-2_0_6_node_142 | 0.4 | n |  | TRUE
129 | bus_LV_5885-2_0_6_node_109 | 0.4 | n |  | TRUE
130 | bus_LV_5885-2_0_6_node_111 | 0.4 | n |  | TRUE
131 | bus_LV_5885-2_0_6_node_113 | 0.4 | n |  | TRUE
132 | bus_LV_5885-2_0_6_node_114 | 0.4 | n |  | TRUE
133 | bus_LV_5885-2_0_6_node_117 | 0.4 | n |  | TRUE
134 | bus_LV_5885-2_0_6_node_128 | 0.4 | n |  | TRUE
135 | bus_LV_5885-2_0_6_node_129 | 0.4 | n |  | TRUE
136 | bus_LV_5885-2_0_6_node_125 | 0.4 | n |  | TRUE
137 | bus_LV_5885-2_0_6_node_118 | 0.4 | n |  | TRUE
138 | bus_LV_5885-2_0_6_node_131 | 0.4 | n |  | TRUE
139 | bus_LV_5885-2_0_6_node_126 | 0.4 | n |  | TRUE
140 | bus_LV_5885-2_0_6_node_127 | 0.4 | n |  | TRUE
141 | bus_LV_5885-2_0_6_node_119 | 0.4 | n |  | TRUE
142 | bus_LV_5885-2_0_6_node_120 | 0.4 | n |  | TRUE
143 | bus_LV_5885-2_0_6_node_121 | 0.4 | n |  | TRUE
144 | bus_LV_5885-2_0_6_node_122 | 0.4 | n |  | TRUE
145 | bus_LV_5885-2_0_6_node_123 | 0.4 | n |  | TRUE
146 | bus_LV_5885-2_0_6_node_133 | 0.4 | n |  | TRUE
147 | bus_LV_5885-2_0_6_node_130 | 0.4 | n |  | TRUE
148 | bus_LV_5885-2_0_6_node_135 | 0.4 | n |  | TRUE
149 | bus_LV_5885-2_0_6_node_132 | 0.4 | n |  | TRUE
150 | bus_LV_5885-2_0_6_node_136 | 0.4 | n |  | TRUE
151 | bus_LV_5885-2_0_6_node_137 | 0.4 | n |  | TRUE
152 | bus_LV_5885-2_0_6_node_138 | 0.4 | n |  | TRUE
153 | bus_LV_5885-2_0_6_node_139 | 0.4 | n |  | TRUE
154 | bus_LV_5885-2_0_6_node_140 | 0.4 | n |  | TRUE
155 | bus_LV_5885-2_0_6_node_143 | 0.4 | n |  | TRUE
156 | bus_LV_5885-2_0_6_node_159 | 0.4 | n |  | TRUE
157 | bus_LV_5885-2_0_6_node_157 | 0.4 | n |  | TRUE
158 | bus_LV_5885-2_0_6_node_144 | 0.4 | n |  | TRUE
159 | bus_LV_5885-2_0_6_node_145 | 0.4 | n |  | TRUE
160 | bus_LV_5885-2_0_6_node_146 | 0.4 | n |  | TRUE
161 | bus_LV_5885-2_0_6_node_147 | 0.4 | n |  | TRUE
162 | bus_LV_5885-2_0_6_node_148 | 0.4 | n |  | TRUE
163 | bus_LV_5885-2_0_6_node_158 | 0.4 | n |  | TRUE
164 | bus_LV_5885-2_0_6_node_152 | 0.4 | n |  | TRUE
165 | bus_LV_5885-2_0_6_node_156 | 0.4 | n |  | TRUE
166 | bus_LV_5885-2_0_6_node_160 | 0.4 | n |  | TRUE
167 | bus_LV_5885-2_0_6_node_161 | 0.4 | n |  | TRUE
168 | bus_LV_5885-2_0_6_node_165 | 0.4 | n |  | TRUE
169 | bus_MV_263_0_node_50 | 20 | n |  | TRUE

## load
| name | bus | p_mw | q_mvar | const_z_percent | const_i_percent | sn_mva | scaling | in_service | type
0 | LV_5885-2_0_6_load_0 | 0 | 0.0015377 | 0.00038539 | 0 | 0 |  | 1 | TRUE | wye
1 | LV_5885-2_0_6_load_1 | 1 | 0.0016609 | 0.00041627 | 0 | 0 |  | 1 | TRUE | wye
2 | LV_5885-2_0_6_load_2 | 2 | 0.0014484 | 0.00036301 | 0 | 0 |  | 1 | TRUE | wye
3 | LV_5885-2_0_6_load_3 | 3 | 0.00060326 | 0.00015119 | 0 | 0 |  | 1 | TRUE | wye
4 | LV_5885-2_0_6_load_4 | 4 | 0.0049944 | 0.0012517 | 0 | 0 |  | 1 | TRUE | wye
5 | LV_5885-2_0_6_load_5 | 5 | 0.0042338 | 0.0010611 | 0 | 0 |  | 1 | TRUE | wye
6 | LV_5885-2_0_6_load_6 | 6 | 0.0032529 | 0.00081525 | 0 | 0 |  | 1 | TRUE | wye
7 | LV_5885-2_0_6_load_7 | 7 | 0.0059807 | 0.0014989 | 0 | 0 |  | 1 | TRUE | wye
8 | LV_5885-2_0_6_load_9 | 8 | 0.001824 | 0.00045715 | 0 | 0 |  | 1 | TRUE | wye
9 | LV_5885-2_0_6_load_8 | 9 | 0.0039667 | 0.00099415 | 0 | 0 |  | 1 | TRUE | wye
10 | LV_5885-2_0_6_load_10 | 10 | 0.0057158 | 0.0014325 | 0 | 0 |  | 1 | TRUE | wye
11 | LV_5885-2_0_6_load_124 | 11 | 0.0056913 | 0.0014264 | 0 | 0 |  | 1 | TRUE | wye
12 | LV_5885-2_0_6_load_134 | 12 | 0.0026444 | 0.00066275 | 0 | 0 |  | 1 | TRUE | wye
13 | LV_5885-2_0_6_load_11 | 13 | 0.0023885 | 0.00059861 | 0 | 0 |  | 1 | TRUE | wye
14 | LV_5885-2_0_6_load_12 | 14 | 0.0024051 | 0.00060278 | 0 | 0 |  | 1 | TRUE | wye
15 | LV_5885-2_0_6_load_13 | 15 | 0.0027988 | 0.00070144 | 0 | 0 |  | 1 | TRUE | wye
16 | LV_5885-2_0_6_load_14 | 16 | 0.0023544 | 0.00059008 | 0 | 0 |  | 1 | TRUE | wye
17 | LV_5885-2_0_6_load_16 | 18 | 0.0023858 | 0.00059795 | 0 | 0 |  | 1 | TRUE | wye
18 | LV_5885-2_0_6_load_17 | 19 | 0.0030987 | 0.00077661 | 0 | 0 |  | 1 | TRUE | wye
19 | LV_5885-2_0_6_load_18 | 20 | 0.0024802 | 0.00062159 | 0 | 0 |  | 1 | TRUE | wye
20 | LV_5885-2_0_6_load_19 | 21 | 0.0020842 | 0.00052235 | 0 | 0 |  | 1 | TRUE | wye
21 | LV_5885-2_0_6_load_24 | 24 | 0.0076604 | 0.0019199 | 0 | 0 |  | 1 | TRUE | wye
22 | LV_5885-2_0_6_load_39 | 25 | 0.0027984 | 0.00070135 | 0 | 0 |  | 1 | TRUE | wye
23 | LV_5885-2_0_6_load_20 | 26 | 0.0025172 | 0.00063088 | 0 | 0 |  | 1 | TRUE | wye
24 | LV_5885-2_0_6_load_21 | 27 | 0.0027433 | 0.00068754 | 0 | 0 |  | 1 | TRUE | wye
25 | LV_5885-2_0_6_load_29 | 28 | 0.0026355 | 0.00066053 | 0 | 0 |  | 1 | TRUE | wye
26 | LV_5885-2_0_6_load_27 | 29 | 0.0023021 | 0.00057695 | 0 | 0 |  | 1 | TRUE | wye
27 | LV_5885-2_0_6_load_25 | 30 | 0.0052215 | 0.0013086 | 0 | 0 |  | 1 | TRUE | wye
28 | LV_5885-2_0_6_load_26 | 31 | 0.0052165 | 0.0013074 | 0 | 0 |  | 1 | TRUE | wye
29 | LV_5885-2_0_6_load_79 | 32 | 0.0052194 | 0.0013081 | 0 | 0 |  | 1 | TRUE | wye
30 | LV_5885-2_0_6_load_28 | 35 | 0.0023614 | 0.00059183 | 0 | 0 |  | 1 | TRUE | wye
31 | LV_5885-2_0_6_load_30 | 36 | 0.0021082 | 0.00052835 | 0 | 0 |  | 1 | TRUE | wye
32 | LV_5885-2_0_6_load_31 | 37 | 0.0025602 | 0.00064166 | 0 | 0 |  | 1 | TRUE | wye
33 | LV_5885-2_0_6_load_32 | 38 | 0.0024697 | 0.00061896 | 0 | 0 |  | 1 | TRUE | wye
34 | LV_5885-2_0_6_load_37 | 40 | 0.0035588 | 0.00089192 | 0 | 0 |  | 1 | TRUE | wye
35 | LV_5885-2_0_6_load_34 | 41 | 0.0028909 | 0.00072452 | 0 | 0 |  | 1 | TRUE | wye
36 | LV_5885-2_0_6_load_36 | 43 | 0.0036943 | 0.00092588 | 0 | 0 |  | 1 | TRUE | wye
37 | LV_5885-2_0_6_load_38 | 44 | 0.0044398 | 0.0011127 | 0 | 0 |  | 1 | TRUE | wye
38 | LV_5885-2_0_6_load_43 | 46 | 0.0035739 | 0.00089572 | 0 | 0 |  | 1 | TRUE | wye
39 | LV_5885-2_0_6_load_42 | 47 | 0.0056634 | 0.0014194 | 0 | 0 |  | 1 | TRUE | wye
40 | LV_5885-2_0_6_load_46 | 50 | 0.0031948 | 0.00080068 | 0 | 0 |  | 1 | TRUE | wye
41 | LV_5885-2_0_6_load_54 | 53 | 0.0049324 | 0.0012362 | 0 | 0 |  | 1 | TRUE | wye
42 | LV_5885-2_0_6_load_150 | 55 | 0.0033307 | 0.00083475 | 0 | 0 |  | 1 | TRUE | wye
43 | LV_5885-2_0_6_load_149 | 58 | 0.0040628 | 0.0010182 | 0 | 0 |  | 1 | TRUE | wye
44 | LV_5885-2_0_6_load_151 | 59 | 0.003303 | 0.00082781 | 0 | 0 |  | 1 | TRUE | wye
45 | LV_5885-2_0_6_load_49 | 60 | 0.0039573 | 0.00099179 | 0 | 0 |  | 1 | TRUE | wye
46 | LV_5885-2_0_6_load_50 | 61 | 0.0037312 | 0.00093512 | 0 | 0 |  | 1 | TRUE | wye
47 | LV_5885-2_0_6_load_51 | 62 | 0.0050231 | 0.0012589 | 0 | 0 |  | 1 | TRUE | wye
48 | LV_5885-2_0_6_load_53 | 63 | 0.0063686 | 0.0015961 | 0 | 0 |  | 1 | TRUE | wye
49 | LV_5885-2_0_6_load_55 | 64 | 0.0062356 | 0.0015628 | 0 | 0 |  | 1 | TRUE | wye
50 | LV_5885-2_0_6_load_56 | 65 | 0.0045395 | 0.0011377 | 0 | 0 |  | 1 | TRUE | wye
51 | LV_5885-2_0_6_load_57 | 66 | 0.0080687 | 0.0020222 | 0 | 0 |  | 1 | TRUE | wye
52 | LV_5885-2_0_6_load_155 | 67 | 0.0041733 | 0.0010459 | 0 | 0 |  | 1 | TRUE | wye
53 | LV_5885-2_0_6_load_107 | 68 | 0.0041447 | 0.0010388 | 0 | 0 |  | 1 | TRUE | wye
54 | LV_5885-2_0_6_load_58 | 69 | 0.0041142 | 0.0010311 | 0 | 0 |  | 1 | TRUE | wye
55 | LV_5885-2_0_6_load_83 | 73 | 0.0017925 | 0.00044925 | 0 | 0 |  | 1 | TRUE | wye
56 | LV_5885-2_0_6_load_81 | 75 | 0.002672 | 0.00066967 | 0 | 0 |  | 1 | TRUE | wye
57 | LV_5885-2_0_6_load_63 | 76 | 0.0048433 | 0.0012139 | 0 | 0 |  | 1 | TRUE | wye
58 | LV_5885-2_0_6_load_64 | 77 | 0.002364 | 0.00059247 | 0 | 0 |  | 1 | TRUE | wye
59 | LV_5885-2_0_6_load_169 | 79 | 0.0042248 | 0.0010588 | 0 | 0 |  | 1 | TRUE | wye
60 | LV_5885-2_0_6_load_170 | 81 | 0.003242 | 0.00081252 | 0 | 0 |  | 1 | TRUE | wye
61 | LV_5885-2_0_6_load_168 | 82 | 0.0023944 | 0.00060008 | 0 | 0 |  | 1 | TRUE | wye
62 | LV_5885-2_0_6_load_68 | 84 | 0.0022762 | 0.00057048 | 0 | 0 |  | 1 | TRUE | wye
63 | LV_5885-2_0_6_load_65 | 85 | 0.0023133 | 0.00057978 | 0 | 0 |  | 1 | TRUE | wye
64 | LV_5885-2_0_6_load_67 | 86 | 0.004701 | 0.0011782 | 0 | 0 |  | 1 | TRUE | wye
65 | LV_5885-2_0_6_load_69 | 87 | 0.0042205 | 0.0010577 | 0 | 0 |  | 1 | TRUE | wye
66 | LV_5885-2_0_6_load_76 | 89 | 0.0032646 | 0.00081818 | 0 | 0 |  | 1 | TRUE | wye
67 | LV_5885-2_0_6_load_73 | 90 | 0.0024159 | 0.00060549 | 0 | 0 |  | 1 | TRUE | wye
68 | LV_5885-2_0_6_load_74 | 94 | 0.0064634 | 0.0016199 | 0 | 0 |  | 1 | TRUE | wye
69 | LV_5885-2_0_6_load_92 | 96 | 0.0059116 | 0.0014816 | 0 | 0 |  | 1 | TRUE | wye
70 | LV_5885-2_0_6_load_80 | 97 | 0.033106 | 0.0082971 | 0 | 0 |  | 1 | TRUE | wye
71 | LV_5885-2_0_6_load_82 | 99 | 0.0045185 | 0.0011324 | 0 | 0 |  | 1 | TRUE | wye
72 | LV_5885-2_0_6_load_87 | 102 | 0.0026269 | 0.00065836 | 0 | 0 |  | 1 | TRUE | wye
73 | LV_5885-2_0_6_load_85 | 103 | 0.0025983 | 0.00065121 | 0 | 0 |  | 1 | TRUE | wye
74 | LV_5885-2_0_6_load_88 | 104 | 0.0026422 | 0.00066219 | 0 | 0 |  | 1 | TRUE | wye
75 | LV_5885-2_0_6_load_86 | 105 | 0.0024405 | 0.00061164 | 0 | 0 |  | 1 | TRUE | wye
76 | LV_5885-2_0_6_load_167 | 106 | 0.0075145 | 0.0018833 | 0 | 0 |  | 1 | TRUE | wye
77 | LV_5885-2_0_6_load_90 | 107 | 0.0020825 | 0.00052193 | 0 | 0 |  | 1 | TRUE | wye
78 | LV_5885-2_0_6_load_166 | 108 | 0.0048439 | 0.001214 | 0 | 0 |  | 1 | TRUE | wye
79 | LV_5885-2_0_6_load_162 | 109 | 0.0040565 | 0.0010167 | 0 | 0 |  | 1 | TRUE | wye
80 | LV_5885-2_0_6_load_163 | 110 | 0.0026851 | 0.00067296 | 0 | 0 |  | 1 | TRUE | wye
81 | LV_5885-2_0_6_load_93 | 111 | 0.0030155 | 0.00075576 | 0 | 0 |  | 1 | TRUE | wye
82 | LV_5885-2_0_6_load_95 | 112 | 0.0067391 | 0.001689 | 0 | 0 |  | 1 | TRUE | wye
83 | LV_5885-2_0_6_load_97 | 113 | 0.0034884 | 0.00087428 | 0 | 0 |  | 1 | TRUE | wye
84 | LV_5885-2_0_6_load_102 | 114 | 0.0019449 | 0.00048744 | 0 | 0 |  | 1 | TRUE | wye
85 | LV_5885-2_0_6_load_115 | 116 | 0.013858 | 0.0034731 | 0 | 0 |  | 1 | TRUE | wye
86 | LV_5885-2_0_6_load_100 | 117 | 0.002162 | 0.00054186 | 0 | 0 |  | 1 | TRUE | wye
87 | LV_5885-2_0_6_load_112 | 118 | 0.013693 | 0.0034318 | 0 | 0 |  | 1 | TRUE | wye
88 | LV_5885-2_0_6_load_116 | 119 | 0.02486 | 0.0062304 | 0 | 0 |  | 1 | TRUE | wye
89 | LV_5885-2_0_6_load_99 | 120 | 0.0036187 | 0.00090692 | 0 | 0 |  | 1 | TRUE | wye
90 | LV_5885-2_0_6_load_104 | 123 | 0.0041761 | 0.0010466 | 0 | 0 |  | 1 | TRUE | wye
91 | LV_5885-2_0_6_load_105 | 124 | 0.0043673 | 0.0010946 | 0 | 0 |  | 1 | TRUE | wye
92 | LV_5885-2_0_6_load_106 | 125 | 0.0022501 | 0.00056393 | 0 | 0 |  | 1 | TRUE | wye
93 | LV_5885-2_0_6_load_141 | 126 | 0.0070128 | 0.0017576 | 0 | 0 |  | 1 | TRUE | wye
94 | LV_5885-2_0_6_load_108 | 127 | 0.005342 | 0.0013388 | 0 | 0 |  | 1 | TRUE | wye
95 | LV_5885-2_0_6_load_142 | 128 | 0.0070091 | 0.0017566 | 0 | 0 |  | 1 | TRUE | wye
96 | LV_5885-2_0_6_load_114 | 132 | 0.0038412 | 0.00096269 | 0 | 0 |  | 1 | TRUE | wye
97 | LV_5885-2_0_6_load_117 | 133 | 0.024817 | 0.0062198 | 0 | 0 |  | 1 | TRUE | wye
98 | LV_5885-2_0_6_load_128 | 134 | 0.0038012 | 0.00095267 | 0 | 0 |  | 1 | TRUE | wye
99 | LV_5885-2_0_6_load_129 | 135 | 0.0030096 | 0.00075427 | 0 | 0 |  | 1 | TRUE | wye
100 | LV_5885-2_0_6_load_118 | 137 | 0.0078736 | 0.0019733 | 0 | 0 |  | 1 | TRUE | wye
101 | LV_5885-2_0_6_load_131 | 138 | 0.0022089 | 0.0005536 | 0 | 0 |  | 1 | TRUE | wye
102 | LV_5885-2_0_6_load_126 | 139 | 0.0046798 | 0.0011729 | 0 | 0 |  | 1 | TRUE | wye
103 | LV_5885-2_0_6_load_127 | 140 | 0.00238 | 0.00059648 | 0 | 0 |  | 1 | TRUE | wye
104 | LV_5885-2_0_6_load_119 | 141 | 0.0033975 | 0.00085149 | 0 | 0 |  | 1 | TRUE | wye
105 | LV_5885-2_0_6_load_120 | 142 | 0.01333 | 0.0033409 | 0 | 0 |  | 1 | TRUE | wye
106 | LV_5885-2_0_6_load_121 | 143 | 0.0028828 | 0.0007225 | 0 | 0 |  | 1 | TRUE | wye
107 | LV_5885-2_0_6_load_122 | 144 | 0.002365 | 0.00059273 | 0 | 0 |  | 1 | TRUE | wye
108 | LV_5885-2_0_6_load_123 | 145 | 0.0016914 | 0.0004239 | 0 | 0 |  | 1 | TRUE | wye
109 | LV_5885-2_0_6_load_133 | 146 | 0.0034312 | 0.00085995 | 0 | 0 |  | 1 | TRUE | wye
110 | LV_5885-2_0_6_load_130 | 147 | 0.0048079 | 0.001205 | 0 | 0 |  | 1 | TRUE | wye
111 | LV_5885-2_0_6_load_135 | 148 | 0.0017278 | 0.00043302 | 0 | 0 |  | 1 | TRUE | wye
112 | LV_5885-2_0_6_load_132 | 149 | 0.0017241 | 0.00043211 | 0 | 0 |  | 1 | TRUE | wye
113 | LV_5885-2_0_6_load_137 | 151 | 0.0041231 | 0.0010333 | 0 | 0 |  | 1 | TRUE | wye
114 | LV_5885-2_0_6_load_138 | 152 | 0.0035051 | 0.00087847 | 0 | 0 |  | 1 | TRUE | wye
115 | LV_5885-2_0_6_load_139 | 153 | 0.0056603 | 0.0014186 | 0 | 0 |  | 1 | TRUE | wye
116 | LV_5885-2_0_6_load_140 | 154 | 0.0071999 | 0.0018045 | 0 | 0 |  | 1 | TRUE | wye
117 | LV_5885-2_0_6_load_143 | 155 | 0.009568 | 0.002398 | 0 | 0 |  | 1 | TRUE | wye
118 | LV_5885-2_0_6_load_159 | 156 | 0.0084756 | 0.0021242 | 0 | 0 |  | 1 | TRUE | wye
119 | LV_5885-2_0_6_load_157 | 157 | 0.0055297 | 0.0013859 | 0 | 0 |  | 1 | TRUE | wye
120 | LV_5885-2_0_6_load_144 | 158 | 0.001456 | 0.00036492 | 0 | 0 |  | 1 | TRUE | wye
121 | LV_5885-2_0_6_load_145 | 159 | 0.0043477 | 0.0010896 | 0 | 0 |  | 1 | TRUE | wye
122 | LV_5885-2_0_6_load_146 | 160 | 0.0058857 | 0.0014751 | 0 | 0 |  | 1 | TRUE | wye
123 | LV_5885-2_0_6_load_147 | 161 | 0.0040968 | 0.0010267 | 0 | 0 |  | 1 | TRUE | wye
124 | LV_5885-2_0_6_load_148 | 162 | 0.0054674 | 0.0013703 | 0 | 0 |  | 1 | TRUE | wye
125 | LV_5885-2_0_6_load_158 | 163 | 0.0017789 | 0.00044583 | 0 | 0 |  | 1 | TRUE | wye
126 | LV_5885-2_0_6_load_152 | 164 | 0.0031439 | 0.00078793 | 0 | 0 |  | 1 | TRUE | wye
127 | LV_5885-2_0_6_load_156 | 165 | 0.0029712 | 0.00074465 | 0 | 0 |  | 1 | TRUE | wye
128 | LV_5885-2_0_6_load_160 | 166 | 0.0050995 | 0.0012781 | 0 | 0 |  | 1 | TRUE | wye
129 | LV_5885-2_0_6_load_161 | 167 | 0.00076701 | 0.00019223 | 0 | 0 |  | 1 | TRUE | wye
130 | LV_5885-2_0_6_load_165 | 168 | 0.0028597 | 0.0007167 | 0 | 0 |  | 1 | TRUE | wye

## ext_grid
| name | bus | vm_pu | va_degree | slack_weight | in_service
0 |  | 120 | 1 | 0 | 1 | TRUE

## line
| name | std_type | from_bus | to_bus | length_km | r_ohm_per_km | x_ohm_per_km | c_nf_per_km | g_us_per_km | max_i_ka | df | parallel | type | in_service
0 | LV_5885-2_0_6_line_0 |  | 0 | 1 | 0.004999 | 0.125 | 0.08 | 261 | 0 | 0.364 | 1 | 1 | cs | TRUE
1 | LV_5885-2_0_6_line_1 |  | 0 | 2 | 0.0011525 | 0.125 | 0.08 | 261 | 0 | 0.364 | 1 | 1 | cs | TRUE
2 | LV_5885-2_0_6_line_2 |  | 1 | 3 | 0.0021393 | 0.125 | 0.08 | 261 | 0 | 0.364 | 1 | 1 | cs | TRUE
3 | LV_5885-2_0_6_line_3 |  | 2 | 4 | 0.009436 | 0.125 | 0.08 | 261 | 0 | 0.364 | 1 | 1 | cs | TRUE
4 | LV_5885-2_0_6_line_4 |  | 3 | 5 | 0.040497 | 0.125 | 0.08 | 261 | 0 | 0.364 | 1 | 1 | cs | TRUE
5 | LV_5885-2_0_6_line_5 |  | 4 | 6 | 0.0080373 | 0.125 | 0.08 | 261 | 0 | 0.364 | 1 | 1 | cs | TRUE
6 | LV_5885-2_0_6_line_6 |  | 5 | 7 | 0.014402 | 0.125 | 0.08 | 261 | 0 | 0.364 | 1 | 1 | cs | TRUE
7 | LV_5885-2_0_6_line_7 |  | 6 | 8 | 0.00015488 | 0.125 | 0.08 | 261 | 0 | 0.364 | 1 | 1 | cs | TRUE
8 | LV_5885-2_0_6_line_8 |  | 7 | 9 | 0.0012036 | 0.125 | 0.08 | 261 | 0 | 0.364 | 1 | 1 | cs | TRUE
9 | LV_5885-2_0_6_line_9 |  | 9 | 10 | 0.023957 | 0.125 | 0.08 | 261 | 0 | 0.364 | 1 | 1 | cs | TRUE
10 | LV_5885-2_0_6_line_10 |  | 10 | 11 | 0.0046483 | 0.125 | 0.08 | 261 | 0 | 0.364 | 1 | 1 | cs | TRUE
11 | LV_5885-2_0_6_line_11 |  | 11 | 12 | 8.6135e-05 | 0.125 | 0.08 | 261 | 0 | 0.364 | 1 | 1 | cs | TRUE
12 | LV_5885-2_0_6_line_12 |  | 12 | 146 | 0.023943 | 0.125 | 0.08 | 261 | 0 | 0.364 | 1 | 1 | cs | TRUE
13 | LV_5885-2_0_6_line_13 |  | 13 | 14 | 0.008206 | 0.125 | 0.08 | 261 | 0 | 0.364 | 1 | 1 | cs | TRUE
14 | LV_5885-2_0_6_line_14 |  | 13 | 15 | 0.0095285 | 0.125 | 0.08 | 261 | 0 | 0.364 | 1 | 1 | cs | TRUE
15 | LV_5885-2_0_6_line_15 |  | 14 | 16 | 0.014104 | 0.125 | 0.08 | 261 | 0 | 0.364 | 1 | 1 | cs | TRUE
16 | LV_5885-2_0_6_line_16 |  | 15 | 17 | 0.009151 | 0.125 | 0.08 | 261 | 0 | 0.364 | 1 | 1 | cs | TRUE
17 | LV_5885-2_0_6_line_17 |  | 16 | 18 | 0.0080974 | 0.125 | 0.08 | 261 | 0 | 0.364 | 1 | 1 | cs | TRUE
18 | LV_5885-2_0_6_line_18 |  | 17 | 19 | 0.009616 | 0.125 | 0.08 | 261 | 0 | 0.364 | 1 | 1 | cs | TRUE
19 | LV_5885-2_0_6_line_19 |  | 18 | 20 | 0.003453 | 0.125 | 0.08 | 261 | 0 | 0.364 | 1 | 1 | cs | TRUE
20 | LV_5885-2_0_6_line_20 |  | 20 | 21 | 0.0084849 | 0.125 | 0.08 | 261 | 0 | 0.364 | 1 | 1 | cs | TRUE
21 | LV_5885-2_0_6_line_21 |  | 21 | 26 | 0.0030561 | 0.125 | 0.08 | 261 | 0 | 0.364 | 1 | 1 | cs | TRUE
22 | LV_5885-2_0_6_line_22 |  | 22 | 23 | 0.01827 | 0.125 | 0.08 | 261 | 0 | 0.364 | 1 | 1 | cs | TRUE
23 | LV_5885-2_0_6_line_23 |  | 22 | 24 | 0.050058 | 0.125 | 0.08 | 261 | 0 | 0.364 | 1 | 1 | cs | TRUE
24 | LV_5885-2_0_6_line_24 |  | 22 | 25 | 0.01802 | 0.125 | 0.08 | 261 | 0 | 0.364 | 1 | 1 | cs | TRUE
25 | LV_5885-2_0_6_line_25 |  | 23 | 30 | 0.0075293 | 0.125 | 0.08 | 261 | 0 | 0.364 | 1 | 1 | cs | TRUE
26 | LV_5885-2_0_6_line_26 |  | 24 | 31 | 0.019687 | 0.125 | 0.08 | 261 | 0 | 0.364 | 1 | 1 | cs | TRUE
27 | LV_5885-2_0_6_line_27 |  | 26 | 27 | 0.0044182 | 0.125 | 0.08 | 261 | 0 | 0.364 | 1 | 1 | cs | TRUE
28 | LV_5885-2_0_6_line_28 |  | 27 | 28 | 0.0081094 | 0.125 | 0.08 | 261 | 0 | 0.364 | 1 | 1 | cs | TRUE
29 | LV_5885-2_0_6_line_29 |  | 28 | 29 | 0.011337 | 0.125 | 0.08 | 261 | 0 | 0.364 | 1 | 1 | cs | TRUE
30 | LV_5885-2_0_6_line_30 |  | 29 | 35 | 0.0080261 | 0.125 | 0.08 | 261 | 0 | 0.364 | 1 | 1 | cs | TRUE
31 | LV_5885-2_0_6_line_31 |  | 30 | 32 | 0.013599 | 0.125 | 0.08 | 261 | 0 | 0.364 | 1 | 1 | cs | TRUE
32 | LV_5885-2_0_6_line_32 |  | 31 | 33 | 0.020711 | 0.125 | 0.08 | 261 | 0 | 0.364 | 1 | 1 | cs | TRUE
33 | LV_5885-2_0_6_line_33 |  | 33 | 34 | 0.010991 | 0.125 | 0.08 | 261 | 0 | 0.364 | 1 | 1 | cs | TRUE
34 | LV_5885-2_0_6_line_34 |  | 34 | 91 | 0.018031 | 0.125 | 0.08 | 261 | 0 | 0.364 | 1 | 1 | cs | TRUE
35 | LV_5885-2_0_6_line_35 |  | 34 | 92 | 0.051928 | 0.125 | 0.08 | 261 | 0 | 0.364 | 1 | 2 | cs | TRUE
36 | LV_5885-2_0_6_line_36 |  | 35 | 36 | 0.0036741 | 0.125 | 0.08 | 261 | 0 | 0.364 | 1 | 1 | cs | TRUE
37 | LV_5885-2_0_6_line_37 |  | 36 | 37 | 0.0074619 | 0.125 | 0.08 | 261 | 0 | 0.364 | 1 | 1 | cs | TRUE
38 | LV_5885-2_0_6_line_38 |  | 37 | 38 | 0.0050131 | 0.125 | 0.08 | 261 | 0 | 0.364 | 1 | 1 | cs | TRUE
39 | LV_5885-2_0_6_line_39 |  | 38 | 39 | 0.015393 | 0.125 | 0.08 | 261 | 0 | 0.364 | 1 | 1 | cs | TRUE
40 | LV_5885-2_0_6_line_40 |  | 39 | 40 | 0.021329 | 0.125 | 0.08 | 261 | 0 | 0.364 | 1 | 1 | cs | TRUE
41 | LV_5885-2_0_6_line_41 |  | 39 | 41 | 0.0094556 | 0.125 | 0.08 | 261 | 0 | 0.364 | 1 | 1 | cs | TRUE
42 | LV_5885-2_0_6_line_42 |  | 40 | 42 | 0.016535 | 0.125 | 0.08 | 261 | 0 | 0.364 | 1 | 1 | cs | TRUE
43 | LV_5885-2_0_6_line_43 |  | 42 | 46 | 0.010501 | 0.125 | 0.08 | 261 | 0 | 0.364 | 1 | 1 | cs | TRUE
44 | LV_5885-2_0_6_line_44 |  | 43 | 44 | 0.032806 | 0.125 | 0.08 | 261 | 0 | 0.364 | 1 | 1 | cs | TRUE
45 | LV_5885-2_0_6_line_45 |  | 44 | 45 | 0.027587 | 0.125 | 0.08 | 261 | 0 | 0.364 | 1 | 1 | cs | TRUE
46 | LV_5885-2_0_6_line_46 |  | 45 | 47 | 0.0067016 | 0.125 | 0.08 | 261 | 0 | 0.364 | 1 | 1 | cs | TRUE
47 | LV_5885-2_0_6_line_47 |  | 45 | 46 | 0.033786 | 0.125 | 0.08 | 261 | 0 | 0.364 | 1 | 1 | cs | TRUE
48 | LV_5885-2_0_6_line_48 |  | 47 | 48 | 0.03636 | 0.125 | 0.08 | 261 | 0 | 0.364 | 1 | 1 | cs | TRUE
49 | LV_5885-2_0_6_line_49 |  | 48 | 49 | 0.056942 | 0.125 | 0.08 | 261 | 0 | 0.364 | 1 | 1 | cs | TRUE
50 | LV_5885-2_0_6_line_50 |  | 49 | 50 | 0.012973 | 0.125 | 0.08 | 261 | 0 | 0.364 | 1 | 1 | cs | TRUE
51 | LV_5885-2_0_6_line_51 |  | 49 | 51 | 0.035789 | 0.125 | 0.08 | 261 | 0 | 0.364 | 1 | 1 | cs | TRUE
52 | LV_5885-2_0_6_line_52 |  | 50 | 52 | 0.011634 | 0.125 | 0.08 | 261 | 0 | 0.364 | 1 | 1 | cs | TRUE
53 | LV_5885-2_0_6_line_53 |  | 51 | 54 | 0.065562 | 0.125 | 0.08 | 261 | 0 | 0.364 | 1 | 1 | cs | TRUE
54 | LV_5885-2_0_6_line_54 |  | 51 | 55 | 0.031248 | 0.125 | 0.08 | 261 | 0 | 0.364 | 1 | 1 | cs | TRUE
55 | LV_5885-2_0_6_line_55 |  | 52 | 53 | 0.039489 | 0.125 | 0.08 | 261 | 0 | 0.364 | 1 | 1 | cs | TRUE
56 | LV_5885-2_0_6_line_56 |  | 53 | 56 | 0.026044 | 0.125 | 0.08 | 261 | 0 | 0.364 | 1 | 2 | cs | TRUE
57 | LV_5885-2_0_6_line_57 |  | 54 | 57 | 0.072793 | 0.125 | 0.08 | 261 | 0 | 0.364 | 1 | 1 | cs | TRUE
58 | LV_5885-2_0_6_line_58 |  | 54 | 58 | 0.049664 | 0.125 | 0.08 | 261 | 0 | 0.364 | 1 | 1 | cs | TRUE
59 | LV_5885-2_0_6_line_59 |  | 55 | 59 | 0.0083511 | 0.125 | 0.08 | 261 | 0 | 0.364 | 1 | 1 | cs | TRUE
60 | LV_5885-2_0_6_line_60 |  | 56 | 64 | 0.024394 | 0.125 | 0.08 | 261 | 0 | 0.364 | 1 | 3 | cs | TRUE
61 | LV_5885-2_0_6_line_61 |  | 56 | 61 | 0.037837 | 0.125 | 0.08 | 261 | 0 | 0.364 | 1 | 1 | cs | TRUE
62 | LV_5885-2_0_6_line_62 |  | 57 | 165 | 0.0017769 | 0.125 | 0.08 | 261 | 0 | 0.364 | 1 | 1 | cs | TRUE
63 | LV_5885-2_0_6_line_63 |  | 58 | 163 | 0.038638 | 0.125 | 0.08 | 261 | 0 | 0.364 | 1 | 1 | cs | TRUE
64 | LV_5885-2_0_6_line_64 |  | 58 | 161 | 0.014517 | 0.125 | 0.08 | 261 | 0 | 0.364 | 1 | 1 | cs | TRUE
65 | LV_5885-2_0_6_line_65 |  | 59 | 164 | 0.017004 | 0.125 | 0.08 | 261 | 0 | 0.364 | 1 | 1 | cs | TRUE
66 | LV_5885-2_0_6_line_66 |  | 60 | 61 | 0.016519 | 0.125 | 0.08 | 261 | 0 | 0.364 | 1 | 1 | cs | TRUE
67 | LV_5885-2_0_6_line_67 |  | 60 | 62 | 0.012756 | 0.125 | 0.08 | 261 | 0 | 0.364 | 1 | 1 | cs | TRUE
68 | LV_5885-2_0_6_line_68 |  | 62 | 63 | 0.026017 | 0.125 | 0.08 | 261 | 0 | 0.364 | 1 | 1 | cs | TRUE
69 | LV_5885-2_0_6_line_69 |  | 63 | 65 | 0.03342 | 0.125 | 0.08 | 261 | 0 | 0.364 | 1 | 1 | cs | TRUE
70 | LV_5885-2_0_6_line_70 |  | 64 | 66 | 0.033678 | 0.125 | 0.08 | 261 | 0 | 0.364 | 1 | 3 | cs | TRUE
71 | LV_5885-2_0_6_line_71 |  | 66 | 67 | 0.013413 | 0.125 | 0.08 | 261 | 0 | 0.364 | 1 | 3 | cs | TRUE
72 | LV_5885-2_0_6_line_72 |  | 67 | 68 | 0.016788 | 0.125 | 0.08 | 261 | 0 | 0.364 | 1 | 3 | cs | TRUE
73 | LV_5885-2_0_6_line_73 |  | 68 | 123 | 0.023443 | 0.125 | 0.08 | 261 | 0 | 0.364 | 1 | 3 | cs | TRUE
74 | LV_5885-2_0_6_line_74 |  | 69 | 70 | 0.024575 | 0.125 | 0.08 | 261 | 0 | 0.364 | 1 | 1 | cs | TRUE
75 | LV_5885-2_0_6_line_75 |  | 70 | 71 | 0.014988 | 0.125 | 0.08 | 261 | 0 | 0.364 | 1 | 1 | cs | TRUE
76 | LV_5885-2_0_6_line_76 |  | 70 | 72 | 0.047954 | 0.125 | 0.08 | 261 | 0 | 0.364 | 1 | 1 | cs | TRUE
77 | LV_5885-2_0_6_line_77 |  | 71 | 76 | 0.012429 | 0.125 | 0.08 | 261 | 0 | 0.364 | 1 | 1 | cs | TRUE
78 | LV_5885-2_0_6_line_78 |  | 71 | 77 | 0.024268 | 0.125 | 0.08 | 261 | 0 | 0.364 | 1 | 1 | cs | TRUE
79 | LV_5885-2_0_6_line_79 |  | 72 | 81 | 0.02124 | 0.125 | 0.08 | 261 | 0 | 0.364 | 1 | 1 | cs | TRUE
80 | LV_5885-2_0_6_line_80 |  | 73 | 74 | 0.056473 | 0.125 | 0.08 | 261 | 0 | 0.364 | 1 | 1 | cs | TRUE
81 | LV_5885-2_0_6_line_81 |  | 73 | 75 | 0.0060169 | 0.125 | 0.08 | 261 | 0 | 0.364 | 1 | 1 | cs | TRUE
82 | LV_5885-2_0_6_line_82 |  | 74 | 84 | 0.00036912 | 0.125 | 0.08 | 261 | 0 | 0.364 | 1 | 1 | cs | TRUE
83 | LV_5885-2_0_6_line_83 |  | 74 | 85 | 0.01534 | 0.125 | 0.08 | 261 | 0 | 0.364 | 1 | 1 | cs | TRUE
84 | LV_5885-2_0_6_line_84 |  | 74 | 77 | 0.033389 | 0.125 | 0.08 | 261 | 0 | 0.364 | 1 | 1 | cs | TRUE
85 | LV_5885-2_0_6_line_85 |  | 75 | 98 | 0.044825 | 0.125 | 0.08 | 261 | 0 | 0.364 | 1 | 1 | cs | TRUE
86 | LV_5885-2_0_6_line_86 |  | 78 | 79 | 0.012008 | 0.125 | 0.08 | 261 | 0 | 0.364 | 1 | 1 | cs | TRUE
87 | LV_5885-2_0_6_line_87 |  | 78 | 80 | 0.035806 | 0.125 | 0.08 | 261 | 0 | 0.364 | 1 | 1 | cs | TRUE
88 | LV_5885-2_0_6_line_88 |  | 80 | 82 | 0.017513 | 0.125 | 0.08 | 261 | 0 | 0.364 | 1 | 1 | cs | TRUE
89 | LV_5885-2_0_6_line_89 |  | 80 | 83 | 0.039573 | 0.125 | 0.08 | 261 | 0 | 0.364 | 1 | 1 | cs | TRUE
90 | LV_5885-2_0_6_line_90 |  | 83 | 102 | 0.039403 | 0.125 | 0.08 | 261 | 0 | 0.364 | 1 | 1 | cs | TRUE
91 | LV_5885-2_0_6_line_91 |  | 84 | 87 | 0.030123 | 0.125 | 0.08 | 261 | 0 | 0.364 | 1 | 1 | cs | TRUE
92 | LV_5885-2_0_6_line_92 |  | 85 | 86 | 0.015535 | 0.125 | 0.08 | 261 | 0 | 0.364 | 1 | 1 | cs | TRUE
93 | LV_5885-2_0_6_line_93 |  | 88 | 89 | 0.015234 | 0.125 | 0.08 | 261 | 0 | 0.364 | 1 | 1 | cs | TRUE
94 | LV_5885-2_0_6_line_94 |  | 88 | 90 | 0.027311 | 0.125 | 0.08 | 261 | 0 | 0.364 | 1 | 1 | cs | TRUE
95 | LV_5885-2_0_6_line_95 |  | 89 | 98 | 0.026558 | 0.125 | 0.08 | 261 | 0 | 0.364 | 1 | 1 | cs | TRUE
96 | LV_5885-2_0_6_line_96 |  | 90 | 94 | 0.018114 | 0.125 | 0.08 | 261 | 0 | 0.364 | 1 | 1 | cs | TRUE
97 | LV_5885-2_0_6_line_97 |  | 91 | 93 | 0.06286 | 0.125 | 0.08 | 261 | 0 | 0.364 | 1 | 1 | cs | TRUE
98 | LV_5885-2_0_6_line_98 |  | 91 | 94 | 0.0098569 | 0.125 | 0.08 | 261 | 0 | 0.364 | 1 | 1 | cs | TRUE
99 | LV_5885-2_0_6_line_99 |  | 92 | 95 | 0.032339 | 0.125 | 0.08 | 261 | 0 | 0.364 | 1 | 1 | cs | TRUE
100 | LV_5885-2_0_6_line_100 |  | 92 | 96 | 0.015873 | 0.125 | 0.08 | 261 | 0 | 0.364 | 1 | 3 | cs | TRUE
101 | LV_5885-2_0_6_line_101 |  | 93 | 97 | 0.025431 | 0.125 | 0.08 | 261 | 0 | 0.364 | 1 | 1 | cs | TRUE
102 | LV_5885-2_0_6_line_102 |  | 95 | 101 | 0.045592 | 0.125 | 0.08 | 261 | 0 | 0.364 | 1 | 1 | cs | TRUE
103 | LV_5885-2_0_6_line_103 |  | 96 | 111 | 0.05143 | 0.125 | 0.08 | 261 | 0 | 0.364 | 1 | 3 | cs | TRUE
104 | LV_5885-2_0_6_line_104 |  | 98 | 99 | 0.01469 | 0.125 | 0.08 | 261 | 0 | 0.364 | 1 | 1 | cs | TRUE
105 | LV_5885-2_0_6_line_105 |  | 99 | 100 | 0.049174 | 0.125 | 0.08 | 261 | 0 | 0.364 | 1 | 1 | cs | TRUE
106 | LV_5885-2_0_6_line_106 |  | 100 | 104 | 0.039949 | 0.125 | 0.08 | 261 | 0 | 0.364 | 1 | 1 | cs | TRUE
107 | LV_5885-2_0_6_line_107 |  | 101 | 115 | 0.021156 | 0.125 | 0.08 | 261 | 0 | 0.364 | 1 | 1 | cs | TRUE
108 | LV_5885-2_0_6_line_108 |  | 101 | 116 | 0.041627 | 0.125 | 0.08 | 261 | 0 | 0.364 | 1 | 1 | cs | TRUE
109 | LV_5885-2_0_6_line_109 |  | 102 | 103 | 0.0489 | 0.125 | 0.08 | 261 | 0 | 0.364 | 1 | 1 | cs | TRUE
110 | LV_5885-2_0_6_line_110 |  | 103 | 105 | 0.037638 | 0.125 | 0.08 | 261 | 0 | 0.364 | 1 | 1 | cs | TRUE
111 | LV_5885-2_0_6_line_111 |  | 104 | 107 | 0.029124 | 0.125 | 0.08 | 261 | 0 | 0.364 | 1 | 1 | cs | TRUE
112 | LV_5885-2_0_6_line_112 |  | 104 | 105 | 0.032901 | 0.125 | 0.08 | 261 | 0 | 0.364 | 1 | 1 | cs | TRUE
113 | LV_5885-2_0_6_line_113 |  | 106 | 107 | 0.04046 | 0.125 | 0.08 | 261 | 0 | 0.364 | 1 | 1 | cs | TRUE
114 | LV_5885-2_0_6_line_114 |  | 106 | 108 | 0.033324 | 0.125 | 0.08 | 261 | 0 | 0.364 | 1 | 1 | cs | TRUE
115 | LV_5885-2_0_6_line_115 |  | 108 | 168 | 0.030825 | 0.125 | 0.08 | 261 | 0 | 0.364 | 1 | 1 | cs | TRUE
116 | LV_5885-2_0_6_line_116 |  | 109 | 110 | 0.026746 | 0.125 | 0.08 | 261 | 0 | 0.364 | 1 | 1 | cs | TRUE
117 | LV_5885-2_0_6_line_117 |  | 110 | 168 | 0.033238 | 0.125 | 0.08 | 261 | 0 | 0.364 | 1 | 1 | cs | TRUE
118 | LV_5885-2_0_6_line_118 |  | 111 | 112 | 0.0072554 | 0.125 | 0.08 | 261 | 0 | 0.364 | 1 | 3 | cs | TRUE
119 | LV_5885-2_0_6_line_119 |  | 112 | 113 | 0.012671 | 0.125 | 0.08 | 261 | 0 | 0.364 | 1 | 3 | cs | TRUE
120 | LV_5885-2_0_6_line_120 |  | 113 | 114 | 0.00028416 | 0.125 | 0.08 | 261 | 0 | 0.364 | 1 | 3 | cs | TRUE
121 | LV_5885-2_0_6_line_121 |  | 114 | 117 | 0.013393 | 0.125 | 0.08 | 261 | 0 | 0.364 | 1 | 3 | cs | TRUE
122 | LV_5885-2_0_6_line_122 |  | 115 | 118 | 0.01999 | 0.125 | 0.08 | 261 | 0 | 0.364 | 1 | 1 | cs | TRUE
123 | LV_5885-2_0_6_line_123 |  | 116 | 119 | 0.03772 | 0.125 | 0.08 | 261 | 0 | 0.364 | 1 | 1 | cs | TRUE
124 | LV_5885-2_0_6_line_124 |  | 117 | 120 | 0.0342 | 0.125 | 0.08 | 261 | 0 | 0.364 | 1 | 3 | cs | TRUE
125 | LV_5885-2_0_6_line_125 |  | 118 | 133 | 0.078533 | 0.125 | 0.08 | 261 | 0 | 0.364 | 1 | 1 | cs | TRUE
126 | LV_5885-2_0_6_line_126 |  | 120 | 121 | 0.0049148 | 0.125 | 0.08 | 261 | 0 | 0.364 | 1 | 3 | cs | TRUE
127 | LV_5885-2_0_6_line_127 |  | 121 | 122 | 0.036901 | 0.125 | 0.08 | 261 | 0 | 0.364 | 1 | 2 | cs | TRUE
128 | LV_5885-2_0_6_line_128 |  | 121 | 123 | 0.028748 | 0.125 | 0.08 | 261 | 0 | 0.364 | 1 | 3 | cs | TRUE
129 | LV_5885-2_0_6_line_129 |  | 122 | 124 | 0.016853 | 0.125 | 0.08 | 261 | 0 | 0.364 | 1 | 1 | cs | TRUE
130 | LV_5885-2_0_6_line_130 |  | 122 | 125 | 0.048235 | 0.125 | 0.08 | 261 | 0 | 0.364 | 1 | 1 | cs | TRUE
131 | LV_5885-2_0_6_line_131 |  | 124 | 126 | 0.005939 | 0.125 | 0.08 | 261 | 0 | 0.364 | 1 | 1 | cs | TRUE
132 | LV_5885-2_0_6_line_132 |  | 125 | 127 | 0.02233 | 0.125 | 0.08 | 261 | 0 | 0.364 | 1 | 1 | cs | TRUE
133 | LV_5885-2_0_6_line_133 |  | 126 | 128 | 0.019462 | 0.125 | 0.08 | 261 | 0 | 0.364 | 1 | 1 | cs | TRUE
134 | LV_5885-2_0_6_line_134 |  | 127 | 129 | 0.022314 | 0.125 | 0.08 | 261 | 0 | 0.364 | 1 | 1 | cs | TRUE
135 | LV_5885-2_0_6_line_135 |  | 128 | 155 | 0.01941 | 0.125 | 0.08 | 261 | 0 | 0.364 | 1 | 1 | cs | TRUE
136 | LV_5885-2_0_6_line_136 |  | 129 | 130 | 0.008887 | 0.125 | 0.08 | 261 | 0 | 0.364 | 1 | 1 | cs | TRUE
137 | LV_5885-2_0_6_line_137 |  | 130 | 131 | 0.008194 | 0.125 | 0.08 | 261 | 0 | 0.364 | 1 | 1 | cs | TRUE
138 | LV_5885-2_0_6_line_138 |  | 130 | 132 | 0.014677 | 0.125 | 0.08 | 261 | 0 | 0.364 | 1 | 1 | cs | TRUE
139 | LV_5885-2_0_6_line_139 |  | 131 | 134 | 0.021185 | 0.125 | 0.08 | 261 | 0 | 0.364 | 1 | 1 | cs | TRUE
140 | LV_5885-2_0_6_line_140 |  | 131 | 135 | 0.052072 | 0.125 | 0.08 | 261 | 0 | 0.364 | 1 | 1 | cs | TRUE
141 | LV_5885-2_0_6_line_141 |  | 132 | 136 | 0.016128 | 0.125 | 0.08 | 261 | 0 | 0.364 | 1 | 1 | cs | TRUE
142 | LV_5885-2_0_6_line_142 |  | 133 | 137 | 0.035033 | 0.125 | 0.08 | 261 | 0 | 0.364 | 1 | 1 | cs | TRUE
143 | LV_5885-2_0_6_line_143 |  | 135 | 138 | 0.010262 | 0.125 | 0.08 | 261 | 0 | 0.364 | 1 | 1 | cs | TRUE
144 | LV_5885-2_0_6_line_144 |  | 136 | 139 | 0.018077 | 0.125 | 0.08 | 261 | 0 | 0.364 | 1 | 1 | cs | TRUE
145 | LV_5885-2_0_6_line_145 |  | 136 | 140 | 0.027026 | 0.125 | 0.08 | 261 | 0 | 0.364 | 1 | 1 | cs | TRUE
146 | LV_5885-2_0_6_line_146 |  | 138 | 149 | 0.02694 | 0.125 | 0.08 | 261 | 0 | 0.364 | 1 | 1 | cs | TRUE
147 | LV_5885-2_0_6_line_147 |  | 139 | 147 | 0.052174 | 0.125 | 0.08 | 261 | 0 | 0.364 | 1 | 1 | cs | TRUE
148 | LV_5885-2_0_6_line_148 |  | 140 | 145 | 0.011807 | 0.125 | 0.08 | 261 | 0 | 0.364 | 1 | 1 | cs | TRUE
149 | LV_5885-2_0_6_line_149 |  | 141 | 142 | 0.02656 | 0.125 | 0.08 | 261 | 0 | 0.364 | 1 | 1 | cs | TRUE
150 | LV_5885-2_0_6_line_150 |  | 141 | 143 | 0.00438 | 0.125 | 0.08 | 261 | 0 | 0.364 | 1 | 1 | cs | TRUE
151 | LV_5885-2_0_6_line_151 |  | 142 | 144 | 0.030218 | 0.125 | 0.08 | 261 | 0 | 0.364 | 1 | 1 | cs | TRUE
152 | LV_5885-2_0_6_line_152 |  | 144 | 145 | 0.014991 | 0.125 | 0.08 | 261 | 0 | 0.364 | 1 | 1 | cs | TRUE
153 | LV_5885-2_0_6_line_153 |  | 146 | 149 | 0.005656 | 0.125 | 0.08 | 261 | 0 | 0.364 | 1 | 1 | cs | TRUE
154 | LV_5885-2_0_6_line_154 |  | 147 | 148 | 0.017391 | 0.125 | 0.08 | 261 | 0 | 0.364 | 1 | 1 | cs | TRUE
155 | LV_5885-2_0_6_line_155 |  | 148 | 150 | 0.061293 | 0.125 | 0.08 | 261 | 0 | 0.364 | 1 | 1 | cs | TRUE
156 | LV_5885-2_0_6_line_156 |  | 150 | 151 | 0.044654 | 0.125 | 0.08 | 261 | 0 | 0.364 | 1 | 1 | cs | TRUE
157 | LV_5885-2_0_6_line_157 |  | 150 | 152 | 0.013923 | 0.125 | 0.08 | 261 | 0 | 0.364 | 1 | 1 | cs | TRUE
158 | LV_5885-2_0_6_line_158 |  | 151 | 153 | 0.038626 | 0.125 | 0.08 | 261 | 0 | 0.364 | 1 | 1 | cs | TRUE
159 | LV_5885-2_0_6_line_159 |  | 153 | 154 | 0.024833 | 0.125 | 0.08 | 261 | 0 | 0.364 | 1 | 1 | cs | TRUE
160 | LV_5885-2_0_6_line_160 |  | 156 | 157 | 0.046312 | 0.125 | 0.08 | 261 | 0 | 0.364 | 1 | 1 | cs | TRUE
161 | LV_5885-2_0_6_line_161 |  | 157 | 158 | 0.052878 | 0.125 | 0.08 | 261 | 0 | 0.364 | 1 | 1 | cs | TRUE
162 | LV_5885-2_0_6_line_162 |  | 158 | 159 | 0.018479 | 0.125 | 0.08 | 261 | 0 | 0.364 | 1 | 1 | cs | TRUE
163 | LV_5885-2_0_6_line_163 |  | 158 | 160 | 0.036808 | 0.125 | 0.08 | 261 | 0 | 0.364 | 1 | 1 | cs | TRUE
164 | LV_5885-2_0_6_line_164 |  | 159 | 161 | 0.0099107 | 0.125 | 0.08 | 261 | 0 | 0.364 | 1 | 1 | cs | TRUE
165 | LV_5885-2_0_6_line_165 |  | 160 | 162 | 0.001623 | 0.125 | 0.08 | 261 | 0 | 0.364 | 1 | 1 | cs | TRUE
166 | LV_5885-2_0_6_line_166 |  | 165 | 166 | 0.012482 | 0.125 | 0.08 | 261 | 0 | 0.364 | 1 | 1 | cs | TRUE
167 | LV_5885-2_0_6_line_167 |  | 166 | 167 | 0.032505 | 0.125 | 0.08 | 261 | 0 | 0.364 | 1 | 1 | cs | TRUE

## trafo
| name | std_type | hv_bus | lv_bus | sn_mva | vn_hv_kv | vn_lv_kv | vk_percent | vkr_percent | pfe_kw | i0_percent | shift_degree | tap_side | tap_neutral | tap_min | tap_max | tap_step_percent | tap_step_degree | tap_pos | tap_phase_shifter | parallel | df | in_service
0 | LV_5885-2_0_6_trafo_99 | 0.63 MVA 20/0.4 kV | 169 | 120 | 0.63 | 20 | 0.4 | 6 | 1.206 | 1.65 | 0.2619 | 150 | hv | 0 | -2 | 2 | 2.5 | 0 | 0 | FALSE | 1 | 1 | TRUE

## line_geodata
| x0 | y0 | x1 | y1 | x2 | y2 | x3 | y3 | x4 | y4 | x5 | y5 | x6 | y6 | x7 | y7
0 | 2554678.8811 | 1147697.9595 | 2554676.2662 | 1147702.2201
1 | 2554678.8811 | 1147697.9595 | 2554678.8811 | 1147697.9595 | 2554679.6318 | 1147697.0851
2 | 2554675.1472 | 1147704.0434 | 2554676.2662 | 1147702.2201
3 | 2554685.7784 | 1147689.9256 | 2554685.7784 | 1147689.9256 | 2554679.6318 | 1147697.0851
4 | 2554675.1472 | 1147704.0434 | 2554669.1476 | 1147713.8188 | 2554664.1946 | 1147721.0043 | 2554656.5971 | 1147732.9233 | 2554651.6764 | 1147736.6389
5 | 2554685.7784 | 1147689.9256 | 2554693.23 | 1147686.9137
6 | 2554640.1832 | 1147745.3174 | 2554651.6764 | 1147736.6389
7 | 2554693.3736 | 1147686.8557 | 2554693.23 | 1147686.9137
8 | 2554639.2227 | 1147746.0428 | 2554640.1832 | 1147745.3174
9 | 2554639.2227 | 1147746.0428 | 2554620.1039 | 1147760.4794 | 2554620.1039 | 1147760.4794
10 | 2554620.1039 | 1147760.4794 | 2554616.2818 | 1147763.1249
11 | 2554616.2818 | 1147763.1249 | 2554616.211 | 1147763.1739
12 | 2554596.5238 | 1147776.8007 | 2554598.621 | 1147775.3492 | 2554616.211 | 1147763.1739
13 | 2554517.1729 | 1148118.9397 | 2554511.7588 | 1148112.7731
14 | 2554505.0873 | 1148106.029 | 2554507.2755 | 1148107.6666 | 2554511.7588 | 1148112.7731
15 | 2554527.1621 | 1148128.8232 | 2554522.7209 | 1148125.2589 | 2554517.1729 | 1148118.9397
16 | 2554497.7608 | 1148100.546 | 2554505.0873 | 1148106.029
17 | 2554527.1621 | 1148128.8232 | 2554533.4772 | 1148133.8914
18 | 2554497.7608 | 1148100.546 | 2554496.3584 | 1148096.877 | 2554495.119 | 1148091.3256
19 | 2554536.1702 | 1148136.0527 | 2554533.4772 | 1148133.8914
20 | 2554536.1702 | 1148136.0527 | 2554540.9854 | 1148139.9172 | 2554543.048 | 1148140.9587
21 | 2554545.7761 | 1148142.3363 | 2554543.048 | 1148140.9587
22 | 2554478.469 | 1148008.0665 | 2554477.159 | 1148015.5914 | 2554469.9073 | 1148023.3837
23 | 2554478.469 | 1148008.0665 | 2554476.0301 | 1148002.4043 | 2554467.9795 | 1147994.9502 | 2554458.1321 | 1147990.5781 | 2554445.6786 | 1147989.8832 | 2554436.4698 | 1147992.8479
24 | 2554478.469 | 1148008.0665 | 2554482.0059 | 1147990.3973
25 | 2554469.9073 | 1148023.3837 | 2554464.4955 | 1148028.6184
26 | 2554436.4698 | 1147992.8479 | 2554431.2152 | 1147994.5396 | 2554419.1961 | 1148002.0393
27 | 2554545.7761 | 1148142.3363 | 2554549.7199 | 1148144.3277
28 | 2554556.9588 | 1148147.983 | 2554549.7199 | 1148144.3277
29 | 2554556.9588 | 1148147.983 | 2554562.3075 | 1148150.6839 | 2554567.5219 | 1148151.8592
30 | 2554575.3515 | 1148153.6241 | 2554567.5219 | 1148151.8592
31 | 2554454.7214 | 1148038.0729 | 2554464.4955 | 1148028.6184
32 | 2554401.3329 | 1148012.5087 | 2554412.0078 | 1148006.5247 | 2554419.1961 | 1148002.0393
33 | 2554401.2667 | 1148004.8052 | 2554397.441 | 1148007.6579 | 2554401.3329 | 1148012.5087
34 | 2554387.0673 | 1148015.8964 | 2554390.7211 | 1148012.6559 | 2554397.441 | 1148007.6579 | 2554401.2667 | 1148004.8052
35 | 2554424.667 | 1147963.4509 | 2554416.9624 | 1147972.2694 | 2554402.4732 | 1147986.6867 | 2554398.4366 | 1147995.1439 | 2554398.1775 | 1147998.4476 | 2554399.0833 | 1148001.4423 | 2554401.2667 | 1148004.8052
36 | 2554575.3515 | 1148153.6241 | 2554578.9357 | 1148154.4319
37 | 2554586.215 | 1148156.0727 | 2554586.215 | 1148156.0727 | 2554578.9357 | 1148154.4319
38 | 2554591.225 | 1148156.2506 | 2554586.215 | 1148156.0727
39 | 2554606.6087 | 1148156.7969 | 2554591.225 | 1148156.2506
40 | 2554606.6087 | 1148156.7969 | 2554624.5722 | 1148161.1302 | 2554627.4062 | 1148161.4341
41 | 2554606.6087 | 1148156.7969 | 2554605.6699 | 1148147.388
42 | 2554643.8471 | 1148163.197 | 2554627.4062 | 1148161.4341
43 | 2554643.8471 | 1148163.197 | 2554643.3388 | 1148156.8865 | 2554646.0859 | 1148153.7491
44 | 2554642.4861 | 1148119.422 | 2554611.5086 | 1148108.6216
45 | 2554668.535 | 1148128.5041 | 2554642.4861 | 1148119.422
46 | 2554668.535 | 1148128.5041 | 2554674.862 | 1148130.7134
47 | 2554668.535 | 1148128.5041 | 2554662.799 | 1148134.6616 | 2554646.0859 | 1148153.7491
48 | 2554709.1957 | 1148142.6828 | 2554702.451 | 1148140.3324 | 2554700.9342 | 1148139.7991 | 2554694.305 | 1148137.4923 | 2554688.8539 | 1148135.5991 | 2554674.862 | 1148130.7134
49 | 2554709.1957 | 1148142.6828 | 2554709.0805 | 1148134.5239 | 2554707.6731 | 1148117.9371 | 2554706.8705 | 1148085.8265
50 | 2554706.8705 | 1148085.8265 | 2554696.5522 | 1148077.9628
51 | 2554706.8705 | 1148085.8265 | 2554714.3366 | 1148061.6134 | 2554721.9698 | 1148054.4744
52 | 2554687.2988 | 1148070.9107 | 2554696.5522 | 1148077.9628
53 | 2554721.9698 | 1148054.4744 | 2554725.7063 | 1148050.9778 | 2554736.8362 | 1148044.1794 | 2554767.9104 | 1148030.3941 | 2554781.3023 | 1148028.2478
54 | 2554721.9698 | 1148054.4744 | 2554692.2177 | 1148044.9223
55 | 2554687.2988 | 1148070.9107 | 2554661.5838 | 1148070.2709 | 2554647.8255 | 1148069.7961
56 | 2554622.7688 | 1148063.638 | 2554639.9073 | 1148069.5228 | 2554647.8255 | 1148069.7961
57 | 2554842.0936 | 1148008.0473 | 2554833.4996 | 1148007.934 | 2554812.9353 | 1148001.9409 | 2554805.4568 | 1148004.1427 | 2554795.3719 | 1148019.1929 | 2554790.0665 | 1148024.4355 | 2554781.3023 | 1148028.2478
58 | 2554781.3023 | 1148028.2478 | 2554781.0085 | 1148018.7896 | 2554766.8388 | 1148010.4585 | 2554743.2184 | 1148013.0695
59 | 2554692.2177 | 1148044.9223 | 2554684.2664 | 1148042.3694
60 | 2554622.7688 | 1148063.638 | 2554604.7663 | 1148053.1684 | 2554602.1584 | 1148050.7324
61 | 2554622.7688 | 1148063.638 | 2554618.6555 | 1148067.0597 | 2554605.3133 | 1148070.6845 | 2554586.8548 | 1148067.9455
62 | 2554842.0936 | 1148008.0473 | 2554843.8471 | 1148007.7592
63 | 2554743.2184 | 1148013.0695 | 2554758.6796 | 1147977.6595
64 | 2554743.2184 | 1148013.0695 | 2554728.7897 | 1148014.6644
65 | 2554668.0766 | 1148037.1715 | 2554684.2664 | 1148042.3694
66 | 2554572.9763 | 1148059.0001 | 2554586.7778 | 1148067.9341 | 2554586.8548 | 1148067.9455
67 | 2554572.9763 | 1148059.0001 | 2554562.2677 | 1148052.0682
68 | 2554544.8796 | 1148032.7568 | 2554561.5353 | 1148051.5941 | 2554562.2677 | 1148052.0682
69 | 2554529.9293 | 1148005.1535 | 2554529.5384 | 1148015.4062 | 2554544.8796 | 1148032.7568
70 | 2554578.7542 | 1148026.5779 | 2554589.4068 | 1148038.8214 | 2554602.1584 | 1148050.7324
71 | 2554578.7542 | 1148026.5779 | 2554569.9498 | 1148016.4585
72 | 2554558.9302 | 1148003.7932 | 2554569.9498 | 1148016.4585
73 | 2554558.9302 | 1148003.7932 | 2554544.7629 | 1147987.51 | 2554543.8228 | 1147985.9054
74 | 2554329.9968 | 1148197.1231 | 2554340.4255 | 1148192.1303 | 2554352.973 | 1148195.5773
75 | 2554329.9968 | 1148197.1231 | 2554331.2203 | 1148191.3887 | 2554334.4652 | 1148182.8596
76 | 2554329.9968 | 1148197.1231 | 2554328.2542 | 1148205.285 | 2554337.1598 | 1148208.0299 | 2554349.8361 | 1148210.8129 | 2554367.1407 | 1148211.2929
77 | 2554334.4652 | 1148182.8596 | 2554322.0231 | 1148183.6212
78 | 2554334.4652 | 1148182.8596 | 2554336.5808 | 1148177.3073 | 2554345.6572 | 1148161.3868
79 | 2554367.1407 | 1148211.2929 | 2554372.6561 | 1148204.4476 | 2554383.7551 | 1148198.7271
80 | 2554306.8567 | 1148108.8533 | 2554358.904 | 1148130.7694
81 | 2554306.8567 | 1148108.8533 | 2554302.5641 | 1148104.6372
82 | 2554358.904 | 1148130.7694 | 2554359.0624 | 1148130.436
83 | 2554358.904 | 1148130.7694 | 2554372.4913 | 1148137.8909
84 | 2554358.904 | 1148130.7694 | 2554353.5602 | 1148142.0158 | 2554346.5234 | 1148159.8673 | 2554345.6572 | 1148161.3868
85 | 2554304.9423 | 1148064.1114 | 2554301.7458 | 1148073.963 | 2554295.4678 | 1148097.6674 | 2554302.5641 | 1148104.6372
86 | 2554277.5931 | 1148181.7912 | 2554272.2689 | 1148192.5595
87 | 2554236.8048 | 1148188.2714 | 2554244.4796 | 1148190.7254 | 2554272.2689 | 1148192.5595
88 | 2554236.8048 | 1148188.2714 | 2554240.8283 | 1148181.1705 | 2554249.9747 | 1148183.2575
89 | 2554236.8048 | 1148188.2714 | 2554230.3492 | 1148184.5742 | 2554227.4176 | 1148179.7718 | 2554225.2888 | 1148163.424 | 2554223.9921 | 1148153.4732
90 | 2554223.9921 | 1148153.4732 | 2554225.9685 | 1148141.7521 | 2554226.3106 | 1148133.2229 | 2554226.234 | 1148123.1627 | 2554225.9257 | 1148114.2479
91 | 2554372.8817 | 1148103.6779 | 2554363.0611 | 1148122.0222 | 2554359.0624 | 1148130.436
92 | 2554386.2508 | 1148145.1027 | 2554372.4913 | 1148137.8909
93 | 2554342.1964 | 1148048.1869 | 2554329.4285 | 1148056.4978
94 | 2554342.1964 | 1148048.1869 | 2554364.3612 | 1148032.2309
95 | 2554304.9423 | 1148064.1114 | 2554311.0214 | 1148064.7322 | 2554317.9301 | 1148063.379 | 2554324.7432 | 1148059.5475 | 2554329.4285 | 1148056.4978
96 | 2554364.3612 | 1148032.2309 | 2554364.8112 | 1148031.9069 | 2554373.0981 | 1148025.952 | 2554379.0675 | 1148021.655
97 | 2554360.4944 | 1147979.1679 | 2554358.2641 | 1147986.8333 | 2554357.4948 | 1148011.941 | 2554387.0673 | 1148015.8964
98 | 2554387.0673 | 1148015.8964 | 2554379.0675 | 1148021.655
99 | 2554424.667 | 1147963.4509 | 2554434.0428 | 1147949.1614 | 2554439.4253 | 1147934.8799
100 | 2554424.667 | 1147963.4509 | 2554437.5854 | 1147954.2274
101 | 2554360.4944 | 1147979.1679 | 2554373.8302 | 1147963.5587 | 2554377.8582 | 1147960.7673
102 | 2554439.4253 | 1147934.8799 | 2554443.4153 | 1147924.3109 | 2554453.3122 | 1147911.8962 | 2554467.6151 | 1147900.2152
103 | 2554437.5854 | 1147954.2274 | 2554444.9996 | 1147948.9338 | 2554455.2256 | 1147939.4181 | 2554457.2555 | 1147935.7009 | 2554465.0463 | 1147931.1284 | 2554477.7947 | 1147928.1526 | 2554479.7634 | 1147927.8498
104 | 2554304.9423 | 1148064.1114 | 2554298.1918 | 1148062.0394 | 2554292.5317 | 1148056.9242
105 | 2554296.4362 | 1148010.9152 | 2554289.9826 | 1148027.6952 | 2554286.6234 | 1148038.3707 | 2554287.4297 | 1148048.4586 | 2554292.5317 | 1148056.9242
106 | 2554296.4362 | 1148010.9152 | 2554257.9437 | 1148000.2246
107 | 2554467.6151 | 1147900.2152 | 2554484.0245 | 1147886.8063
108 | 2554467.6151 | 1147900.2152 | 2554456.6216 | 1147900.6765 | 2554444.225 | 1147909.5527 | 2554429.9545 | 1147915.2817
109 | 2554225.9257 | 1148114.2479 | 2554225.84 | 1148111.7709 | 2554225.7627 | 1148101.6107 | 2554226.0539 | 1148094.4826 | 2554226.8014 | 1148088.774 | 2554228.4017 | 1148083.1144 | 2554230.8204 | 1148076.0146 | 2554234.5972 | 1148066.768
110 | 2554247.5821 | 1148031.4478 | 2554246.2857 | 1148035.5649 | 2554241.9263 | 1148046.9817 | 2554235.3662 | 1148064.8853 | 2554234.5972 | 1148066.768
111 | 2554265.5933 | 1147972.2186 | 2554262.6447 | 1147987.3933 | 2554257.9437 | 1148000.2246
112 | 2554247.5821 | 1148031.4478 | 2554250.777 | 1148021.3011 | 2554256.2651 | 1148004.8064 | 2554257.9437 | 1148000.2246
113 | 2554300.7565 | 1147952.2038 | 2554265.5933 | 1147972.2186
114 | 2554292.5121 | 1147920.0461 | 2554292.6688 | 1147920.4416 | 2554300.1597 | 1147945.1308 | 2554300.7565 | 1147952.2038
115 | 2554281.1588 | 1147891.3876 | 2554292.5121 | 1147920.0461
116 | 2554259.8793 | 1147930.234 | 2554256.7814 | 1147921.2815 | 2554250.8606 | 1147905.055
117 | 2554281.1588 | 1147891.3876 | 2554250.8606 | 1147905.055
118 | 2554479.7634 | 1147927.8498 | 2554486.9345 | 1147926.7471
119 | 2554499.5481 | 1147925.9424 | 2554491.7857 | 1147926.0011 | 2554486.9345 | 1147926.7471
120 | 2554499.5481 | 1147925.9424 | 2554499.8323 | 1147925.9402
121 | 2554499.8323 | 1147925.9402 | 2554503.7342 | 1147925.9107 | 2554508.8355 | 1147926.1833 | 2554513.0681 | 1147927.3193
122 | 2554484.0245 | 1147886.8063 | 2554465.0619 | 1147880.4799 | 2554465.0619 | 1147880.4799
123 | 2554396.9166 | 1147933.468 | 2554429.0122 | 1147915.66 | 2554429.9545 | 1147915.2817
124 | 2554529.4258 | 1147955.854 | 2554526.5612 | 1147948.7276 | 2554524.8181 | 1147942.6487 | 2554522.7791 | 1147937.0502 | 2554520.9442 | 1147933.0509 | 2554517.2473 | 1147929.5993 | 2554513.6295 | 1147927.47 | 2554513.0681 | 1147927.3193
125 | 2554465.0619 | 1147880.4799 | 2554441.2367 | 1147884.0844 | 2554431.9923 | 1147883.2985 | 2554430.4287 | 1147875.5953 | 2554441.5222 | 1147865.0169 | 2554420.2805 | 1147870.628
126 | 2554532.0605 | 1147960.0029 | 2554529.4258 | 1147955.854 | 2554529.4258 | 1147955.854
127 | 2554536.7536 | 1147923.5709 | 2554533.3254 | 1147938.3822 | 2554532.0389 | 1147950.0313 | 2554532.0605 | 1147960.0029
128 | 2554532.0605 | 1147960.0029 | 2554534.2446 | 1147969.558 | 2554543.8228 | 1147985.9054
129 | 2554536.7536 | 1147923.5709 | 2554552.0134 | 1147930.723
130 | 2554536.7536 | 1147923.5709 | 2554538.7911 | 1147914.762 | 2554544.6535 | 1147892.8175 | 2554547.0491 | 1147876.5132 | 2554547.0491 | 1147876.5132
131 | 2554552.0134 | 1147930.723 | 2554557.3911 | 1147933.2435
132 | 2554534.7402 | 1147858.5116 | 2554539.7751 | 1147863.1057 | 2554544.6277 | 1147869.0832 | 2554547.0491 | 1147876.5132
133 | 2554575.0138 | 1147941.503 | 2554557.3911 | 1147933.2435
134 | 2554516.1498 | 1147846.4758 | 2554528.8639 | 1147853.1497 | 2554534.7402 | 1147858.5116
135 | 2554592.5889 | 1147949.7403 | 2554575.0138 | 1147941.503
136 | 2554513.6969 | 1147837.9343 | 2554516.1498 | 1147846.4758
137 | 2554519.6596 | 1147832.2974 | 2554513.6969 | 1147837.9343
138 | 2554513.6969 | 1147837.9343 | 2554506.0005 | 1147832.6676 | 2554501.3595 | 1147830.0043
139 | 2554519.6596 | 1147832.2974 | 2554537.6774 | 1147838.5867 | 2554539.7002 | 1147839.1565
140 | 2554519.6596 | 1147832.2974 | 2554528.7105 | 1147823.7357 | 2554561.2834 | 1147801.1913
141 | 2554487.1082 | 1147822.4608 | 2554497.8555 | 1147827.9935 | 2554501.3595 | 1147830.0043
142 | 2554386.4091 | 1147879.5755 | 2554420.2805 | 1147870.628
143 | 2554569.7216 | 1147795.3511 | 2554561.2834 | 1147801.1913
144 | 2554487.1082 | 1147822.4608 | 2554479.5606 | 1147820.617 | 2554469.5062 | 1147818.3475 | 2554469.5062 | 1147818.3475
145 | 2554487.1082 | 1147822.4608 | 2554487.2442 | 1147815.0671 | 2554486.9583 | 1147810.7782 | 2554487.8232 | 1147806.336 | 2554490.1171 | 1147801.9719 | 2554494.124 | 1147797.6727 | 2554494.124 | 1147797.6727
146 | 2554569.7216 | 1147795.3511 | 2554591.8731 | 1147780.0195
147 | 2554469.5062 | 1147818.3475 | 2554462.7486 | 1147818.4098 | 2554455.8095 | 1147818.8404 | 2554429.7393 | 1147824.1628 | 2554418.1598 | 1147826.7063
148 | 2554503.2075 | 1147790.1345 | 2554499.6251 | 1147792.9287 | 2554494.124 | 1147797.6727
149 | 2554566.0343 | 1147756.859 | 2554540.8556 | 1147765.3137 | 2554540.8556 | 1147765.3137
150 | 2554570.1865 | 1147755.4648 | 2554566.0343 | 1147756.859
151 | 2554540.8556 | 1147765.3137 | 2554524.542 | 1147774.1972 | 2554515.1475 | 1147781.0735
152 | 2554515.1475 | 1147781.0735 | 2554509.9013 | 1147784.9135 | 2554503.2075 | 1147790.1345
153 | 2554596.5238 | 1147776.8007 | 2554591.8731 | 1147780.0195
154 | 2554418.1598 | 1147826.7063 | 2554408.1418 | 1147828.9067 | 2554401.4604 | 1147831.4083
155 | 2554346.8757 | 1147857.4307 | 2554351.9839 | 1147857.592 | 2554355.3615 | 1147856.399 | 2554365.4246 | 1147849.697 | 2554376.3576 | 1147843.2774 | 2554391.0496 | 1147835.3063 | 2554401.4604 | 1147831.4083
156 | 2554346.8757 | 1147857.4307 | 2554363.698 | 1147844.8187 | 2554379.7613 | 1147827.4893
157 | 2554346.8757 | 1147857.4307 | 2554345.1544 | 1147856.2765 | 2554342.3828 | 1147853.3293 | 2554340.4143 | 1147848.9531 | 2554339.2199 | 1147846.1938
158 | 2554406.7676 | 1147799.8821 | 2554388.0959 | 1147818.4978 | 2554379.7613 | 1147827.4893
159 | 2554424.3537 | 1147782.3487 | 2554406.7676 | 1147799.8821
160 | 2554699.4276 | 1147958.6098 | 2554682.7395 | 1147948.9711 | 2554662.8427 | 1147937.8486 | 2554659.3223 | 1147935.4749
161 | 2554700.6245 | 1148011.4743 | 2554699.4276 | 1147958.6098
162 | 2554700.6245 | 1148011.4743 | 2554718.9551 | 1148013.8084
163 | 2554700.6245 | 1148011.4743 | 2554664.1113 | 1148006.825
164 | 2554718.9551 | 1148013.8084 | 2554727.1236 | 1148014.8485 | 2554728.7897 | 1148014.6644
165 | 2554662.5014 | 1148006.62 | 2554664.1113 | 1148006.825
166 | 2554843.8471 | 1148007.7592 | 2554854.5725 | 1148005.997 | 2554856.1239 | 1148005.5547
167 | 2554874.9164 | 1147981.6206 | 2554868.5917 | 1147996.3535 | 2554863.7834 | 1148003.3709 | 2554856.1239 | 1148005.5547

## bus_geodata
| x | y | coords
0 | 2554678.8811 | 1147697.9595
1 | 2554676.2662 | 1147702.2201
2 | 2554679.6318 | 1147697.0851
3 | 2554675.1472 | 1147704.0434
4 | 2554685.7784 | 1147689.9256
5 | 2554651.6764 | 1147736.6389
6 | 2554693.23 | 1147686.9137
7 | 2554640.1832 | 1147745.3174
8 | 2554693.3736 | 1147686.8557
9 | 2554639.2227 | 1147746.0427
10 | 2554620.1039 | 1147760.4794
11 | 2554616.2818 | 1147763.1249
12 | 2554616.211 | 1147763.1739
13 | 2554511.7589 | 1148112.7731
14 | 2554517.1729 | 1148118.9397
15 | 2554505.0873 | 1148106.029
16 | 2554527.1621 | 1148128.8232
17 | 2554497.7608 | 1148100.546
18 | 2554533.4772 | 1148133.8914
19 | 2554495.119 | 1148091.3256
20 | 2554536.1702 | 1148136.0527
21 | 2554543.048 | 1148140.9587
22 | 2554478.469 | 1148008.0665
23 | 2554469.9073 | 1148023.3837
24 | 2554436.4698 | 1147992.8479
25 | 2554482.0059 | 1147990.3973
26 | 2554545.7761 | 1148142.3363
27 | 2554549.7199 | 1148144.3277
28 | 2554556.9588 | 1148147.983
29 | 2554567.5219 | 1148151.8592
30 | 2554464.4955 | 1148028.6184
31 | 2554419.1961 | 1148002.0393
32 | 2554454.7214 | 1148038.0729
33 | 2554401.3329 | 1148012.5087
34 | 2554401.2667 | 1148004.8052
35 | 2554575.3515 | 1148153.6241
36 | 2554578.9357 | 1148154.4319
37 | 2554586.215 | 1148156.0727
38 | 2554591.225 | 1148156.2506
39 | 2554606.6087 | 1148156.7969
40 | 2554627.4062 | 1148161.4341
41 | 2554605.6699 | 1148147.388
42 | 2554643.8471 | 1148163.197
43 | 2554611.5086 | 1148108.6216
44 | 2554642.4861 | 1148119.422
45 | 2554668.535 | 1148128.5041
46 | 2554646.0859 | 1148153.7491
47 | 2554674.862 | 1148130.7134
48 | 2554709.1957 | 1148142.6828
49 | 2554706.8705 | 1148085.8265
50 | 2554696.5522 | 1148077.9628
51 | 2554721.9698 | 1148054.4744
52 | 2554687.2988 | 1148070.9107
53 | 2554647.8255 | 1148069.7961
54 | 2554781.3023 | 1148028.2478
55 | 2554692.2177 | 1148044.9223
56 | 2554622.7688 | 1148063.638
57 | 2554842.0936 | 1148008.0473
58 | 2554743.2184 | 1148013.0695
59 | 2554684.2664 | 1148042.3694
60 | 2554572.9763 | 1148059.0001
61 | 2554586.8548 | 1148067.9455
62 | 2554562.2677 | 1148052.0682
63 | 2554544.8796 | 1148032.7568
64 | 2554602.1584 | 1148050.7324
65 | 2554529.9293 | 1148005.1535
66 | 2554578.7542 | 1148026.5779
67 | 2554569.9498 | 1148016.4585
68 | 2554558.9302 | 1148003.7932
69 | 2554352.973 | 1148195.5773
70 | 2554329.9968 | 1148197.1231
71 | 2554334.4652 | 1148182.8596
72 | 2554367.1407 | 1148211.2929
73 | 2554306.8567 | 1148108.8533
74 | 2554358.904 | 1148130.7694
75 | 2554302.564 | 1148104.6372
76 | 2554322.0231 | 1148183.6212
77 | 2554345.6572 | 1148161.3868
78 | 2554272.2689 | 1148192.5595
79 | 2554277.5931 | 1148181.7912
80 | 2554236.8048 | 1148188.2714
81 | 2554383.7551 | 1148198.7271
82 | 2554249.9747 | 1148183.2575
83 | 2554223.9921 | 1148153.4732
84 | 2554359.0624 | 1148130.436
85 | 2554372.4913 | 1148137.8909
86 | 2554386.2508 | 1148145.1027
87 | 2554372.8817 | 1148103.6779
88 | 2554342.1964 | 1148048.1869
89 | 2554329.4285 | 1148056.4978
90 | 2554364.3612 | 1148032.2309
91 | 2554387.0673 | 1148015.8964
92 | 2554424.667 | 1147963.4509
93 | 2554360.4944 | 1147979.1679
94 | 2554379.0675 | 1148021.655
95 | 2554439.4253 | 1147934.8799
96 | 2554437.5854 | 1147954.2274
97 | 2554377.8582 | 1147960.7673
98 | 2554304.9423 | 1148064.1114
99 | 2554292.5317 | 1148056.9242
100 | 2554296.4362 | 1148010.9152
101 | 2554467.6151 | 1147900.2152
102 | 2554225.9257 | 1148114.2479
103 | 2554234.5972 | 1148066.768
104 | 2554257.9437 | 1148000.2246
105 | 2554247.5821 | 1148031.4478
106 | 2554300.7565 | 1147952.2038
107 | 2554265.5933 | 1147972.2186
108 | 2554292.5121 | 1147920.0461
109 | 2554259.8793 | 1147930.234
110 | 2554250.8606 | 1147905.055
111 | 2554479.7634 | 1147927.8498
112 | 2554486.9345 | 1147926.7471
113 | 2554499.5481 | 1147925.9424
114 | 2554499.8323 | 1147925.9402
115 | 2554484.0245 | 1147886.8063
116 | 2554429.9545 | 1147915.2817
117 | 2554513.0681 | 1147927.3193
118 | 2554465.0619 | 1147880.4799
119 | 2554396.9166 | 1147933.468
120 | 2554529.4258 | 1147955.854
121 | 2554532.0605 | 1147960.0029
122 | 2554536.7536 | 1147923.5709
123 | 2554543.8228 | 1147985.9054
124 | 2554552.0134 | 1147930.723
125 | 2554547.0491 | 1147876.5132
126 | 2554557.3911 | 1147933.2435
127 | 2554534.7402 | 1147858.5116
128 | 2554575.0138 | 1147941.503
129 | 2554516.1498 | 1147846.4758
130 | 2554513.6969 | 1147837.9343
131 | 2554519.6596 | 1147832.2974
132 | 2554501.3595 | 1147830.0043
133 | 2554420.2805 | 1147870.628
134 | 2554539.7002 | 1147839.1565
135 | 2554561.2834 | 1147801.1913
136 | 2554487.1082 | 1147822.4608
137 | 2554386.4091 | 1147879.5755
138 | 2554569.7216 | 1147795.3511
139 | 2554469.5062 | 1147818.3475
140 | 2554494.124 | 1147797.6727
141 | 2554566.0343 | 1147756.859
142 | 2554540.8556 | 1147765.3137
143 | 2554570.1865 | 1147755.4648
144 | 2554515.1475 | 1147781.0735
145 | 2554503.2075 | 1147790.1345
146 | 2554596.5238 | 1147776.8007
147 | 2554418.1598 | 1147826.7063
148 | 2554401.4604 | 1147831.4083
149 | 2554591.8731 | 1147780.0195
150 | 2554346.8757 | 1147857.4307
151 | 2554379.7613 | 1147827.4893
152 | 2554339.2199 | 1147846.1938
153 | 2554406.7676 | 1147799.8821
154 | 2554424.3537 | 1147782.3487
155 | 2554592.5889 | 1147949.7403
156 | 2554659.3223 | 1147935.4749
157 | 2554699.4276 | 1147958.6098
158 | 2554700.6245 | 1148011.4743
159 | 2554718.9551 | 1148013.8084
160 | 2554664.1113 | 1148006.825
161 | 2554728.7897 | 1148014.6644
162 | 2554662.5014 | 1148006.62
163 | 2554758.6796 | 1147977.6595
164 | 2554668.0766 | 1148037.1715
165 | 2554843.8471 | 1148007.7592
166 | 2554856.1239 | 1148005.5547
167 | 2554874.9164 | 1147981.6206
168 | 2554281.1588 | 1147891.3876
169 | 2554532.0605 | 1147960.0029

## line_std_types
| c_nf_per_km | r_ohm_per_km | x_ohm_per_km | max_i_ka | type | q_mm2 | alpha | voltage_rating
NAYY 4x50 SE | 210 | 0.642 | 0.083 | 0.142 | cs | 50 | 0.00403 | LV
NAYY 4x120 SE | 264 | 0.225 | 0.08 | 0.242 | cs | 120 | 0.00403 | LV
NAYY 4x150 SE | 261 | 0.208 | 0.08 | 0.27 | cs | 150 | 0.00403 | LV
NA2XS2Y 1x95 RM/25 12/20 kV | 216 | 0.313 | 0.132 | 0.252 | cs | 95 | 0.00403 | MV
NA2XS2Y 1x185 RM/25 12/20 kV | 273 | 0.161 | 0.117 | 0.362 | cs | 185 | 0.00403 | MV
NA2XS2Y 1x240 RM/25 12/20 kV | 304 | 0.122 | 0.112 | 0.421 | cs | 240 | 0.00403 | MV
NA2XS2Y 1x95 RM/25 6/10 kV | 315 | 0.313 | 0.123 | 0.249 | cs | 95 | 0.00403 | MV
NA2XS2Y 1x185 RM/25 6/10 kV | 406 | 0.161 | 0.11 | 0.358 | cs | 185 | 0.00403 | MV
NA2XS2Y 1x240 RM/25 6/10 kV | 456 | 0.122 | 0.105 | 0.416 | cs | 240 | 0.00403 | MV
NA2XS2Y 1x150 RM/25 12/20 kV | 250 | 0.206 | 0.116 | 0.319 | cs | 150 | 0.00403 | MV
NA2XS2Y 1x120 RM/25 12/20 kV | 230 | 0.253 | 0.119 | 0.283 | cs | 120 | 0.00403 | MV
NA2XS2Y 1x70 RM/25 12/20 kV | 190 | 0.443 | 0.132 | 0.22 | cs | 70 | 0.00403 | MV
NA2XS2Y 1x150 RM/25 6/10 kV | 360 | 0.206 | 0.11 | 0.315 | cs | 150 | 0.00403 | MV
NA2XS2Y 1x120 RM/25 6/10 kV | 340 | 0.253 | 0.113 | 0.28 | cs | 120 | 0.00403 | MV
NA2XS2Y 1x70 RM/25 6/10 kV | 280 | 0.443 | 0.123 | 0.217 | cs | 70 | 0.00403 | MV
N2XS(FL)2Y 1x120 RM/35 64/110 kV | 112 | 0.153 | 0.166 | 0.366 | cs | 120 | 0.00393 | HV
N2XS(FL)2Y 1x185 RM/35 64/110 kV | 125 | 0.099 | 0.156 | 0.457 | cs | 185 | 0.00393 | HV
N2XS(FL)2Y 1x240 RM/35 64/110 kV | 135 | 0.075 | 0.149 | 0.526 | cs | 240 | 0.00393 | HV
N2XS(FL)2Y 1x300 RM/35 64/110 kV | 144 | 0.06 | 0.144 | 0.588 | cs | 300 | 0.00393 | HV
15-AL1/3-ST1A 0.4 | 11 | 1.8769 | 0.35 | 0.105 | ol | 16 | 0.00403 | LV
24-AL1/4-ST1A 0.4 | 11.25 | 1.2012 | 0.335 | 0.14 | ol | 24 | 0.00403 | LV
48-AL1/8-ST1A 0.4 | 12.2 | 0.5939 | 0.3 | 0.21 | ol | 48 | 0.00403 | LV
94-AL1/15-ST1A 0.4 | 13.2 | 0.306 | 0.29 | 0.35 | ol | 94 | 0.00403 | LV
34-AL1/6-ST1A 10.0 | 9.7 | 0.8342 | 0.36 | 0.17 | ol | 34 | 0.00403 | MV
48-AL1/8-ST1A 10.0 | 10.1 | 0.5939 | 0.35 | 0.21 | ol | 48 | 0.00403 | MV
70-AL1/11-ST1A 10.0 | 10.4 | 0.4132 | 0.339 | 0.29 | ol | 70 | 0.00403 | MV
94-AL1/15-ST1A 10.0 | 10.75 | 0.306 | 0.33 | 0.35 | ol | 94 | 0.00403 | MV
122-AL1/20-ST1A 10.0 | 11.1 | 0.2376 | 0.323 | 0.41 | ol | 122 | 0.00403 | MV
149-AL1/24-ST1A 10.0 | 11.25 | 0.194 | 0.315 | 0.47 | ol | 149 | 0.00403 | MV
34-AL1/6-ST1A 20.0 | 9.15 | 0.8342 | 0.382 | 0.17 | ol | 34 | 0.00403 | MV
48-AL1/8-ST1A 20.0 | 9.5 | 0.5939 | 0.372 | 0.21 | ol | 48 | 0.00403 | MV
70-AL1/11-ST1A 20.0 | 9.7 | 0.4132 | 0.36 | 0.29 | ol | 70 | 0.00403 | MV
94-AL1/15-ST1A 20.0 | 10 | 0.306 | 0.35 | 0.35 | ol | 94 | 0.00403 | MV
122-AL1/20-ST1A 20.0 | 10.3 | 0.2376 | 0.344 | 0.41 | ol | 122 | 0.00403 | MV
149-AL1/24-ST1A 20.0 | 10.5 | 0.194 | 0.337 | 0.47 | ol | 149 | 0.00403 | MV
184-AL1/30-ST1A 20.0 | 10.75 | 0.1571 | 0.33 | 0.535 | ol | 184 | 0.00403 | MV
243-AL1/39-ST1A 20.0 | 11 | 0.1188 | 0.32 | 0.645 | ol | 243 | 0.00403 | MV
48-AL1/8-ST1A 110.0 | 8 | 0.5939 | 0.46 | 0.21 | ol | 48 | 0.00403 | HV
70-AL1/11-ST1A 110.0 | 8.4 | 0.4132 | 0.45 | 0.29 | ol | 70 | 0.00403 | HV
94-AL1/15-ST1A 110.0 | 8.65 | 0.306 | 0.44 | 0.35 | ol | 94 | 0.00403 | HV
122-AL1/20-ST1A 110.0 | 8.5 | 0.2376 | 0.43 | 0.41 | ol | 122 | 0.00403 | HV
149-AL1/24-ST1A 110.0 | 8.75 | 0.194 | 0.41 | 0.47 | ol | 149 | 0.00403 | HV
184-AL1/30-ST1A 110.0 | 8.8 | 0.1571 | 0.4 | 0.535 | ol | 184 | 0.00403 | HV
243-AL1/39-ST1A 110.0 | 9 | 0.1188 | 0.39 | 0.645 | ol | 243 | 0.00403 | HV
305-AL1/39-ST1A 110.0 | 9.2 | 0.0949 | 0.38 | 0.74 | ol | 305 | 0.00403 | HV
490-AL1/64-ST1A 110.0 | 9.75 | 0.059 | 0.37 | 0.96 | ol | 490 | 0.00403 | HV
679-AL1/86-ST1A 110.0 | 9.95 | 0.042 | 0.36 | 1.15 | ol | 679 | 0.00403 | HV
490-AL1/64-ST1A 220.0 | 10 | 0.059 | 0.285 | 0.96 | ol | 490 | 0.00403 | HV
679-AL1/86-ST1A 220.0 | 11.7 | 0.042 | 0.275 | 1.15 | ol | 679 | 0.00403 | HV
490-AL1/64-ST1A 380.0 | 11 | 0.059 | 0.253 | 0.96 | ol | 490 | 0.00403 | HV
679-AL1/86-ST1A 380.0 | 14.6 | 0.042 | 0.25 | 1.15 | ol | 679 | 0.00403 | HV

## trafo_std_types
| i0_percent | pfe_kw | vkr_percent | sn_mva | vn_lv_kv | vn_hv_kv | vk_percent | shift_degree | vector_group | tap_side | tap_neutral | tap_min | tap_max | tap_step_degree | tap_step_percent | tap_phase_shifter
160 MVA 380/110 kV | 0.06 | 60 | 0.25 | 160 | 110 | 380 | 12.2 | 0 | Yy0 | hv | 0 | -9 | 9 | 0 | 1.5 | FALSE
100 MVA 220/110 kV | 0.06 | 55 | 0.26 | 100 | 110 | 220 | 12 | 0 | Yy0 | hv | 0 | -9 | 9 | 0 | 1.5 | FALSE
63 MVA 110/20 kV | 0.04 | 22 | 0.32 | 63 | 20 | 110 | 18 | 150 | YNd5 | hv | 0 | -9 | 9 | 0 | 1.5 | FALSE
40 MVA 110/20 kV | 0.05 | 18 | 0.34 | 40 | 20 | 110 | 16.2 | 150 | YNd5 | hv | 0 | -9 | 9 | 0 | 1.5 | FALSE
25 MVA 110/20 kV | 0.07 | 14 | 0.41 | 25 | 20 | 110 | 12 | 150 | YNd5 | hv | 0 | -9 | 9 | 0 | 1.5 | FALSE
63 MVA 110/10 kV | 0.04 | 22 | 0.32 | 63 | 10 | 110 | 18 | 150 | YNd5 | hv | 0 | -9 | 9 | 0 | 1.5 | FALSE
40 MVA 110/10 kV | 0.05 | 18 | 0.34 | 40 | 10 | 110 | 16.2 | 150 | YNd5 | hv | 0 | -9 | 9 | 0 | 1.5 | FALSE
25 MVA 110/10 kV | 0.07 | 14 | 0.41 | 25 | 10 | 110 | 12 | 150 | YNd5 | hv | 0 | -9 | 9 | 0 | 1.5 | FALSE
0.25 MVA 20/0.4 kV | 0.32 | 0.8 | 1.44 | 0.25 | 0.4 | 20 | 6 | 150 | Yzn5 | hv | 0 | -2 | 2 | 0 | 2.5 | FALSE
0.4 MVA 20/0.4 kV | 0.3375 | 1.35 | 1.425 | 0.4 | 0.4 | 20 | 6 | 150 | Dyn5 | hv | 0 | -2 | 2 | 0 | 2.5 | FALSE
0.63 MVA 20/0.4 kV | 0.2619 | 1.65 | 1.206 | 0.63 | 0.4 | 20 | 6 | 150 | Dyn5 | hv | 0 | -2 | 2 | 0 | 2.5 | FALSE
0.25 MVA 10/0.4 kV | 0.24 | 0.6 | 1.2 | 0.25 | 0.4 | 10 | 4 | 150 | Dyn5 | hv | 0 | -2 | 2 | 0 | 2.5 | FALSE
0.4 MVA 10/0.4 kV | 0.2375 | 0.95 | 1.325 | 0.4 | 0.4 | 10 | 4 | 150 | Dyn5 | hv | 0 | -2 | 2 | 0 | 2.5 | FALSE
0.63 MVA 10/0.4 kV | 0.1873 | 1.18 | 1.0794 | 0.63 | 0.4 | 10 | 4 | 150 | Dyn5 | hv | 0 | -2 | 2 | 0 | 2.5 | FALSE

## trafo3w_std_types
| sn_hv_mva | sn_mv_mva | sn_lv_mva | vn_hv_kv | vn_mv_kv | vn_lv_kv | vk_hv_percent | vk_mv_percent | vk_lv_percent | vkr_hv_percent | vkr_mv_percent | vkr_lv_percent | pfe_kw | i0_percent | shift_mv_degree | shift_lv_degree | vector_group | tap_side | tap_neutral | tap_min | tap_max | tap_step_percent
63/25/38 MVA 110/20/10 kV | 63 | 25 | 38 | 110 | 20 | 10 | 10.4 | 10.4 | 10.4 | 0.28 | 0.32 | 0.35 | 35 | 0.89 | 0 | 0 | YN0yn0yn0 | hv | 0 | -10 | 10 | 1.2
63/25/38 MVA 110/10/10 kV | 63 | 25 | 38 | 110 | 10 | 10 | 10.4 | 10.4 | 10.4 | 0.28 | 0.32 | 0.35 | 35 | 0.89 | 0 | 0 | YN0yn0yn0 | hv | 0 | -10 | 10 | 1.2

## fuse_std_types
| fuse_type | i_rated_a | t_avg | t_min | t_total | x_avg | x_min | x_total
HV 100A | HV 100A | 100 | 0 | [10.0, 3.64, 0.854, 0.281, 0.1, 0.0531, 0.022, 0.01] | [10.0, 4.267, 1.21, 0.403, 0.1, 0.058, 0.022, 0.01] | 0 | [300.0, 350.0, 450.0, 550.0, 700.0, 850.0, 1200.0, 1752.0] | [600.0, 700.0, 900.0, 1150.0, 1665.0, 2000.0, 3000.0, 4313.0]
HV 10A | HV 10A | 10 | 0 | [10.0, 1675.0, 0.344, 0.156, 0.1, 0.0417, 0.0171, 0.01] | [10.0, 1.3, 0.3, 0.155, 0.1, 0.0555, 0.023, 0.01] | 0 | [30.0, 32.0, 35.0, 37.0, 39.0, 50.0, 70.0, 88.0] | [60.0, 70.0, 80.0, 87.0, 94.0, 110.0, 150.0, 216.0]
HV 125A | HV 125A | 125 | 0 | [10.0, 1.82, 0.344, 0.1, 0.0467, 0.0269, 0.01] | [10.0, 2.478, 0.426, 0.1, 0.0427, 0.0211, 0.01] | 0 | [375.0, 500.0, 700.0, 925.0, 1200.0, 1500.0, 2341.0] | [750.0, 1000.0, 1500.0, 2200.0, 3000.0, 4000.0, 5765.0]
HV 160A | HV 160A | 160 | 0 | [10.0, 4.15, 1.03, 0.198, 0.1, 0.051, 0.0172, 0.01] | [10.0, 2.3, 0.734, 0.274, 0.1, 0.046, 0.0177, 0.01] | 0 | [480.0, 550.0, 700.0, 1000.0, 1260.0, 1600.0, 2500.0, 3227.0] | [960.0, 1300.0, 1700.0, 2200.0, 2996.0, 4000.0, 6000.0, 7946.0]
HV 16A | HV 16A | 16 | 0 | [10.0, 0.352, 0.164, 0.1, 0.0649, 0.0342, 0.01] | [10.0, 2.34, 0.722, 0.181, 0.1, 0.055, 0.0296, 0.01] | 0 | [48.0, 60.0, 65.0, 71.0, 80.0, 100.0, 162.0] | [96.0, 110.0, 125.0, 150.0, 168.0, 200.0, 250.0, 398.0]
HV 200A | HV 200A | 200 | 0 | [10.0, 4.267, 1.21, 0.403, 0.1, 0.058, 0.022, 0.01] | [10.0, 3.73, 1.654, 0.328, 0.1, 0.0531, 0.019, 0.01] | 0 | [600.0, 700.0, 900.0, 1150.0, 1665.0, 2000.0, 3000.0, 4313.0] | [1200.0, 1500.0, 1800.0, 2700.0, 3960.0, 5000.0, 7500.0, 10620.0]
HV 20A | HV 20A | 20 | 0 | [10.0, 1.3, 0.3, 0.155, 0.1, 0.0555, 0.023, 0.01] | [10.0, 1.3, 0.161, 0.1, 0.0611, 0.0399, 0.0141, 0.01] | 0 | [60.0, 70.0, 80.0, 87.0, 94.0, 110.0, 150.0, 216.0] | [120.0, 150.0, 200.0, 223.0, 260.0, 300.0, 450.0, 532.0]
HV 25A | HV 25A | 25 | 0 | [10.0, 2.512, 0.833, 0.299, 0.1, 0.0372, 0.0223, 0.01] | [10.0, 3.125, 0.597, 0.198, 0.1, 0.0378, 0.022, 0.01] | 0 | [75.0, 82.0, 90.0, 100.0, 124.0, 170.0, 200.0, 289.0] | [150.0, 170.0, 210.0, 250.0, 294.0, 400.0, 500.0, 711.0]
HV 31.5A | HV 31.5A | 31.5 | 0 | [10.0, 2.34, 0.722, 0.181, 0.1, 0.055, 0.0296, 0.01] | [10.0, 2.84, 0.368, 0.164, 0.1, 0.0621, 0.0378, 0.0195, 0.01] | 0 | [95.0, 110.0, 125.0, 150.0, 165.0, 200.0, 250.0, 390.0] | [189.0, 220.0, 300.0, 350.0, 393.0, 450.0, 530.0, 700.0, 960.0]
HV 40A | HV 40A | 40 | 0 | [10.0, 1.3, 0.161, 0.1, 0.0611, 0.0399, 0.0141, 0.01] | [10.0, 2.05, 0.369, 0.198, 0.1, 0.051, 0.0298, 0.01] | 0 | [120.0, 150.0, 200.0, 223.0, 260.0, 300.0, 450.0, 532.0] | [240.0, 300.0, 400.0, 450.0, 530.0, 650.0, 800.0, 1311.0]
HV 50A | HV 50A | 50 | 0 | [10.0, 3.215, 0.597, 0.198, 0.1, 0.0378, 0.022, 0.01] | [10.0, 3.64, 0.854, 0.281, 0.1, 0.0531, 0.022, 0.01] | 0 | [150.0, 170.0, 210.0, 250.0, 294.0, 400.0, 500.0, 711.0] | [300.0, 350.0, 450.0, 550.0, 700.0, 850.0, 1200.0, 1752.0]
HV 6.3A | HV 6.3A | 6.3 | 0 | [10.0, 1.39, 0.344, 0.168, 0.1, 0.056, 0.0263, 0.01] | [10.0, 1.711, 0.516, 0.198, 0.1, 0.0634, 0.0303, 0.01] | 0 | [19.0, 19.5, 20.4, 20.8, 22.0, 25.0, 32.0, 48.0] | [38.0, 40.0, 43.0, 48.0, 53.0, 60.0, 75.0, 118.0]
HV 63A | HV 63A | 63 | 0 | [10.0, 2.84, 0.368, 0.164, 0.1, 0.0621, 0.0378, 0.0195, 0.01] | [10.0, 1.82, 0.344, 0.1, 0.0467, 0.0269, 0.01] | 0 | [189.0, 220.0, 300.0, 350.0, 393.0, 450.0, 530.0, 700.0, 961.0] | [378.0, 500.0, 700.0, 934.0, 1200.0, 1500.0, 2366.0]
HV 80A | HV 80A | 80 | 0 | [10.0, 2.05, 0.369, 0.198, 0.1, 0.051, 0.0298, 0.01] | [10.0, 4.15, 1.03, 0.198, 0.1, 0.051, 0.0172, 0.01] | 0 | [240.0, 300.0, 400.0, 450.0, 530.0, 650.0, 800.0, 1311.0] | [480.0, 550.0, 700.0, 1000.0, 1260.0, 1600.0, 2500.0, 3227.0]
Siemens NH-1-100 | Siemens NH-1-100 | 100 | [5400.0, 2000.0, 400.0, 20.0, 1.0, 0.2, 0.012, 0.004] | 0 | 0 | [150.0, 190.0, 250.0, 430.0, 900.0, 1250.0, 2700.0, 3600.0] | 0 | 0
Siemens NH-1-125 | Siemens NH-1-125 | 125 | [4800.0, 120.0, 7.0, 0.1, 0.004] | 0 | 0 | [180.0, 400.0, 740.0, 2000.0, 4250.0] | 0 | 0
Siemens NH-1-16 | Siemens NH-1-16 | 16 | [4000.0, 400.0, 2.0, 0.1, 0.04, 0.01] | 0 | 0 | [26.0, 35.0, 75.0, 150.0, 200.0, 300.0] | 0 | 0
Siemens NH-1-160 | Siemens NH-1-160 | 160 | [4800.0, 120.0, 7.0, 0.1, 0.004] | 0 | 0 | [210.0, 500.0, 900.0, 2300.0, 5000.0] | 0 | 0
Siemens NH-1-25 | Siemens NH-1-25 | 25 | [4000.0, 1000.0, 10.0, 0.2, 0.02, 0.01] | 0 | 0 | [40.0, 50.0, 100.0, 210.0, 400.0, 500.0] | 0 | 0
Siemens NH-1-50 | Siemens NH-1-50 | 50 | [4000.0, 40.0, 4.0, 1.0, 0.02, 0.01] | 0 | 0 | [86.0, 200.0, 300.0, 400.0, 1000.0, 1280.0] | 0 | 0
Siemens NH-1-63 | Siemens NH-1-63 | 63 | [4000.0, 100.0, 10.0, 2.0, 0.04, 0.01] | 0 | 0 | [100.0, 200.0, 300.0, 400.0, 1000.0, 1500.0] | 0 | 0
Siemens NH-1-80 | Siemens NH-1-80 | 80 | [4800.0, 120.0, 7.0, 0.1, 0.01] | 0 | 0 | [150.58, 250.0, 450.0, 1150.0, 2470.0] | 0 | 0
Siemens NH-2-1000 | Siemens NH-2-1000 | 1000 | [4800.0, 120.0, 7.0, 0.1, 0.004] | 0 | 0 | [1900.0, 3500.0, 8400.0, 24000.0, 52000.0] | 0 | 0
Siemens NH-2-200 | Siemens NH-2-200 | 200 | [4800.0, 120.0, 7.0, 0.1, 0.004] | 0 | 0 | [280.0, 650.0, 1200.0, 3000.0, 7000.0] | 0 | 0
Siemens NH-2-224 | Siemens NH-2-224 | 224 | [4800.0, 120.0, 7.0, 0.2, 0.04, 0.004] | 0 | 0 | [400.0, 750.0, 1453.0, 3025.0, 4315.0, 7600.0] | 0 | 0
Siemens NH-2-250 | Siemens NH-2-250 | 250 | [4800.0, 120.0, 7.0, 0.1, 0.004] | 0 | 0 | [450.0, 800.0, 1650.0, 4000.0, 8500.0] | 0 | 0
Siemens NH-2-315 | Siemens NH-2-315 | 315 | [4800.0, 120.0, 7.0, 0.1, 0.004] | 0 | 0 | [550.0, 920.0, 1900.0, 5000.0, 11000.0] | 0 | 0
Siemens NH-2-355 | Siemens NH-2-355 | 355 | [4800.0, 120.0, 6.0, 0.1, 0.004] | 0 | 0 | [650.0, 1116.27, 2350.0, 5840.0, 12790.0] | 0 | 0
Siemens NH-2-400 | Siemens NH-2-400 | 400 | [4800.0, 120.0, 7.0, 0.1, 0.004] | 0 | 0 | [720.0, 1350.0, 2800.0, 6500.0, 15000.0] | 0 | 0
Siemens NH-2-425 | Siemens NH-2-425 | 425 | [4800.0, 120.0, 7.0, 0.1, 0.004] | 0 | 0 | [850.0, 1500.0, 3050.0, 7500.0, 16500.0] | 0 | 0
Siemens NH-2-630 | Siemens NH-2-630 | 630 | [4800.0, 120.0, 7.0, 0.1, 0.004] | 0 | 0 | [1200.0, 2000.0, 4800.0, 12000.0, 26000.0] | 0 | 0

## dtypes
| element | column | dtype
0 | bus | name | object
1 | bus | vn_kv | float64
2 | bus | type | object
3 | bus | zone | object
4 | bus | in_service | bool
5 | load | name | object
6 | load | bus | uint32
7 | load | p_mw | float64
8 | load | q_mvar | float64
9 | load | const_z_percent | float64
10 | load | const_i_percent | float64
11 | load | sn_mva | float64
12 | load | scaling | float64
13 | load | in_service | bool
14 | load | type | object
15 | ext_grid | name | object
16 | ext_grid | bus | uint32
17 | ext_grid | vm_pu | float64
18 | ext_grid | va_degree | float64
19 | ext_grid | slack_weight | float64
20 | ext_grid | in_service | bool
21 | line | name | object
22 | line | std_type | object
23 | line | from_bus | uint32
24 | line | to_bus | uint32
25 | line | length_km | float64
26 | line | r_ohm_per_km | float64
27 | line | x_ohm_per_km | float64
28 | line | c_nf_per_km | float64
29 | line | g_us_per_km | float64
30 | line | max_i_ka | float64
31 | line | df | float64
32 | line | parallel | uint32
33 | line | type | object
34 | line | in_service | bool
35 | trafo | name | object
36 | trafo | std_type | object
37 | trafo | hv_bus | uint32
38 | trafo | lv_bus | uint32
39 | trafo | sn_mva | float64
40 | trafo | vn_hv_kv | float64
41 | trafo | vn_lv_kv | float64
42 | trafo | vk_percent | float64
43 | trafo | vkr_percent | float64
44 | trafo | pfe_kw | float64
45 | trafo | i0_percent | float64
46 | trafo | shift_degree | float64
47 | trafo | tap_side | object
48 | trafo | tap_neutral | int32
49 | trafo | tap_min | int32
50 | trafo | tap_max | int32
51 | trafo | tap_step_percent | float64
52 | trafo | tap_step_degree | float64
53 | trafo | tap_pos | int32
54 | trafo | tap_phase_shifter | bool
55 | trafo | parallel | uint32
56 | trafo | df | float64
57 | trafo | in_service | bool
58 | line_geodata | coords | object
59 | bus_geodata | x | float64
60 | bus_geodata | y | float64
61 | bus_geodata | coords | object

## parameters
| version | format_version | converged | OPF_converged | name | f_hz | sn_mva
0 | 2.14.6 | 2.14.0 | FALSE | FALSE |  | 50 | 1