## bus
| name | vn_kv | type | zone | in_service
0 | bus_LV_5890-17_0_5_node_0 | 0.4 | n |  | TRUE
1 | bus_LV_5890-17_0_5_node_1 | 0.4 | n |  | TRUE
2 | bus_LV_5890-17_0_5_node_4 | 0.4 | n |  | TRUE
3 | bus_LV_5890-17_0_5_node_6 | 0.4 | n |  | TRUE
4 | bus_LV_5890-17_0_5_node_140 | 0.4 | n |  | TRUE
5 | bus_LV_5890-17_0_5_node_2 | 0.4 | n |  | TRUE
6 | bus_LV_5890-17_0_5_node_3 | 0.4 | n |  | TRUE
7 | bus_LV_5890-17_0_5_node_13 | 0.4 | n |  | TRUE
8 | bus_LV_5890-17_0_5_node_14 | 0.4 | n |  | TRUE
9 | bus_LV_5890-17_0_5_node_126 | 0.4 | n |  | TRUE
10 | bus_LV_5890-17_0_5_node_125 | 0.4 | n |  | TRUE
11 | bus_LV_5890-17_0_5_node_124 | 0.4 | n |  | TRUE
12 | bus_LV_5890-17_0_5_node_121 | 0.4 | n |  | TRUE
13 | bus_LV_5890-17_0_5_node_7 | 0.4 | n |  | TRUE
14 | bus_LV_5890-17_0_5_node_8 | 0.4 | n |  | TRUE
15 | bus_LV_5890-17_0_5_node_5 | 0.4 | n |  | TRUE
16 | bus_LV_5890-17_0_5_node_139 | 0.4 | n |  | TRUE
17 | bus_LV_5890-17_0_5_node_15 | 0.4 | n |  | TRUE
18 | bus_LV_5890-17_0_5_node_19 | 0.4 | n |  | TRUE
19 | bus_LV_5890-17_0_5_node_16 | 0.4 | n |  | TRUE
20 | bus_LV_5890-17_0_5_node_137 | 0.4 | n |  | TRUE
21 | bus_LV_5890-17_0_5_node_17 | 0.4 | n |  | TRUE
22 | bus_LV_5890-17_0_5_node_9 | 0.4 | n |  | TRUE
23 | bus_LV_5890-17_0_5_node_10 | 0.4 | n |  | TRUE
24 | bus_LV_5890-17_0_5_node_11 | 0.4 | n |  | TRUE
25 | bus_LV_5890-17_0_5_node_12 | 0.4 | n |  | TRUE
26 | bus_LV_5890-17_0_5_node_141 | 0.4 | n |  | TRUE
27 | bus_LV_5890-17_0_5_node_142 | 0.4 | n |  | TRUE
28 | bus_LV_5890-17_0_5_node_119 | 0.4 | n |  | TRUE
29 | bus_LV_5890-17_0_5_node_138 | 0.4 | n |  | TRUE
30 | bus_LV_5890-17_0_5_node_122 | 0.4 | n |  | TRUE
31 | bus_LV_5890-17_0_5_node_57 | 0.4 | n |  | TRUE
32 | bus_LV_5890-17_0_5_node_56 | 0.4 | n |  | TRUE
33 | bus_LV_5890-17_0_5_node_20 | 0.4 | n |  | TRUE
34 | bus_LV_5890-17_0_5_node_21 | 0.4 | n |  | TRUE
35 | bus_LV_5890-17_0_5_node_22 | 0.4 | n |  | TRUE
36 | bus_LV_5890-17_0_5_node_23 | 0.4 | n |  | TRUE
37 | bus_LV_5890-17_0_5_node_24 | 0.4 | n |  | TRUE
38 | bus_LV_5890-17_0_5_node_27 | 0.4 | n |  | TRUE
39 | bus_LV_5890-17_0_5_node_40 | 0.4 | n |  | TRUE
40 | bus_LV_5890-17_0_5_node_29 | 0.4 | n |  | TRUE
41 | bus_LV_5890-17_0_5_node_30 | 0.4 | n |  | TRUE
42 | bus_LV_5890-17_0_5_node_25 | 0.4 | n |  | TRUE
43 | bus_LV_5890-17_0_5_node_60 | 0.4 | n |  | TRUE
44 | bus_LV_5890-17_0_5_node_38 | 0.4 | n |  | TRUE
45 | bus_LV_5890-17_0_5_node_26 | 0.4 | n |  | TRUE
46 | bus_LV_5890-17_0_5_node_28 | 0.4 | n |  | TRUE
47 | bus_LV_5890-17_0_5_node_43 | 0.4 | n |  | TRUE
48 | bus_LV_5890-17_0_5_node_89 | 0.4 | n |  | TRUE
49 | bus_LV_5890-17_0_5_node_107 | 0.4 | n |  | TRUE
50 | bus_LV_5890-17_0_5_node_44 | 0.4 | n |  | TRUE
51 | bus_LV_5890-17_0_5_node_45 | 0.4 | n |  | TRUE
52 | bus_LV_5890-17_0_5_node_88 | 0.4 | n |  | TRUE
53 | bus_LV_5890-17_0_5_node_31 | 0.4 | n |  | TRUE
54 | bus_LV_5890-17_0_5_node_32 | 0.4 | n |  | TRUE
55 | bus_LV_5890-17_0_5_node_33 | 0.4 | n |  | TRUE
56 | bus_LV_5890-17_0_5_node_34 | 0.4 | n |  | TRUE
57 | bus_LV_5890-17_0_5_node_35 | 0.4 | n |  | TRUE
58 | bus_LV_5890-17_0_5_node_36 | 0.4 | n |  | TRUE
59 | bus_LV_5890-17_0_5_node_58 | 0.4 | n |  | TRUE
60 | bus_LV_5890-17_0_5_node_59 | 0.4 | n |  | TRUE
61 | bus_LV_5890-17_0_5_node_41 | 0.4 | n |  | TRUE
62 | bus_LV_5890-17_0_5_node_64 | 0.4 | n |  | TRUE
63 | bus_LV_5890-17_0_5_node_104 | 0.4 | n |  | TRUE
64 | bus_LV_5890-17_0_5_node_105 | 0.4 | n |  | TRUE
65 | bus_LV_5890-17_0_5_node_134 | 0.4 | n |  | TRUE
66 | bus_LV_5890-17_0_5_node_39 | 0.4 | n |  | TRUE
67 | bus_LV_5890-17_0_5_node_65 | 0.4 | n |  | TRUE
68 | bus_LV_5890-17_0_5_node_37 | 0.4 | n |  | TRUE
69 | bus_LV_5890-17_0_5_node_42 | 0.4 | n |  | TRUE
70 | bus_LV_5890-17_0_5_node_46 | 0.4 | n |  | TRUE
71 | bus_LV_5890-17_0_5_node_68 | 0.4 | n |  | TRUE
72 | bus_LV_5890-17_0_5_node_47 | 0.4 | n |  | TRUE
73 | bus_LV_5890-17_0_5_node_70 | 0.4 | n |  | TRUE
74 | bus_LV_5890-17_0_5_node_66 | 0.4 | n |  | TRUE
75 | bus_LV_5890-17_0_5_node_48 | 0.4 | n |  | TRUE
76 | bus_LV_5890-17_0_5_node_49 | 0.4 | n |  | TRUE
77 | bus_LV_5890-17_0_5_node_50 | 0.4 | n |  | TRUE
78 | bus_LV_5890-17_0_5_node_51 | 0.4 | n |  | TRUE
79 | bus_LV_5890-17_0_5_node_54 | 0.4 | n |  | TRUE
80 | bus_LV_5890-17_0_5_node_116 | 0.4 | n |  | TRUE
81 | bus_LV_5890-17_0_5_node_52 | 0.4 | n |  | TRUE
82 | bus_LV_5890-17_0_5_node_112 | 0.4 | n |  | TRUE
83 | bus_LV_5890-17_0_5_node_53 | 0.4 | n |  | TRUE
84 | bus_LV_5890-17_0_5_node_55 | 0.4 | n |  | TRUE
85 | bus_LV_5890-17_0_5_node_106 | 0.4 | n |  | TRUE
86 | bus_LV_5890-17_0_5_node_103 | 0.4 | n |  | TRUE
87 | bus_LV_5890-17_0_5_node_135 | 0.4 | n |  | TRUE
88 | bus_LV_5890-17_0_5_node_61 | 0.4 | n |  | TRUE
89 | bus_LV_5890-17_0_5_node_62 | 0.4 | n |  | TRUE
90 | bus_LV_5890-17_0_5_node_63 | 0.4 | n |  | TRUE
91 | bus_LV_5890-17_0_5_node_67 | 0.4 | n |  | TRUE
92 | bus_LV_5890-17_0_5_node_69 | 0.4 | n |  | TRUE
93 | bus_LV_5890-17_0_5_node_77 | 0.4 | n |  | TRUE
94 | bus_LV_5890-17_0_5_node_82 | 0.4 | n |  | TRUE
95 | bus_LV_5890-17_0_5_node_133 | 0.4 | n |  | TRUE
96 | bus_LV_5890-17_0_5_node_132 | 0.4 | n |  | TRUE
97 | bus_LV_5890-17_0_5_node_80 | 0.4 | n |  | TRUE
98 | bus_LV_5890-17_0_5_node_115 | 0.4 | n |  | TRUE
99 | bus_LV_5890-17_0_5_node_71 | 0.4 | n |  | TRUE
100 | bus_LV_5890-17_0_5_node_72 | 0.4 | n |  | TRUE
101 | bus_LV_5890-17_0_5_node_73 | 0.4 | n |  | TRUE
102 | bus_LV_5890-17_0_5_node_74 | 0.4 | n |  | TRUE
103 | bus_LV_5890-17_0_5_node_75 | 0.4 | n |  | TRUE
104 | bus_LV_5890-17_0_5_node_78 | 0.4 | n |  | TRUE
105 | bus_LV_5890-17_0_5_node_76 | 0.4 | n |  | TRUE
106 | bus_LV_5890-17_0_5_node_131 | 0.4 | n |  | TRUE
107 | bus_LV_5890-17_0_5_node_81 | 0.4 | n |  | TRUE
108 | bus_LV_5890-17_0_5_node_79 | 0.4 | n |  | TRUE
109 | bus_LV_5890-17_0_5_node_130 | 0.4 | n |  | TRUE
110 | bus_LV_5890-17_0_5_node_108 | 0.4 | n |  | TRUE
111 | bus_LV_5890-17_0_5_node_86 | 0.4 | n |  | TRUE
112 | bus_LV_5890-17_0_5_node_83 | 0.4 | n |  | TRUE
113 | bus_LV_5890-17_0_5_node_84 | 0.4 | n |  | TRUE
114 | bus_LV_5890-17_0_5_node_85 | 0.4 | n |  | TRUE
115 | bus_LV_5890-17_0_5_node_87 | 0.4 | n |  | TRUE
116 | bus_LV_5890-17_0_5_node_100 | 0.4 | n |  | TRUE
117 | bus_LV_5890-17_0_5_node_90 | 0.4 | n |  | TRUE
118 | bus_LV_5890-17_0_5_node_91 | 0.4 | n |  | TRUE
119 | bus_LV_5890-17_0_5_node_93 | 0.4 | n |  | TRUE
120 | bus_LV_5890-17_0_5_node_95 | 0.4 | n |  | TRUE
121 | bus_LV_5890-17_0_5_node_92 | 0.4 | n |  | TRUE
122 | bus_LV_5890-17_0_5_node_94 | 0.4 | n |  | TRUE
123 | bus_LV_5890-17_0_5_node_96 | 0.4 | n |  | TRUE
124 | bus_LV_5890-17_0_5_node_99 | 0.4 | n |  | TRUE
125 | bus_LV_5890-17_0_5_node_101 | 0.4 | n |  | TRUE
126 | bus_LV_5890-17_0_5_node_97 | 0.4 | n |  | TRUE
127 | bus_LV_5890-17_0_5_node_144 | 0.4 | n |  | TRUE
128 | bus_LV_5890-17_0_5_node_102 | 0.4 | n |  | TRUE
129 | bus_LV_5890-17_0_5_node_109 | 0.4 | n |  | TRUE
130 | bus_LV_5890-17_0_5_node_110 | 0.4 | n |  | TRUE
131 | bus_LV_5890-17_0_5_node_111 | 0.4 | n |  | TRUE
132 | bus_LV_5890-17_0_5_node_113 | 0.4 | n |  | TRUE
133 | bus_LV_5890-17_0_5_node_114 | 0.4 | n |  | TRUE
134 | bus_LV_5890-17_0_5_node_117 | 0.4 | n |  | TRUE
135 | bus_LV_5890-17_0_5_node_118 | 0.4 | n |  | TRUE
136 | bus_LV_5890-17_0_5_node_120 | 0.4 | n |  | TRUE
137 | bus_LV_5890-17_0_5_node_143 | 0.4 | n |  | TRUE
138 | bus_LV_5890-17_0_5_node_123 | 0.4 | n |  | TRUE
139 | bus_LV_5890-17_0_5_node_127 | 0.4 | n |  | TRUE
140 | bus_LV_5890-17_0_5_node_128 | 0.4 | n |  | TRUE
141 | bus_LV_5890-17_0_5_node_129 | 0.4 | n |  | TRUE
142 | bus_MV_262_0_node_75 | 20 | n |  | TRUE

## load
| name | bus | p_mw | q_mvar | const_z_percent | const_i_percent | sn_mva | scaling | in_service | type
0 | LV_5890-17_0_5_load_0 | 0 | 0.0044651 | 0.0011191 | 0 | 0 |  | 1 | TRUE | wye
1 | LV_5890-17_0_5_load_140 | 4 | 0.0028186 | 0.0007064 | 0 | 0 |  | 1 | TRUE | wye
2 | LV_5890-17_0_5_load_2 | 5 | 0.0055755 | 0.0013974 | 0 | 0 |  | 1 | TRUE | wye
3 | LV_5890-17_0_5_load_126 | 9 | 0.0021973 | 0.0005507 | 0 | 0 |  | 1 | TRUE | wye
4 | LV_5890-17_0_5_load_125 | 10 | 0.0019302 | 0.00048376 | 0 | 0 |  | 1 | TRUE | wye
5 | LV_5890-17_0_5_load_121 | 12 | 0.0020596 | 0.00051619 | 0 | 0 |  | 1 | TRUE | wye
6 | LV_5890-17_0_5_load_7 | 13 | 0.0021805 | 0.00054649 | 0 | 0 |  | 1 | TRUE | wye
7 | LV_5890-17_0_5_load_5 | 15 | 0.0022177 | 0.00055581 | 0 | 0 |  | 1 | TRUE | wye
8 | LV_5890-17_0_5_load_139 | 16 | 0.0024157 | 0.00060543 | 0 | 0 |  | 1 | TRUE | wye
9 | LV_5890-17_0_5_load_15 | 17 | 0.0022371 | 0.00056066 | 0 | 0 |  | 1 | TRUE | wye
10 | LV_5890-17_0_5_load_19 | 18 | 0.0029321 | 0.00073487 | 0 | 0 |  | 1 | TRUE | wye
11 | LV_5890-17_0_5_load_16 | 19 | 0.0033366 | 0.00083624 | 0 | 0 |  | 1 | TRUE | wye
12 | LV_5890-17_0_5_load_137 | 20 | 0.0027834 | 0.00069758 | 0 | 0 |  | 1 | TRUE | wye
13 | LV_5890-17_0_5_load_17 | 21 | 0.0020845 | 0.00052241 | 0 | 0 |  | 1 | TRUE | wye
14 | LV_5890-17_0_5_load_9 | 22 | 0.004104 | 0.0010286 | 0 | 0 |  | 1 | TRUE | wye
15 | LV_5890-17_0_5_load_11 | 24 | 0.0015543 | 0.00038954 | 0 | 0 |  | 1 | TRUE | wye
16 | LV_5890-17_0_5_load_12 | 25 | 0.0039548 | 0.00099118 | 0 | 0 |  | 1 | TRUE | wye
17 | LV_5890-17_0_5_load_142 | 27 | 0.0019262 | 0.00048275 | 0 | 0 |  | 1 | TRUE | wye
18 | LV_5890-17_0_5_load_119 | 28 | 0.00088453 | 0.00022168 | 0 | 0 |  | 1 | TRUE | wye
19 | LV_5890-17_0_5_load_138 | 29 | 0.0030712 | 0.00076972 | 0 | 0 |  | 1 | TRUE | wye
20 | LV_5890-17_0_5_load_122 | 30 | 0.0019617 | 0.00049164 | 0 | 0 |  | 1 | TRUE | wye
21 | LV_5890-17_0_5_load_57 | 31 | 0.0022219 | 0.00055686 | 0 | 0 |  | 1 | TRUE | wye
22 | LV_5890-17_0_5_load_56 | 32 | 0.0024417 | 0.00061194 | 0 | 0 |  | 1 | TRUE | wye
23 | LV_5890-17_0_5_load_20 | 33 | 0.0066177 | 0.0016586 | 0 | 0 |  | 1 | TRUE | wye
24 | LV_5890-17_0_5_load_21 | 34 | 0.0058757 | 0.0014726 | 0 | 0 |  | 1 | TRUE | wye
25 | LV_5890-17_0_5_load_22 | 35 | 0.020407 | 0.0051145 | 0 | 0 |  | 1 | TRUE | wye
26 | LV_5890-17_0_5_load_23 | 36 | 0.0015708 | 0.00039368 | 0 | 0 |  | 1 | TRUE | wye
27 | LV_5890-17_0_5_load_29 | 40 | 0.0043702 | 0.0010953 | 0 | 0 |  | 1 | TRUE | wye
28 | LV_5890-17_0_5_load_30 | 41 | 0.0032783 | 0.00082162 | 0 | 0 |  | 1 | TRUE | wye
29 | LV_5890-17_0_5_load_25 | 42 | 0.0063595 | 0.0015938 | 0 | 0 |  | 1 | TRUE | wye
30 | LV_5890-17_0_5_load_60 | 43 | 0.0034879 | 0.00087416 | 0 | 0 |  | 1 | TRUE | wye
31 | LV_5890-17_0_5_load_38 | 44 | 0.0041862 | 0.0010492 | 0 | 0 |  | 1 | TRUE | wye
32 | LV_5890-17_0_5_load_26 | 45 | 0.00056457 | 0.00014149 | 0 | 0 |  | 1 | TRUE | wye
33 | LV_5890-17_0_5_load_28 | 46 | 0.0014722 | 0.00036898 | 0 | 0 |  | 1 | TRUE | wye
34 | LV_5890-17_0_5_load_89 | 48 | 0.0016705 | 0.00041866 | 0 | 0 |  | 1 | TRUE | wye
35 | LV_5890-17_0_5_load_107 | 49 | 0.011117 | 0.0027861 | 0 | 0 |  | 1 | TRUE | wye
36 | LV_5890-17_0_5_load_44 | 50 | 0.004193 | 0.0010509 | 0 | 0 |  | 1 | TRUE | wye
37 | LV_5890-17_0_5_load_45 | 51 | 0.0016174 | 0.00040535 | 0 | 0 |  | 1 | TRUE | wye
38 | LV_5890-17_0_5_load_88 | 52 | 0.0022928 | 0.00057462 | 0 | 0 |  | 1 | TRUE | wye
39 | LV_5890-17_0_5_load_31 | 53 | 0.0058557 | 0.0014676 | 0 | 0 |  | 1 | TRUE | wye
40 | LV_5890-17_0_5_load_32 | 54 | 0.0052687 | 0.0013205 | 0 | 0 |  | 1 | TRUE | wye
41 | LV_5890-17_0_5_load_33 | 55 | 0.0063014 | 0.0015793 | 0 | 0 |  | 1 | TRUE | wye
42 | LV_5890-17_0_5_load_36 | 58 | 0.010158 | 0.0025459 | 0 | 0 |  | 1 | TRUE | wye
43 | LV_5890-17_0_5_load_59 | 60 | 0.07415 | 0.018584 | 0 | 0 |  | 1 | TRUE | wye
44 | LV_5890-17_0_5_load_41 | 61 | 0.0076872 | 0.0019266 | 0 | 0 |  | 1 | TRUE | wye
45 | LV_5890-17_0_5_load_64 | 62 | 0.027405 | 0.0068684 | 0 | 0 |  | 1 | TRUE | wye
46 | LV_5890-17_0_5_load_105 | 64 | 0.0083088 | 0.0020824 | 0 | 0 |  | 1 | TRUE | wye
47 | LV_5890-17_0_5_load_134 | 65 | 0.029112 | 0.0072961 | 0 | 0 |  | 1 | TRUE | wye
48 | LV_5890-17_0_5_load_65 | 67 | 0.015097 | 0.0037837 | 0 | 0 |  | 1 | TRUE | wye
49 | LV_5890-17_0_5_load_37 | 68 | 0.0075588 | 0.0018944 | 0 | 0 |  | 1 | TRUE | wye
50 | LV_5890-17_0_5_load_42 | 69 | 0.0065051 | 0.0016303 | 0 | 0 |  | 1 | TRUE | wye
51 | LV_5890-17_0_5_load_46 | 70 | 0.0006997 | 0.00017536 | 0 | 0 |  | 1 | TRUE | wye
52 | LV_5890-17_0_5_load_47 | 72 | 0.0029409 | 0.00073706 | 0 | 0 |  | 1 | TRUE | wye
53 | LV_5890-17_0_5_load_66 | 74 | 0.0038981 | 0.00097697 | 0 | 0 |  | 1 | TRUE | wye
54 | LV_5890-17_0_5_load_48 | 75 | 0.0056468 | 0.0014152 | 0 | 0 |  | 1 | TRUE | wye
55 | LV_5890-17_0_5_load_50 | 77 | 0.0018865 | 0.00047281 | 0 | 0 |  | 1 | TRUE | wye
56 | LV_5890-17_0_5_load_51 | 78 | 0.0011037 | 0.00027661 | 0 | 0 |  | 1 | TRUE | wye
57 | LV_5890-17_0_5_load_54 | 79 | 0.00079923 | 0.00020031 | 0 | 0 |  | 1 | TRUE | wye
58 | LV_5890-17_0_5_load_116 | 80 | 0.001069 | 0.00026791 | 0 | 0 |  | 1 | TRUE | wye
59 | LV_5890-17_0_5_load_52 | 81 | 0.0048778 | 0.0012225 | 0 | 0 |  | 1 | TRUE | wye
60 | LV_5890-17_0_5_load_112 | 82 | 0.0010408 | 0.00026084 | 0 | 0 |  | 1 | TRUE | wye
61 | LV_5890-17_0_5_load_53 | 83 | 0.0014514 | 0.00036375 | 0 | 0 |  | 1 | TRUE | wye
62 | LV_5890-17_0_5_load_55 | 84 | 0.0016355 | 0.00040988 | 0 | 0 |  | 1 | TRUE | wye
63 | LV_5890-17_0_5_load_106 | 85 | 0.0084694 | 0.0021226 | 0 | 0 |  | 1 | TRUE | wye
64 | LV_5890-17_0_5_load_103 | 86 | 0.0068573 | 0.0017186 | 0 | 0 |  | 1 | TRUE | wye
65 | LV_5890-17_0_5_load_135 | 87 | 0.022651 | 0.0056769 | 0 | 0 |  | 1 | TRUE | wye
66 | LV_5890-17_0_5_load_61 | 88 | 0.031428 | 0.0078766 | 0 | 0 |  | 1 | TRUE | wye
67 | LV_5890-17_0_5_load_62 | 89 | 0.0039833 | 0.00099831 | 0 | 0 |  | 1 | TRUE | wye
68 | LV_5890-17_0_5_load_63 | 90 | 0.0099002 | 0.0024812 | 0 | 0 |  | 1 | TRUE | wye
69 | LV_5890-17_0_5_load_67 | 91 | 0.0034399 | 0.00086213 | 0 | 0 |  | 1 | TRUE | wye
70 | LV_5890-17_0_5_load_69 | 92 | 0.0022612 | 0.00056671 | 0 | 0 |  | 1 | TRUE | wye
71 | LV_5890-17_0_5_load_77 | 93 | 0.0044114 | 0.0011056 | 0 | 0 |  | 1 | TRUE | wye
72 | LV_5890-17_0_5_load_133 | 95 | 0.0015555 | 0.00038986 | 0 | 0 |  | 1 | TRUE | wye
73 | LV_5890-17_0_5_load_132 | 96 | 0.0027499 | 0.0006892 | 0 | 0 |  | 1 | TRUE | wye
74 | LV_5890-17_0_5_load_115 | 98 | 0.0012615 | 0.00031617 | 0 | 0 |  | 1 | TRUE | wye
75 | LV_5890-17_0_5_load_71 | 99 | 0.0025532 | 0.00063988 | 0 | 0 |  | 1 | TRUE | wye
76 | LV_5890-17_0_5_load_72 | 100 | 0.0028491 | 0.00071406 | 0 | 0 |  | 1 | TRUE | wye
77 | LV_5890-17_0_5_load_74 | 102 | 0.0040514 | 0.0010154 | 0 | 0 |  | 1 | TRUE | wye
78 | LV_5890-17_0_5_load_75 | 103 | 0.0029808 | 0.00074706 | 0 | 0 |  | 1 | TRUE | wye
79 | LV_5890-17_0_5_load_78 | 104 | 0.0029645 | 0.00074296 | 0 | 0 |  | 1 | TRUE | wye
80 | LV_5890-17_0_5_load_76 | 105 | 0.0028903 | 0.00072439 | 0 | 0 |  | 1 | TRUE | wye
81 | LV_5890-17_0_5_load_81 | 107 | 0.0035481 | 0.00088923 | 0 | 0 |  | 1 | TRUE | wye
82 | LV_5890-17_0_5_load_79 | 108 | 0.0014971 | 0.00037521 | 0 | 0 |  | 1 | TRUE | wye
83 | LV_5890-17_0_5_load_130 | 109 | 0.0026748 | 0.00067038 | 0 | 0 |  | 1 | TRUE | wye
84 | LV_5890-17_0_5_load_108 | 110 | 0.0025077 | 0.00062849 | 0 | 0 |  | 1 | TRUE | wye
85 | LV_5890-17_0_5_load_83 | 112 | 0.0049062 | 0.0012296 | 0 | 0 |  | 1 | TRUE | wye
86 | LV_5890-17_0_5_load_84 | 113 | 0.0021622 | 0.00054189 | 0 | 0 |  | 1 | TRUE | wye
87 | LV_5890-17_0_5_load_100 | 116 | 0.0024844 | 0.00062265 | 0 | 0 |  | 1 | TRUE | wye
88 | LV_5890-17_0_5_load_90 | 117 | 0.0014921 | 0.00037396 | 0 | 0 |  | 1 | TRUE | wye
89 | LV_5890-17_0_5_load_91 | 118 | 0.0036954 | 0.00092615 | 0 | 0 |  | 1 | TRUE | wye
90 | LV_5890-17_0_5_load_93 | 119 | 0.0052941 | 0.0013268 | 0 | 0 |  | 1 | TRUE | wye
91 | LV_5890-17_0_5_load_92 | 121 | 0.0067811 | 0.0016995 | 0 | 0 |  | 1 | TRUE | wye
92 | LV_5890-17_0_5_load_94 | 122 | 0.00228 | 0.00057141 | 0 | 0 |  | 1 | TRUE | wye
93 | LV_5890-17_0_5_load_96 | 123 | 0.0070702 | 0.001772 | 0 | 0 |  | 1 | TRUE | wye
94 | LV_5890-17_0_5_load_97 | 126 | 0.0040221 | 0.001008 | 0 | 0 |  | 1 | TRUE | wye
95 | LV_5890-17_0_5_load_144 | 127 | 0.010013 | 0.0025095 | 0 | 0 |  | 1 | TRUE | wye
96 | LV_5890-17_0_5_load_102 | 128 | 0.0062939 | 0.0015774 | 0 | 0 |  | 1 | TRUE | wye
97 | LV_5890-17_0_5_load_109 | 129 | 0.0013711 | 0.00034364 | 0 | 0 |  | 1 | TRUE | wye
98 | LV_5890-17_0_5_load_113 | 132 | 0.0010324 | 0.00025875 | 0 | 0 |  | 1 | TRUE | wye
99 | LV_5890-17_0_5_load_114 | 133 | 0.0026164 | 0.00065574 | 0 | 0 |  | 1 | TRUE | wye
100 | LV_5890-17_0_5_load_117 | 134 | 0.0015397 | 0.0003859 | 0 | 0 |  | 1 | TRUE | wye
101 | LV_5890-17_0_5_load_120 | 136 | 0.0020875 | 0.00052318 | 0 | 0 |  | 1 | TRUE | wye
102 | LV_5890-17_0_5_load_143 | 137 | 0.00086158 | 0.00021593 | 0 | 0 |  | 1 | TRUE | wye
103 | LV_5890-17_0_5_load_123 | 138 | 0.0013909 | 0.00034858 | 0 | 0 |  | 1 | TRUE | wye
104 | LV_5890-17_0_5_load_127 | 139 | 0.0031778 | 0.00079642 | 0 | 0 |  | 1 | TRUE | wye
105 | LV_5890-17_0_5_load_128 | 140 | 0.0021764 | 0.00054545 | 0 | 0 |  | 1 | TRUE | wye
106 | LV_5890-17_0_5_load_129 | 141 | 0.0024393 | 0.00061133 | 0 | 0 |  | 1 | TRUE | wye

## ext_grid
| name | bus | vm_pu | va_degree | slack_weight | in_service
0 |  | 36 | 1 | 0 | 1 | TRUE

## line
| name | std_type | from_bus | to_bus | length_km | r_ohm_per_km | x_ohm_per_km | c_nf_per_km | g_us_per_km | max_i_ka | df | parallel | type | in_service
0 | LV_5890-17_0_5_line_0 |  | 0 | 1 | 0.031951 | 0.125 | 0.08 | 261 | 0 | 0.364 | 1 | 1 | cs | TRUE
1 | LV_5890-17_0_5_line_1 |  | 1 | 2 | 0.059702 | 0.125 | 0.08 | 261 | 0 | 0.364 | 1 | 1 | cs | TRUE
2 | LV_5890-17_0_5_line_2 |  | 2 | 3 | 0.04625 | 0.125 | 0.08 | 261 | 0 | 0.364 | 1 | 1 | cs | TRUE
3 | LV_5890-17_0_5_line_3 |  | 2 | 4 | 0.013508 | 0.125 | 0.08 | 261 | 0 | 0.364 | 1 | 1 | cs | TRUE
4 | LV_5890-17_0_5_line_4 |  | 3 | 13 | 0.01518 | 0.125 | 0.08 | 261 | 0 | 0.364 | 1 | 1 | cs | TRUE
5 | LV_5890-17_0_5_line_5 |  | 3 | 14 | 0.030655 | 0.125 | 0.08 | 261 | 0 | 0.364 | 1 | 1 | cs | TRUE
6 | LV_5890-17_0_5_line_6 |  | 3 | 15 | 0.015588 | 0.125 | 0.08 | 261 | 0 | 0.364 | 1 | 1 | cs | TRUE
7 | LV_5890-17_0_5_line_7 |  | 4 | 16 | 0.020927 | 0.125 | 0.08 | 261 | 0 | 0.364 | 1 | 1 | cs | TRUE
8 | LV_5890-17_0_5_line_8 |  | 5 | 6 | 0.042996 | 0.125 | 0.08 | 261 | 0 | 0.364 | 1 | 1 | cs | TRUE
9 | LV_5890-17_0_5_line_9 |  | 6 | 7 | 0.020467 | 0.125 | 0.08 | 261 | 0 | 0.364 | 1 | 1 | cs | TRUE
10 | LV_5890-17_0_5_line_10 |  | 6 | 8 | 0.013461 | 0.125 | 0.08 | 261 | 0 | 0.364 | 1 | 1 | cs | TRUE
11 | LV_5890-17_0_5_line_11 |  | 7 | 9 | 0.01475 | 0.125 | 0.08 | 261 | 0 | 0.364 | 1 | 1 | cs | TRUE
12 | LV_5890-17_0_5_line_12 |  | 7 | 10 | 0.022452 | 0.125 | 0.08 | 261 | 0 | 0.364 | 1 | 1 | cs | TRUE
13 | LV_5890-17_0_5_line_13 |  | 8 | 11 | 0.032114 | 0.125 | 0.08 | 261 | 0 | 0.364 | 1 | 1 | cs | TRUE
14 | LV_5890-17_0_5_line_14 |  | 8 | 12 | 0.015943 | 0.125 | 0.08 | 261 | 0 | 0.364 | 1 | 1 | cs | TRUE
15 | LV_5890-17_0_5_line_15 |  | 9 | 26 | 0.024613 | 0.125 | 0.08 | 261 | 0 | 0.364 | 1 | 1 | cs | TRUE
16 | LV_5890-17_0_5_line_16 |  | 10 | 28 | 0.0096909 | 0.125 | 0.08 | 261 | 0 | 0.364 | 1 | 1 | cs | TRUE
17 | LV_5890-17_0_5_line_17 |  | 11 | 29 | 0.011367 | 0.125 | 0.08 | 261 | 0 | 0.364 | 1 | 1 | cs | TRUE
18 | LV_5890-17_0_5_line_18 |  | 12 | 30 | 0.017034 | 0.125 | 0.08 | 261 | 0 | 0.364 | 1 | 1 | cs | TRUE
19 | LV_5890-17_0_5_line_19 |  | 13 | 17 | 0.02477 | 0.125 | 0.08 | 261 | 0 | 0.364 | 1 | 1 | cs | TRUE
20 | LV_5890-17_0_5_line_20 |  | 14 | 18 | 0.025463 | 0.125 | 0.08 | 261 | 0 | 0.364 | 1 | 1 | cs | TRUE
21 | LV_5890-17_0_5_line_21 |  | 14 | 19 | 0.016056 | 0.125 | 0.08 | 261 | 0 | 0.364 | 1 | 1 | cs | TRUE
22 | LV_5890-17_0_5_line_22 |  | 16 | 24 | 0.014639 | 0.125 | 0.08 | 261 | 0 | 0.364 | 1 | 1 | cs | TRUE
23 | LV_5890-17_0_5_line_23 |  | 18 | 20 | 0.019732 | 0.125 | 0.08 | 261 | 0 | 0.364 | 1 | 1 | cs | TRUE
24 | LV_5890-17_0_5_line_24 |  | 19 | 21 | 0.051836 | 0.125 | 0.08 | 261 | 0 | 0.364 | 1 | 1 | cs | TRUE
25 | LV_5890-17_0_5_line_25 |  | 22 | 23 | 0.025277 | 0.125 | 0.08 | 261 | 0 | 0.364 | 1 | 1 | cs | TRUE
26 | LV_5890-17_0_5_line_26 |  | 23 | 24 | 0.0061008 | 0.125 | 0.08 | 261 | 0 | 0.364 | 1 | 1 | cs | TRUE
27 | LV_5890-17_0_5_line_27 |  | 23 | 25 | 0.007952 | 0.125 | 0.08 | 261 | 0 | 0.364 | 1 | 1 | cs | TRUE
28 | LV_5890-17_0_5_line_28 |  | 25 | 26 | 0.019739 | 0.125 | 0.08 | 261 | 0 | 0.364 | 1 | 1 | cs | TRUE
29 | LV_5890-17_0_5_line_29 |  | 26 | 27 | 0.025911 | 0.125 | 0.08 | 261 | 0 | 0.364 | 1 | 1 | cs | TRUE
30 | LV_5890-17_0_5_line_30 |  | 28 | 135 | 0.0043406 | 0.125 | 0.08 | 261 | 0 | 0.364 | 1 | 1 | cs | TRUE
31 | LV_5890-17_0_5_line_31 |  | 30 | 138 | 0.024098 | 0.125 | 0.08 | 261 | 0 | 0.364 | 1 | 1 | cs | TRUE
32 | LV_5890-17_0_5_line_32 |  | 31 | 32 | 0.0027753 | 0.125 | 0.08 | 261 | 0 | 0.364 | 1 | 1 | cs | TRUE
33 | LV_5890-17_0_5_line_33 |  | 32 | 84 | 0.023224 | 0.125 | 0.08 | 261 | 0 | 0.364 | 1 | 1 | cs | TRUE
34 | LV_5890-17_0_5_line_34 |  | 33 | 34 | 0.012413 | 0.125 | 0.08 | 261 | 0 | 0.364 | 1 | 1 | cs | TRUE
35 | LV_5890-17_0_5_line_35 |  | 33 | 35 | 0.012656 | 0.125 | 0.08 | 261 | 0 | 0.364 | 1 | 1 | cs | TRUE
36 | LV_5890-17_0_5_line_36 |  | 34 | 36 | 0.010169 | 0.125 | 0.08 | 261 | 0 | 0.364 | 1 | 1 | cs | TRUE
37 | LV_5890-17_0_5_line_37 |  | 36 | 37 | 0.010431 | 0.125 | 0.08 | 261 | 0 | 0.364 | 1 | 4 | cs | TRUE
38 | LV_5890-17_0_5_line_38 |  | 37 | 38 | 0.046456 | 0.125 | 0.08 | 261 | 0 | 0.364 | 1 | 4 | cs | TRUE
39 | LV_5890-17_0_5_line_39 |  | 37 | 39 | 0.014063 | 0.125 | 0.08 | 261 | 0 | 0.364 | 1 | 4 | cs | TRUE
40 | LV_5890-17_0_5_line_40 |  | 38 | 40 | 0.022394 | 0.125 | 0.08 | 261 | 0 | 0.364 | 1 | 1 | cs | TRUE
41 | LV_5890-17_0_5_line_41 |  | 38 | 41 | 0.019463 | 0.125 | 0.08 | 261 | 0 | 0.364 | 1 | 1 | cs | TRUE
42 | LV_5890-17_0_5_line_42 |  | 38 | 42 | 0.028318 | 0.125 | 0.08 | 261 | 0 | 0.364 | 1 | 4 | cs | TRUE
43 | LV_5890-17_0_5_line_43 |  | 39 | 43 | 0.013038 | 0.125 | 0.08 | 261 | 0 | 0.364 | 1 | 1 | cs | TRUE
44 | LV_5890-17_0_5_line_44 |  | 39 | 44 | 0.0049651 | 0.125 | 0.08 | 261 | 0 | 0.364 | 1 | 4 | cs | TRUE
45 | LV_5890-17_0_5_line_45 |  | 40 | 48 | 0.013858 | 0.125 | 0.08 | 261 | 0 | 0.364 | 1 | 1 | cs | TRUE
46 | LV_5890-17_0_5_line_46 |  | 41 | 49 | 0.0065193 | 0.125 | 0.08 | 261 | 0 | 0.364 | 1 | 1 | cs | TRUE
47 | LV_5890-17_0_5_line_47 |  | 42 | 45 | 0.015421 | 0.125 | 0.08 | 261 | 0 | 0.364 | 1 | 4 | cs | TRUE
48 | LV_5890-17_0_5_line_48 |  | 44 | 68 | 0.030464 | 0.125 | 0.08 | 261 | 0 | 0.364 | 1 | 4 | cs | TRUE
49 | LV_5890-17_0_5_line_49 |  | 45 | 46 | 0.013045 | 0.125 | 0.08 | 261 | 0 | 0.364 | 1 | 4 | cs | TRUE
50 | LV_5890-17_0_5_line_50 |  | 46 | 47 | 0.037053 | 0.125 | 0.08 | 261 | 0 | 0.364 | 1 | 4 | cs | TRUE
51 | LV_5890-17_0_5_line_51 |  | 47 | 50 | 0.0016247 | 0.125 | 0.08 | 261 | 0 | 0.364 | 1 | 4 | cs | TRUE
52 | LV_5890-17_0_5_line_52 |  | 47 | 51 | 0.024902 | 0.125 | 0.08 | 261 | 0 | 0.364 | 1 | 1 | cs | TRUE
53 | LV_5890-17_0_5_line_53 |  | 48 | 52 | 0.0049312 | 0.125 | 0.08 | 261 | 0 | 0.364 | 1 | 1 | cs | TRUE
54 | LV_5890-17_0_5_line_54 |  | 50 | 70 | 0.020836 | 0.125 | 0.08 | 261 | 0 | 0.364 | 1 | 2 | cs | TRUE
55 | LV_5890-17_0_5_line_55 |  | 51 | 71 | 0.014721 | 0.125 | 0.08 | 261 | 0 | 0.364 | 1 | 1 | cs | TRUE
56 | LV_5890-17_0_5_line_56 |  | 52 | 117 | 0.014355 | 0.125 | 0.08 | 261 | 0 | 0.364 | 1 | 1 | cs | TRUE
57 | LV_5890-17_0_5_line_57 |  | 53 | 54 | 0.0091169 | 0.125 | 0.08 | 261 | 0 | 0.364 | 1 | 1 | cs | TRUE
58 | LV_5890-17_0_5_line_58 |  | 53 | 55 | 0.036452 | 0.125 | 0.08 | 261 | 0 | 0.364 | 1 | 1 | cs | TRUE
59 | LV_5890-17_0_5_line_59 |  | 55 | 56 | 0.026882 | 0.125 | 0.08 | 261 | 0 | 0.364 | 1 | 1 | cs | TRUE
60 | LV_5890-17_0_5_line_60 |  | 56 | 57 | 0.037132 | 0.125 | 0.08 | 261 | 0 | 0.364 | 1 | 1 | cs | TRUE
61 | LV_5890-17_0_5_line_61 |  | 56 | 58 | 0.01736 | 0.125 | 0.08 | 261 | 0 | 0.364 | 1 | 1 | cs | TRUE
62 | LV_5890-17_0_5_line_62 |  | 57 | 59 | 0.045394 | 0.125 | 0.08 | 261 | 0 | 0.364 | 1 | 1 | cs | TRUE
63 | LV_5890-17_0_5_line_63 |  | 57 | 60 | 0.037641 | 0.125 | 0.08 | 261 | 0 | 0.364 | 1 | 1 | cs | TRUE
64 | LV_5890-17_0_5_line_64 |  | 57 | 61 | 0.021587 | 0.125 | 0.08 | 261 | 0 | 0.364 | 1 | 3 | cs | TRUE
65 | LV_5890-17_0_5_line_65 |  | 58 | 62 | 0.014388 | 0.125 | 0.08 | 261 | 0 | 0.364 | 1 | 1 | cs | TRUE
66 | LV_5890-17_0_5_line_66 |  | 59 | 63 | 0.029642 | 0.125 | 0.08 | 261 | 0 | 0.364 | 1 | 1 | cs | TRUE
67 | LV_5890-17_0_5_line_67 |  | 59 | 64 | 0.02161 | 0.125 | 0.08 | 261 | 0 | 0.364 | 1 | 1 | cs | TRUE
68 | LV_5890-17_0_5_line_68 |  | 60 | 65 | 0.0065026 | 0.125 | 0.08 | 261 | 0 | 0.364 | 1 | 1 | cs | TRUE
69 | LV_5890-17_0_5_line_69 |  | 61 | 66 | 0.0084391 | 0.125 | 0.08 | 261 | 0 | 0.364 | 1 | 4 | cs | TRUE
70 | LV_5890-17_0_5_line_70 |  | 62 | 67 | 0.013757 | 0.125 | 0.08 | 261 | 0 | 0.364 | 1 | 1 | cs | TRUE
71 | LV_5890-17_0_5_line_71 |  | 63 | 85 | 0.015469 | 0.125 | 0.08 | 261 | 0 | 0.364 | 1 | 1 | cs | TRUE
72 | LV_5890-17_0_5_line_72 |  | 63 | 86 | 0.015452 | 0.125 | 0.08 | 261 | 0 | 0.364 | 1 | 1 | cs | TRUE
73 | LV_5890-17_0_5_line_73 |  | 65 | 87 | 0.046334 | 0.125 | 0.08 | 261 | 0 | 0.364 | 1 | 1 | cs | TRUE
74 | LV_5890-17_0_5_line_74 |  | 66 | 69 | 0.014883 | 0.125 | 0.08 | 261 | 0 | 0.364 | 1 | 1 | cs | TRUE
75 | LV_5890-17_0_5_line_75 |  | 66 | 68 | 0.019428 | 0.125 | 0.08 | 261 | 0 | 0.364 | 1 | 4 | cs | TRUE
76 | LV_5890-17_0_5_line_76 |  | 67 | 90 | 0.00015955 | 0.125 | 0.08 | 261 | 0 | 0.364 | 1 | 1 | cs | TRUE
77 | LV_5890-17_0_5_line_77 |  | 70 | 72 | 0.023273 | 0.125 | 0.08 | 261 | 0 | 0.364 | 1 | 1 | cs | TRUE
78 | LV_5890-17_0_5_line_78 |  | 71 | 73 | 0.005839 | 0.125 | 0.08 | 261 | 0 | 0.364 | 1 | 1 | cs | TRUE
79 | LV_5890-17_0_5_line_79 |  | 71 | 74 | 0.01952 | 0.125 | 0.08 | 261 | 0 | 0.364 | 1 | 1 | cs | TRUE
80 | LV_5890-17_0_5_line_80 |  | 72 | 75 | 0.0072034 | 0.125 | 0.08 | 261 | 0 | 0.364 | 1 | 1 | cs | TRUE
81 | LV_5890-17_0_5_line_81 |  | 73 | 94 | 0.038552 | 0.125 | 0.08 | 261 | 0 | 0.364 | 1 | 1 | cs | TRUE
82 | LV_5890-17_0_5_line_82 |  | 73 | 95 | 0.019768 | 0.125 | 0.08 | 261 | 0 | 0.364 | 1 | 1 | cs | TRUE
83 | LV_5890-17_0_5_line_83 |  | 74 | 91 | 0.011004 | 0.125 | 0.08 | 261 | 0 | 0.364 | 1 | 1 | cs | TRUE
84 | LV_5890-17_0_5_line_84 |  | 75 | 76 | 0.013384 | 0.125 | 0.08 | 261 | 0 | 0.364 | 1 | 1 | cs | TRUE
85 | LV_5890-17_0_5_line_85 |  | 76 | 77 | 0.016424 | 0.125 | 0.08 | 261 | 0 | 0.364 | 1 | 1 | cs | TRUE
86 | LV_5890-17_0_5_line_86 |  | 76 | 78 | 0.024016 | 0.125 | 0.08 | 261 | 0 | 0.364 | 1 | 1 | cs | TRUE
87 | LV_5890-17_0_5_line_87 |  | 77 | 79 | 0.020964 | 0.125 | 0.08 | 261 | 0 | 0.364 | 1 | 1 | cs | TRUE
88 | LV_5890-17_0_5_line_88 |  | 78 | 80 | 0.0063189 | 0.125 | 0.08 | 261 | 0 | 0.364 | 1 | 1 | cs | TRUE
89 | LV_5890-17_0_5_line_89 |  | 79 | 81 | 0.0074268 | 0.125 | 0.08 | 261 | 0 | 0.364 | 1 | 1 | cs | TRUE
90 | LV_5890-17_0_5_line_90 |  | 80 | 82 | 0.030118 | 0.125 | 0.08 | 261 | 0 | 0.364 | 1 | 1 | cs | TRUE
91 | LV_5890-17_0_5_line_91 |  | 81 | 83 | 0.0052316 | 0.125 | 0.08 | 261 | 0 | 0.364 | 1 | 1 | cs | TRUE
92 | LV_5890-17_0_5_line_92 |  | 82 | 130 | 0.0061218 | 0.125 | 0.08 | 261 | 0 | 0.364 | 1 | 1 | cs | TRUE
93 | LV_5890-17_0_5_line_93 |  | 83 | 84 | 0.0097306 | 0.125 | 0.08 | 261 | 0 | 0.364 | 1 | 1 | cs | TRUE
94 | LV_5890-17_0_5_line_94 |  | 85 | 124 | 0.031068 | 0.125 | 0.08 | 261 | 0 | 0.364 | 1 | 1 | cs | TRUE
95 | LV_5890-17_0_5_line_95 |  | 86 | 128 | 0.017019 | 0.125 | 0.08 | 261 | 0 | 0.364 | 1 | 1 | cs | TRUE
96 | LV_5890-17_0_5_line_96 |  | 88 | 89 | 0.050453 | 0.125 | 0.08 | 261 | 0 | 0.364 | 1 | 1 | cs | TRUE
97 | LV_5890-17_0_5_line_97 |  | 89 | 90 | 0.014295 | 0.125 | 0.08 | 261 | 0 | 0.364 | 1 | 1 | cs | TRUE
98 | LV_5890-17_0_5_line_98 |  | 91 | 92 | 0.015172 | 0.125 | 0.08 | 261 | 0 | 0.364 | 1 | 1 | cs | TRUE
99 | LV_5890-17_0_5_line_99 |  | 92 | 93 | 0.011703 | 0.125 | 0.08 | 261 | 0 | 0.364 | 1 | 1 | cs | TRUE
100 | LV_5890-17_0_5_line_100 |  | 94 | 96 | 0.014059 | 0.125 | 0.08 | 261 | 0 | 0.364 | 1 | 1 | cs | TRUE
101 | LV_5890-17_0_5_line_101 |  | 94 | 97 | 0.003576 | 0.125 | 0.08 | 261 | 0 | 0.364 | 1 | 1 | cs | TRUE
102 | LV_5890-17_0_5_line_102 |  | 95 | 98 | 0.02515 | 0.125 | 0.08 | 261 | 0 | 0.364 | 1 | 1 | cs | TRUE
103 | LV_5890-17_0_5_line_103 |  | 97 | 107 | 0.023962 | 0.125 | 0.08 | 261 | 0 | 0.364 | 1 | 1 | cs | TRUE
104 | LV_5890-17_0_5_line_104 |  | 97 | 102 | 0.031482 | 0.125 | 0.08 | 261 | 0 | 0.364 | 1 | 1 | cs | TRUE
105 | LV_5890-17_0_5_line_105 |  | 99 | 100 | 0.027451 | 0.125 | 0.08 | 261 | 0 | 0.364 | 1 | 1 | cs | TRUE
106 | LV_5890-17_0_5_line_106 |  | 99 | 101 | 0.023401 | 0.125 | 0.08 | 261 | 0 | 0.364 | 1 | 1 | cs | TRUE
107 | LV_5890-17_0_5_line_107 |  | 100 | 102 | 0.035007 | 0.125 | 0.08 | 261 | 0 | 0.364 | 1 | 1 | cs | TRUE
108 | LV_5890-17_0_5_line_108 |  | 101 | 103 | 0.028389 | 0.125 | 0.08 | 261 | 0 | 0.364 | 1 | 1 | cs | TRUE
109 | LV_5890-17_0_5_line_109 |  | 103 | 104 | 0.024842 | 0.125 | 0.08 | 261 | 0 | 0.364 | 1 | 1 | cs | TRUE
110 | LV_5890-17_0_5_line_110 |  | 104 | 108 | 0.010564 | 0.125 | 0.08 | 261 | 0 | 0.364 | 1 | 1 | cs | TRUE
111 | LV_5890-17_0_5_line_111 |  | 105 | 106 | 0.018589 | 0.125 | 0.08 | 261 | 0 | 0.364 | 1 | 1 | cs | TRUE
112 | LV_5890-17_0_5_line_112 |  | 106 | 109 | 0.022982 | 0.125 | 0.08 | 261 | 0 | 0.364 | 1 | 1 | cs | TRUE
113 | LV_5890-17_0_5_line_113 |  | 108 | 110 | 0.0037144 | 0.125 | 0.08 | 261 | 0 | 0.364 | 1 | 1 | cs | TRUE
114 | LV_5890-17_0_5_line_114 |  | 109 | 141 | 0.022403 | 0.125 | 0.08 | 261 | 0 | 0.364 | 1 | 1 | cs | TRUE
115 | LV_5890-17_0_5_line_115 |  | 110 | 111 | 0.010232 | 0.125 | 0.08 | 261 | 0 | 0.364 | 1 | 1 | cs | TRUE
116 | LV_5890-17_0_5_line_116 |  | 111 | 113 | 0.021846 | 0.125 | 0.08 | 261 | 0 | 0.364 | 1 | 1 | cs | TRUE
117 | LV_5890-17_0_5_line_117 |  | 112 | 113 | 0.0079373 | 0.125 | 0.08 | 261 | 0 | 0.364 | 1 | 1 | cs | TRUE
118 | LV_5890-17_0_5_line_118 |  | 112 | 114 | 0.0076538 | 0.125 | 0.08 | 261 | 0 | 0.364 | 1 | 1 | cs | TRUE
119 | LV_5890-17_0_5_line_119 |  | 114 | 115 | 0.031511 | 0.125 | 0.08 | 261 | 0 | 0.364 | 1 | 1 | cs | TRUE
120 | LV_5890-17_0_5_line_120 |  | 115 | 116 | 0.011391 | 0.125 | 0.08 | 261 | 0 | 0.364 | 1 | 1 | cs | TRUE
121 | LV_5890-17_0_5_line_121 |  | 117 | 118 | 0.0019014 | 0.125 | 0.08 | 261 | 0 | 0.364 | 1 | 1 | cs | TRUE
122 | LV_5890-17_0_5_line_122 |  | 118 | 119 | 0.025323 | 0.125 | 0.08 | 261 | 0 | 0.364 | 1 | 1 | cs | TRUE
123 | LV_5890-17_0_5_line_123 |  | 119 | 120 | 0.026699 | 0.125 | 0.08 | 261 | 0 | 0.364 | 1 | 1 | cs | TRUE
124 | LV_5890-17_0_5_line_124 |  | 119 | 121 | 0.023084 | 0.125 | 0.08 | 261 | 0 | 0.364 | 1 | 1 | cs | TRUE
125 | LV_5890-17_0_5_line_125 |  | 120 | 123 | 0.023077 | 0.125 | 0.08 | 261 | 0 | 0.364 | 1 | 1 | cs | TRUE
126 | LV_5890-17_0_5_line_126 |  | 121 | 122 | 0.011325 | 0.125 | 0.08 | 261 | 0 | 0.364 | 1 | 1 | cs | TRUE
127 | LV_5890-17_0_5_line_127 |  | 123 | 126 | 0.018107 | 0.125 | 0.08 | 261 | 0 | 0.364 | 1 | 1 | cs | TRUE
128 | LV_5890-17_0_5_line_128 |  | 124 | 125 | 0.00273 | 0.125 | 0.08 | 261 | 0 | 0.364 | 1 | 1 | cs | TRUE
129 | LV_5890-17_0_5_line_129 |  | 125 | 127 | 0.058431 | 0.125 | 0.08 | 261 | 0 | 0.364 | 1 | 1 | cs | TRUE
130 | LV_5890-17_0_5_line_130 |  | 129 | 130 | 0.014501 | 0.125 | 0.08 | 261 | 0 | 0.364 | 1 | 1 | cs | TRUE
131 | LV_5890-17_0_5_line_131 |  | 129 | 131 | 0.017641 | 0.125 | 0.08 | 261 | 0 | 0.364 | 1 | 1 | cs | TRUE
132 | LV_5890-17_0_5_line_132 |  | 130 | 132 | 0.020232 | 0.125 | 0.08 | 261 | 0 | 0.364 | 1 | 1 | cs | TRUE
133 | LV_5890-17_0_5_line_133 |  | 131 | 133 | 0.004545 | 0.125 | 0.08 | 261 | 0 | 0.364 | 1 | 1 | cs | TRUE
134 | LV_5890-17_0_5_line_134 |  | 132 | 134 | 0.011308 | 0.125 | 0.08 | 261 | 0 | 0.364 | 1 | 1 | cs | TRUE
135 | LV_5890-17_0_5_line_135 |  | 134 | 135 | 0.0070042 | 0.125 | 0.08 | 261 | 0 | 0.364 | 1 | 1 | cs | TRUE
136 | LV_5890-17_0_5_line_136 |  | 135 | 136 | 0.041431 | 0.125 | 0.08 | 261 | 0 | 0.364 | 1 | 1 | cs | TRUE
137 | LV_5890-17_0_5_line_137 |  | 136 | 137 | 0.0071775 | 0.125 | 0.08 | 261 | 0 | 0.364 | 1 | 1 | cs | TRUE
138 | LV_5890-17_0_5_line_138 |  | 138 | 139 | 0.026771 | 0.125 | 0.08 | 261 | 0 | 0.364 | 1 | 1 | cs | TRUE
139 | LV_5890-17_0_5_line_139 |  | 139 | 140 | 0.011423 | 0.125 | 0.08 | 261 | 0 | 0.364 | 1 | 1 | cs | TRUE
140 | LV_5890-17_0_5_line_140 |  | 140 | 141 | 0.0042698 | 0.125 | 0.08 | 261 | 0 | 0.364 | 1 | 1 | cs | TRUE

## trafo
| name | std_type | hv_bus | lv_bus | sn_mva | vn_hv_kv | vn_lv_kv | vk_percent | vkr_percent | pfe_kw | i0_percent | shift_degree | tap_side | tap_neutral | tap_min | tap_max | tap_step_percent | tap_step_degree | tap_pos | tap_phase_shifter | parallel | df | in_service
0 | LV_5890-17_0_5_trafo_23 | 0.63 MVA 20/0.4 kV | 142 | 36 | 0.63 | 20 | 0.4 | 6 | 1.206 | 1.65 | 0.2619 | 150 | hv | 0 | -2 | 2 | 2.5 | 0 | 0 | FALSE | 1 | 1 | TRUE

## line_geodata
| x0 | y0 | x1 | y1 | x2 | y2 | x3 | y3 | x4 | y4 | x5 | y5 | x6 | y6
0 | 2555715.9574 | 1145742.4612 | 2555705.0879 | 1145748.8333 | 2555688.5537 | 1145758.8882
1 | 2555694.4434 | 1145696.0735 | 2555700.2387 | 1145705.847 | 2555703.9443 | 1145711.4448 | 2555709.895 | 1145720.4167 | 2555720.4712 | 1145731.5779 | 2555722.5205 | 1145739.6781 | 2555715.9574 | 1145742.4612
2 | 2555694.4434 | 1145696.0735 | 2555693.7742 | 1145690.7535 | 2555686.6641 | 1145671.4515 | 2555676.8532 | 1145653.6479
3 | 2555694.4434 | 1145696.0735 | 2555693.1636 | 1145699.6292 | 2555689.9064 | 1145702.777 | 2555685.5189 | 1145705.5672
4 | 2555676.8532 | 1145653.6479 | 2555664.8565 | 1145662.9491
5 | 2555663.6036 | 1145626.8873 | 2555663.1664 | 1145631.1483 | 2555666.1397 | 1145637.4296 | 2555676.8532 | 1145653.6479
6 | 2555676.8532 | 1145653.6479 | 2555690.284 | 1145645.7368
7 | 2555667.8597 | 1145716.797 | 2555685.5189 | 1145705.5672
8 | 2555585.3571 | 1145781.6441 | 2555588.869 | 1145781.796 | 2555619.0522 | 1145783.8743 | 2555628.1515 | 1145782.3511
9 | 2555593.7764 | 1145763.9062 | 2555587.1461 | 1145771.1032 | 2555585.3571 | 1145781.6441
10 | 2555571.8967 | 1145781.4767 | 2555579.1263 | 1145781.5567 | 2555585.3571 | 1145781.6441
11 | 2555593.7764 | 1145763.9062 | 2555606.223 | 1145755.9911
12 | 2555593.7764 | 1145763.9062 | 2555588.146 | 1145742.172
13 | 2555571.8967 | 1145781.4767 | 2555569.793 | 1145787.8733 | 2555564.5128 | 1145792.7259 | 2555558.0696 | 1145795.0859 | 2555555.1205 | 1145800.3993 | 2555556.8169 | 1145805.4227
14 | 2555571.8967 | 1145781.4767 | 2555561.0792 | 1145781.3343 | 2555555.9768 | 1145781.8065
15 | 2555626.992 | 1145742.7835 | 2555606.223 | 1145755.9911
16 | 2555588.146 | 1145742.172 | 2555585.7157 | 1145732.7907
17 | 2555556.8169 | 1145805.4227 | 2555560.8824 | 1145805.6372 | 2555567.71 | 1145803.0659
18 | 2555555.9768 | 1145781.8065 | 2555539.0157 | 1145783.3762 | 2555539.0157 | 1145783.3762
19 | 2555645.7833 | 1145659.5466 | 2555652.8903 | 1145667.9986 | 2555658.2225 | 1145668.0926 | 2555664.8565 | 1145662.9491
20 | 2555663.6036 | 1145626.8873 | 2555655.592 | 1145630.1592 | 2555640.8653 | 1145638.2623
21 | 2555663.6036 | 1145626.8873 | 2555666.2129 | 1145619.2308 | 2555669.9755 | 1145612.2085
22 | 2555667.8597 | 1145716.797 | 2555655.5072 | 1145724.6521
23 | 2555624.4188 | 1145649.1544 | 2555639.5778 | 1145638.9707 | 2555640.8653 | 1145638.2623
24 | 2555669.9755 | 1145612.2085 | 2555673.3591 | 1145605.8936 | 2555672.6669 | 1145597.4499 | 2555669.314 | 1145589.7039 | 2555650.03 | 1145569.7364
25 | 2555650.3592 | 1145727.9258 | 2555656.2515 | 1145744.5909 | 2555660.3991 | 1145750.9607
26 | 2555650.3592 | 1145727.9258 | 2555655.5072 | 1145724.6521
27 | 2555650.3592 | 1145727.9258 | 2555643.6489 | 1145732.1925
28 | 2555626.992 | 1145742.7835 | 2555643.6489 | 1145732.1925
29 | 2555613.1634 | 1145720.8521 | 2555626.992 | 1145742.7835
30 | 2555584.6272 | 1145728.5889 | 2555585.7157 | 1145732.7907
31 | 2555515.8477 | 1145789.8718 | 2555522.1607 | 1145787.4807 | 2555539.0157 | 1145783.3762
32 | 2555589.5778 | 1145597.2368 | 2555591.5589 | 1145595.2932
33 | 2555589.5778 | 1145597.2368 | 2555588.6038 | 1145598.1924 | 2555574.2533 | 1145610.7048 | 2555572.0082 | 1145612.4116
34 | 2555387.1871 | 1145617.0247 | 2555375.724 | 1145621.786
35 | 2555398.8752 | 1145612.1699 | 2555387.1871 | 1145617.0247
36 | 2555366.6826 | 1145626.3985 | 2555372.1691 | 1145623.2625 | 2555375.724 | 1145621.786
37 | 2555357.6266 | 1145631.5747 | 2555366.6826 | 1145626.3985
38 | 2555367.3725 | 1145676.7034 | 2555366.6185 | 1145666.2036 | 2555363.2323 | 1145648.842 | 2555361.348 | 1145640.2738 | 2555357.6266 | 1145631.5747
39 | 2555348.6118 | 1145620.7805 | 2555353.6156 | 1145626.2906 | 2555357.6266 | 1145631.5747
40 | 2555367.3725 | 1145676.7034 | 2555353.577 | 1145675.9276 | 2555345.1216 | 1145674.4871
41 | 2555367.3725 | 1145676.7034 | 2555368.8697 | 1145684.8743 | 2555368.8749 | 1145696.0306
42 | 2555367.3725 | 1145676.7034 | 2555392.8353 | 1145677.2037 | 2555395.6839 | 1145677.0946
43 | 2555348.6118 | 1145620.7805 | 2555339.2454 | 1145629.8769
44 | 2555348.6118 | 1145620.7805 | 2555345.075 | 1145617.2959
45 | 2555345.1216 | 1145674.4871 | 2555331.4602 | 1145672.1597
46 | 2555368.878 | 1145702.55 | 2555368.8749 | 1145696.0306
47 | 2555411.0933 | 1145676.5046 | 2555395.6839 | 1145677.0946
48 | 2555323.6 | 1145595.6955 | 2555328.3975 | 1145600.8648 | 2555345.075 | 1145617.2959
49 | 2555411.0933 | 1145676.5046 | 2555420.9216 | 1145676.1283 | 2555424.0885 | 1145675.6086
50 | 2555460.6523 | 1145669.6084 | 2555424.0885 | 1145675.6086
51 | 2555460.6523 | 1145669.6084 | 2555462.1957 | 1145669.1011
52 | 2555460.6523 | 1145669.6084 | 2555467.2894 | 1145693.6099
53 | 2555326.5991 | 1145671.3316 | 2555331.4602 | 1145672.1597
54 | 2555462.1957 | 1145669.1011 | 2555481.9894 | 1145662.5946
55 | 2555469.8715 | 1145708.0488 | 2555469.0828 | 1145700.095 | 2555467.2894 | 1145693.6099
56 | 2555326.5991 | 1145671.3316 | 2555312.4478 | 1145668.9208
57 | 2555378.8966 | 1145523.1337 | 2555379.6536 | 1145522.0661 | 2555383.5923 | 1145515.3241
58 | 2555378.8966 | 1145523.1337 | 2555375.3504 | 1145528.1344 | 2555370.9878 | 1145531.3907 | 2555367.0938 | 1145533.5985 | 2555356.6566 | 1145538.1783 | 2555348.1491 | 1145541.1268
59 | 2555321.8881 | 1145546.7741 | 2555330.7231 | 1145544.7297 | 2555346.2659 | 1145541.7795 | 2555348.1491 | 1145541.1268
60 | 2555288.3002 | 1145561.22 | 2555296.1817 | 1145554.936 | 2555304.2106 | 1145550.8965 | 2555321.8881 | 1145546.7741
61 | 2555321.8881 | 1145546.7741 | 2555319.3366 | 1145529.6024
62 | 2555259.0193 | 1145595.9222 | 2555270.8023 | 1145583.2836 | 2555278.3728 | 1145573.3889 | 2555288.3002 | 1145561.22
63 | 2555288.3002 | 1145561.22 | 2555277.4786 | 1145555.4308 | 2555269.9197 | 1145551.3849 | 2555256.282 | 1145541.5833
64 | 2555288.3002 | 1145561.22 | 2555295.7394 | 1145566.7342 | 2555299.7709 | 1145570.6285 | 2555304.4764 | 1145575.4287
65 | 2555317.2219 | 1145515.3704 | 2555319.3366 | 1145529.6024
66 | 2555236.6776 | 1145615.3651 | 2555245.2667 | 1145609.198 | 2555259.0193 | 1145595.9222
67 | 2555259.0193 | 1145595.9222 | 2555275.2059 | 1145610.2403
68 | 2555251.0017 | 1145537.7883 | 2555256.282 | 1145541.5833
69 | 2555310.384 | 1145581.4552 | 2555304.4764 | 1145575.4287
70 | 2555317.2219 | 1145515.3704 | 2555317.2219 | 1145515.3704 | 2555330.6594 | 1145512.4217
71 | 2555236.6776 | 1145615.3651 | 2555224.5616 | 1145624.9831
72 | 2555236.6776 | 1145615.3651 | 2555247.161 | 1145626.7172
73 | 2555251.0017 | 1145537.7883 | 2555231.4784 | 1145523.7566 | 2555211.0004 | 1145514.9508
74 | 2555310.384 | 1145581.4552 | 2555300.0628 | 1145592.1784
75 | 2555310.384 | 1145581.4552 | 2555323.6 | 1145595.6955
76 | 2555330.6594 | 1145512.4217 | 2555330.8152 | 1145512.3875
77 | 2555481.9894 | 1145662.5946 | 2555497.4302 | 1145657.5189 | 2555503.7242 | 1145654.4112
78 | 2555470.4446 | 1145713.8587 | 2555469.8715 | 1145708.0488
79 | 2555469.8715 | 1145708.0488 | 2555463.0628 | 1145710.8674 | 2555451.7537 | 1145715.3108
80 | 2555503.7242 | 1145654.4112 | 2555510.1832 | 1145651.222
81 | 2555470.4446 | 1145713.8587 | 2555468.2975 | 1145718.5437 | 2555472.7552 | 1145731.2617 | 2555483.3894 | 1145748.125
82 | 2555470.4446 | 1145713.8587 | 2555488.0664 | 1145704.9016
83 | 2555451.7537 | 1145715.3108 | 2555441.5116 | 1145719.3349
84 | 2555522.1845 | 1145645.2962 | 2555510.1832 | 1145651.222
85 | 2555522.1845 | 1145645.2962 | 2555536.2416 | 1145636.8025
86 | 2555522.1845 | 1145645.2962 | 2555537.9759 | 1145663.3898
87 | 2555536.2416 | 1145636.8025 | 2555554.1845 | 1145625.9609 | 2555554.1845 | 1145625.9609
88 | 2555537.9759 | 1145663.3898 | 2555542.1308 | 1145668.1505
89 | 2555560.0969 | 1145621.4664 | 2555554.1845 | 1145625.9609
90 | 2555561.935 | 1145690.8419 | 2555542.1308 | 1145668.1505
91 | 2555560.0969 | 1145621.4664 | 2555564.2617 | 1145618.3003
92 | 2555565.9604 | 1145695.4541 | 2555561.935 | 1145690.8419
93 | 2555564.2617 | 1145618.3003 | 2555572.0082 | 1145612.4116
94 | 2555206.2317 | 1145649.3092 | 2555210.7323 | 1145638.8258 | 2555218.1726 | 1145630.0548 | 2555224.5616 | 1145624.9831
95 | 2555253.1573 | 1145641.8633 | 2555253.7988 | 1145638.7275 | 2555248.9841 | 1145628.6915 | 2555247.161 | 1145626.7172
96 | 2555336.1446 | 1145458.8831 | 2555343.5704 | 1145480.8793 | 2555345.6999 | 1145503.8419 | 2555344.2145 | 1145507.6105 | 2555344.1078 | 1145507.6769
97 | 2555330.8152 | 1145512.3875 | 2555339.6644 | 1145510.4457 | 2555344.1078 | 1145507.6769
98 | 2555441.5116 | 1145719.3349 | 2555427.3904 | 1145724.8832
99 | 2555431.8576 | 1145735.6996 | 2555427.3904 | 1145724.8832 | 2555427.3904 | 1145724.8832
100 | 2555483.3894 | 1145748.125 | 2555494.836 | 1145739.9619
101 | 2555483.9533 | 1145751.6559 | 2555483.3894 | 1145748.125
102 | 2555511.022 | 1145694.7777 | 2555501.9156 | 1145697.8621 | 2555488.0664 | 1145704.9016
103 | 2555483.9533 | 1145751.6559 | 2555487.1316 | 1145754.4894 | 2555499.1242 | 1145770.1532
104 | 2555483.9533 | 1145751.6559 | 2555480.5064 | 1145756.1393 | 2555459.1922 | 1145770.7241
105 | 2555407.6469 | 1145805.9953 | 2555430.3016 | 1145790.4932
106 | 2555388.3346 | 1145819.2101 | 2555407.6469 | 1145805.9953
107 | 2555430.3016 | 1145790.4932 | 2555459.1922 | 1145770.7241
108 | 2555388.3346 | 1145819.2101 | 2555367.9693 | 1145799.4313
109 | 2555367.9693 | 1145799.4313 | 2555350.1487 | 1145782.1239
110 | 2555350.1487 | 1145782.1239 | 2555347.8033 | 1145779.8461 | 2555341.765 | 1145775.753
111 | 2555440.8193 | 1145834.8069 | 2555426.8576 | 1145837.4673 | 2555422.5141 | 1145836.9319
112 | 2555440.8193 | 1145834.8069 | 2555451.1674 | 1145829.6721 | 2555461.0406 | 1145823.9131
113 | 2555338.6905 | 1145773.6689 | 2555341.765 | 1145775.753
114 | 2555479.5223 | 1145811.2738 | 2555464.6221 | 1145821.824 | 2555461.0406 | 1145823.9131
115 | 2555329.8658 | 1145768.5179 | 2555335.4419 | 1145771.4669 | 2555338.6905 | 1145773.6689
116 | 2555329.8658 | 1145768.5179 | 2555328.5986 | 1145760.2897 | 2555327.3768 | 1145755.0739 | 2555323.517 | 1145749.4664 | 2555322.2076 | 1145749.1141
117 | 2555322.2076 | 1145749.1141 | 2555314.5429 | 1145747.0519
118 | 2555307.1519 | 1145745.0634 | 2555314.5429 | 1145747.0519
119 | 2555307.1519 | 1145745.0634 | 2555294.3344 | 1145741.479 | 2555286.9757 | 1145744.702 | 2555277.6816 | 1145749.0178
120 | 2555277.6816 | 1145749.0178 | 2555270.6197 | 1145744.6236 | 2555268.0278 | 1145742.9719
121 | 2555310.5735 | 1145668.6014 | 2555312.4478 | 1145668.9208
122 | 2555285.61 | 1145664.3486 | 2555310.5735 | 1145668.6014
123 | 2555259.1742 | 1145660.0985 | 2555285.61 | 1145664.3486
124 | 2555285.61 | 1145664.3486 | 2555281.8469 | 1145687.1235
125 | 2555259.1742 | 1145660.0985 | 2555258.0515 | 1145669.2449 | 2555255.5423 | 1145682.8781
126 | 2555280.0008 | 1145698.2967 | 2555281.8469 | 1145687.1235
127 | 2555248.665 | 1145699.3525 | 2555254.2858 | 1145689.7057 | 2555255.5423 | 1145682.8781
128 | 2555203.496 | 1145649.2073 | 2555206.2317 | 1145649.3092
129 | 2555203.496 | 1145649.2073 | 2555189.2567 | 1145641.4649 | 2555183.3191 | 1145637.4515 | 2555168.8032 | 1145627.6546 | 2555153.9014 | 1145618.3966
130 | 2555565.9604 | 1145695.4541 | 2555554.4515 | 1145704.2767
131 | 2555539.1642 | 1145709.9484 | 2555545.7094 | 1145710.9784 | 2555554.4515 | 1145704.2767
132 | 2555565.9604 | 1145695.4541 | 2555569.7026 | 1145699.7398 | 2555578.1496 | 1145711.5773
133 | 2555539.1642 | 1145709.9484 | 2555537.9723 | 1145709.7905 | 2555535.1509 | 1145711.6012
134 | 2555578.1496 | 1145711.5773 | 2555579.7086 | 1145713.762 | 2555582.5226 | 1145721.9136
135 | 2555584.6272 | 1145728.5889 | 2555584.0341 | 1145726.2921 | 2555582.5226 | 1145721.9136
136 | 2555584.6272 | 1145728.5889 | 2555585.9068 | 1145721.8871 | 2555589.0099 | 1145716.617 | 2555593.5796 | 1145711.2583 | 2555596.824 | 1145704.3086 | 2555596.5727 | 1145700.4418 | 2555603.99 | 1145693.8765
137 | 2555609.3646 | 1145689.1193 | 2555603.99 | 1145693.8765
138 | 2555492.3295 | 1145802.2056 | 2555502.7332 | 1145794.8392 | 2555515.8477 | 1145789.8718
139 | 2555492.3295 | 1145802.2056 | 2555483.007 | 1145808.8065
140 | 2555479.5223 | 1145811.2738 | 2555483.007 | 1145808.8065

## bus_geodata
| x | y | coords
0 | 2555688.5537 | 1145758.8882
1 | 2555715.9574 | 1145742.4612
2 | 2555694.4434 | 1145696.0735
3 | 2555676.8532 | 1145653.6479
4 | 2555685.5189 | 1145705.5672
5 | 2555628.1515 | 1145782.3511
6 | 2555585.3571 | 1145781.6441
7 | 2555593.7764 | 1145763.9062
8 | 2555571.8967 | 1145781.4767
9 | 2555606.223 | 1145755.9911
10 | 2555588.146 | 1145742.172
11 | 2555556.817 | 1145805.4227
12 | 2555555.9768 | 1145781.8065
13 | 2555664.8565 | 1145662.9491
14 | 2555663.6036 | 1145626.8873
15 | 2555690.284 | 1145645.7368
16 | 2555667.8597 | 1145716.797
17 | 2555645.7833 | 1145659.5466
18 | 2555640.8653 | 1145638.2623
19 | 2555669.9755 | 1145612.2085
20 | 2555624.4188 | 1145649.1544
21 | 2555650.03 | 1145569.7364
22 | 2555660.3991 | 1145750.9607
23 | 2555650.3592 | 1145727.9258
24 | 2555655.5072 | 1145724.6521
25 | 2555643.6489 | 1145732.1925
26 | 2555626.992 | 1145742.7835
27 | 2555613.1634 | 1145720.852
28 | 2555585.7157 | 1145732.7907
29 | 2555567.71 | 1145803.0659
30 | 2555539.0157 | 1145783.3762
31 | 2555591.5589 | 1145595.2932
32 | 2555589.5778 | 1145597.2368
33 | 2555387.1871 | 1145617.0247
34 | 2555375.724 | 1145621.786
35 | 2555398.8752 | 1145612.1699
36 | 2555366.6826 | 1145626.3985
37 | 2555357.6266 | 1145631.5747
38 | 2555367.3725 | 1145676.7034
39 | 2555348.6118 | 1145620.7805
40 | 2555345.1216 | 1145674.4871
41 | 2555368.8749 | 1145696.0306
42 | 2555395.6839 | 1145677.0946
43 | 2555339.2454 | 1145629.8769
44 | 2555345.075 | 1145617.2959
45 | 2555411.0933 | 1145676.5046
46 | 2555424.0885 | 1145675.6086
47 | 2555460.6523 | 1145669.6084
48 | 2555331.4602 | 1145672.1597
49 | 2555368.878 | 1145702.55
50 | 2555462.1957 | 1145669.1011
51 | 2555467.2894 | 1145693.6099
52 | 2555326.5991 | 1145671.3316
53 | 2555378.8966 | 1145523.1337
54 | 2555383.5923 | 1145515.3241
55 | 2555348.1491 | 1145541.1268
56 | 2555321.8881 | 1145546.7741
57 | 2555288.3002 | 1145561.22
58 | 2555319.3366 | 1145529.6024
59 | 2555259.0193 | 1145595.9222
60 | 2555256.282 | 1145541.5833
61 | 2555304.4764 | 1145575.4287
62 | 2555317.2219 | 1145515.3704
63 | 2555236.6776 | 1145615.3651
64 | 2555275.2059 | 1145610.2403
65 | 2555251.0017 | 1145537.7883
66 | 2555310.384 | 1145581.4552
67 | 2555330.6594 | 1145512.4217
68 | 2555323.6 | 1145595.6955
69 | 2555300.0628 | 1145592.1784
70 | 2555481.9894 | 1145662.5946
71 | 2555469.8715 | 1145708.0488
72 | 2555503.7242 | 1145654.4112
73 | 2555470.4446 | 1145713.8587
74 | 2555451.7537 | 1145715.3108
75 | 2555510.1832 | 1145651.222
76 | 2555522.1845 | 1145645.2962
77 | 2555536.2416 | 1145636.8025
78 | 2555537.9759 | 1145663.3898
79 | 2555554.1845 | 1145625.9609
80 | 2555542.1308 | 1145668.1505
81 | 2555560.0969 | 1145621.4664
82 | 2555561.935 | 1145690.8419
83 | 2555564.2617 | 1145618.3003
84 | 2555572.0082 | 1145612.4116
85 | 2555224.5616 | 1145624.9831
86 | 2555247.161 | 1145626.7172
87 | 2555211.0004 | 1145514.9508
88 | 2555336.1446 | 1145458.8831
89 | 2555344.1078 | 1145507.6769
90 | 2555330.8152 | 1145512.3875
91 | 2555441.5116 | 1145719.3349
92 | 2555427.3904 | 1145724.8832
93 | 2555431.8576 | 1145735.6996
94 | 2555483.3894 | 1145748.125
95 | 2555488.0664 | 1145704.9016
96 | 2555494.836 | 1145739.9619
97 | 2555483.9533 | 1145751.6559
98 | 2555511.022 | 1145694.7777
99 | 2555407.6469 | 1145805.9953
100 | 2555430.3016 | 1145790.4932
101 | 2555388.3346 | 1145819.2101
102 | 2555459.1922 | 1145770.7241
103 | 2555367.9693 | 1145799.4313
104 | 2555350.1487 | 1145782.1239
105 | 2555422.5141 | 1145836.9319
106 | 2555440.8193 | 1145834.8069
107 | 2555499.1242 | 1145770.1532
108 | 2555341.765 | 1145775.753
109 | 2555461.0406 | 1145823.9131
110 | 2555338.6905 | 1145773.6689
111 | 2555329.8658 | 1145768.5179
112 | 2555314.5429 | 1145747.0519
113 | 2555322.2076 | 1145749.1141
114 | 2555307.1519 | 1145745.0634
115 | 2555277.6816 | 1145749.0178
116 | 2555268.0278 | 1145742.9719
117 | 2555312.4478 | 1145668.9208
118 | 2555310.5735 | 1145668.6014
119 | 2555285.61 | 1145664.3486
120 | 2555259.1742 | 1145660.0985
121 | 2555281.8469 | 1145687.1235
122 | 2555280.0008 | 1145698.2967
123 | 2555255.5423 | 1145682.8781
124 | 2555206.2317 | 1145649.3092
125 | 2555203.496 | 1145649.2073
126 | 2555248.665 | 1145699.3525
127 | 2555153.9014 | 1145618.3966
128 | 2555253.1573 | 1145641.8633
129 | 2555554.4515 | 1145704.2767
130 | 2555565.9604 | 1145695.4541
131 | 2555539.1642 | 1145709.9484
132 | 2555578.1496 | 1145711.5773
133 | 2555535.1509 | 1145711.6012
134 | 2555582.5226 | 1145721.9136
135 | 2555584.6272 | 1145728.5889
136 | 2555603.99 | 1145693.8765
137 | 2555609.3646 | 1145689.1193
138 | 2555515.8477 | 1145789.8718
139 | 2555492.3295 | 1145802.2056
140 | 2555483.007 | 1145808.8065
141 | 2555479.5223 | 1145811.2738
142 | 2555357.6266 | 1145631.5747

## line_std_types
| c_nf_per_km | r_ohm_per_km | x_ohm_per_km | max_i_ka | type | q_mm2 | alpha | voltage_rating
NAYY 4x50 SE | 210 | 0.642 | 0.083 | 0.142 | cs | 50 | 0.00403 | LV
NAYY 4x120 SE | 264 | 0.225 | 0.08 | 0.242 | cs | 120 | 0.00403 | LV
NAYY 4x150 SE | 261 | 0.208 | 0.08 | 0.27 | cs | 150 | 0.00403 | LV
NA2XS2Y 1x95 RM/25 12/20 kV | 216 | 0.313 | 0.132 | 0.252 | cs | 95 | 0.00403 | MV
NA2XS2Y 1x185 RM/25 12/20 kV | 273 | 0.161 | 0.117 | 0.362 | cs | 185 | 0.00403 | MV
NA2XS2Y 1x240 RM/25 12/20 kV | 304 | 0.122 | 0.112 | 0.421 | cs | 240 | 0.00403 | MV
NA2XS2Y 1x95 RM/25 6/10 kV | 315 | 0.313 | 0.123 | 0.249 | cs | 95 | 0.00403 | MV
NA2XS2Y 1x185 RM/25 6/10 kV | 406 | 0.161 | 0.11 | 0.358 | cs | 185 | 0.00403 | MV
NA2XS2Y 1x240 RM/25 6/10 kV | 456 | 0.122 | 0.105 | 0.416 | cs | 240 | 0.00403 | MV
NA2XS2Y 1x150 RM/25 12/20 kV | 250 | 0.206 | 0.116 | 0.319 | cs | 150 | 0.00403 | MV
NA2XS2Y 1x120 RM/25 12/20 kV | 230 | 0.253 | 0.119 | 0.283 | cs | 120 | 0.00403 | MV
NA2XS2Y 1x70 RM/25 12/20 kV | 190 | 0.443 | 0.132 | 0.22 | cs | 70 | 0.00403 | MV
NA2XS2Y 1x150 RM/25 6/10 kV | 360 | 0.206 | 0.11 | 0.315 | cs | 150 | 0.00403 | MV
NA2XS2Y 1x120 RM/25 6/10 kV | 340 | 0.253 | 0.113 | 0.28 | cs | 120 | 0.00403 | MV
NA2XS2Y 1x70 RM/25 6/10 kV | 280 | 0.443 | 0.123 | 0.217 | cs | 70 | 0.00403 | MV
N2XS(FL)2Y 1x120 RM/35 64/110 kV | 112 | 0.153 | 0.166 | 0.366 | cs | 120 | 0.00393 | HV
N2XS(FL)2Y 1x185 RM/35 64/110 kV | 125 | 0.099 | 0.156 | 0.457 | cs | 185 | 0.00393 | HV
N2XS(FL)2Y 1x240 RM/35 64/110 kV | 135 | 0.075 | 0.149 | 0.526 | cs | 240 | 0.00393 | HV
N2XS(FL)2Y 1x300 RM/35 64/110 kV | 144 | 0.06 | 0.144 | 0.588 | cs | 300 | 0.00393 | HV
15-AL1/3-ST1A 0.4 | 11 | 1.8769 | 0.35 | 0.105 | ol | 16 | 0.00403 | LV
24-AL1/4-ST1A 0.4 | 11.25 | 1.2012 | 0.335 | 0.14 | ol | 24 | 0.00403 | LV
48-AL1/8-ST1A 0.4 | 12.2 | 0.5939 | 0.3 | 0.21 | ol | 48 | 0.00403 | LV
94-AL1/15-ST1A 0.4 | 13.2 | 0.306 | 0.29 | 0.35 | ol | 94 | 0.00403 | LV
34-AL1/6-ST1A 10.0 | 9.7 | 0.8342 | 0.36 | 0.17 | ol | 34 | 0.00403 | MV
48-AL1/8-ST1A 10.0 | 10.1 | 0.5939 | 0.35 | 0.21 | ol | 48 | 0.00403 | MV
70-AL1/11-ST1A 10.0 | 10.4 | 0.4132 | 0.339 | 0.29 | ol | 70 | 0.00403 | MV
94-AL1/15-ST1A 10.0 | 10.75 | 0.306 | 0.33 | 0.35 | ol | 94 | 0.00403 | MV
122-AL1/20-ST1A 10.0 | 11.1 | 0.2376 | 0.323 | 0.41 | ol | 122 | 0.00403 | MV
149-AL1/24-ST1A 10.0 | 11.25 | 0.194 | 0.315 | 0.47 | ol | 149 | 0.00403 | MV
34-AL1/6-ST1A 20.0 | 9.15 | 0.8342 | 0.382 | 0.17 | ol | 34 | 0.00403 | MV
48-AL1/8-ST1A 20.0 | 9.5 | 0.5939 | 0.372 | 0.21 | ol | 48 | 0.00403 | MV
70-AL1/11-ST1A 20.0 | 9.7 | 0.4132 | 0.36 | 0.29 | ol | 70 | 0.00403 | MV
94-AL1/15-ST1A 20.0 | 10 | 0.306 | 0.35 | 0.35 | ol | 94 | 0.00403 | MV
122-AL1/20-ST1A 20.0 | 10.3 | 0.2376 | 0.344 | 0.41 | ol | 122 | 0.00403 | MV
149-AL1/24-ST1A 20.0 | 10.5 | 0.194 | 0.337 | 0.47 | ol | 149 | 0.00403 | MV
184-AL1/30-ST1A 20.0 | 10.75 | 0.1571 | 0.33 | 0.535 | ol | 184 | 0.00403 | MV
243-AL1/39-ST1A 20.0 | 11 | 0.1188 | 0.32 | 0.645 | ol | 243 | 0.00403 | MV
48-AL1/8-ST1A 110.0 | 8 | 0.5939 | 0.46 | 0.21 | ol | 48 | 0.00403 | HV
70-AL1/11-ST1A 110.0 | 8.4 | 0.4132 | 0.45 | 0.29 | ol | 70 | 0.00403 | HV
94-AL1/15-ST1A 110.0 | 8.65 | 0.306 | 0.44 | 0.35 | ol | 94 | 0.00403 | HV
122-AL1/20-ST1A 110.0 | 8.5 | 0.2376 | 0.43 | 0.41 | ol | 122 | 0.00403 | HV
149-AL1/24-ST1A 110.0 | 8.75 | 0.194 | 0.41 | 0.47 | ol | 149 | 0.00403 | HV
184-AL1/30-ST1A 110.0 | 8.8 | 0.1571 | 0.4 | 0.535 | ol | 184 | 0.00403 | HV
243-AL1/39-ST1A 110.0 | 9 | 0.1188 | 0.39 | 0.645 | ol | 243 | 0.00403 | HV
305-AL1/39-ST1A 110.0 | 9.2 | 0.0949 | 0.38 | 0.74 | ol | 305 | 0.00403 | HV
490-AL1/64-ST1A 110.0 | 9.75 | 0.059 | 0.37 | 0.96 | ol | 490 | 0.00403 | HV
679-AL1/86-ST1A 110.0 | 9.95 | 0.042 | 0.36 | 1.15 | ol | 679 | 0.00403 | HV
490-AL1/64-ST1A 220.0 | 10 | 0.059 | 0.285 | 0.96 | ol | 490 | 0.00403 | HV
679-AL1/86-ST1A 220.0 | 11.7 | 0.042 | 0.275 | 1.15 | ol | 679 | 0.00403 | HV
490-AL1/64-ST1A 380.0 | 11 | 0.059 | 0.253 | 0.96 | ol | 490 | 0.00403 | HV
679-AL1/86-ST1A 380.0 | 14.6 | 0.042 | 0.25 | 1.15 | ol | 679 | 0.00403 | HV

## trafo_std_types
| i0_percent | pfe_kw | vkr_percent | sn_mva | vn_lv_kv | vn_hv_kv | vk_percent | shift_degree | vector_group | tap_side | tap_neutral | tap_min | tap_max | tap_step_degree | tap_step_percent | tap_phase_shifter
160 MVA 380/110 kV | 0.06 | 60 | 0.25 | 160 | 110 | 380 | 12.2 | 0 | Yy0 | hv | 0 | -9 | 9 | 0 | 1.5 | FALSE
100 MVA 220/110 kV | 0.06 | 55 | 0.26 | 100 | 110 | 220 | 12 | 0 | Yy0 | hv | 0 | -9 | 9 | 0 | 1.5 | FALSE
63 MVA 110/20 kV | 0.04 | 22 | 0.32 | 63 | 20 | 110 | 18 | 150 | YNd5 | hv | 0 | -9 | 9 | 0 | 1.5 | FALSE
40 MVA 110/20 kV | 0.05 | 18 | 0.34 | 40 | 20 | 110 | 16.2 | 150 | YNd5 | hv | 0 | -9 | 9 | 0 | 1.5 | FALSE
25 MVA 110/20 kV | 0.07 | 14 | 0.41 | 25 | 20 | 110 | 12 | 150 | YNd5 | hv | 0 | -9 | 9 | 0 | 1.5 | FALSE
63 MVA 110/10 kV | 0.04 | 22 | 0.32 | 63 | 10 | 110 | 18 | 150 | YNd5 | hv | 0 | -9 | 9 | 0 | 1.5 | FALSE
40 MVA 110/10 kV | 0.05 | 18 | 0.34 | 40 | 10 | 110 | 16.2 | 150 | YNd5 | hv | 0 | -9 | 9 | 0 | 1.5 | FALSE
25 MVA 110/10 kV | 0.07 | 14 | 0.41 | 25 | 10 | 110 | 12 | 150 | YNd5 | hv | 0 | -9 | 9 | 0 | 1.5 | FALSE
0.25 MVA 20/0.4 kV | 0.32 | 0.8 | 1.44 | 0.25 | 0.4 | 20 | 6 | 150 | Yzn5 | hv | 0 | -2 | 2 | 0 | 2.5 | FALSE
0.4 MVA 20/0.4 kV | 0.3375 | 1.35 | 1.425 | 0.4 | 0.4 | 20 | 6 | 150 | Dyn5 | hv | 0 | -2 | 2 | 0 | 2.5 | FALSE
0.63 MVA 20/0.4 kV | 0.2619 | 1.65 | 1.206 | 0.63 | 0.4 | 20 | 6 | 150 | Dyn5 | hv | 0 | -2 | 2 | 0 | 2.5 | FALSE
0.25 MVA 10/0.4 kV | 0.24 | 0.6 | 1.2 | 0.25 | 0.4 | 10 | 4 | 150 | Dyn5 | hv | 0 | -2 | 2 | 0 | 2.5 | FALSE
0.4 MVA 10/0.4 kV | 0.2375 | 0.95 | 1.325 | 0.4 | 0.4 | 10 | 4 | 150 | Dyn5 | hv | 0 | -2 | 2 | 0 | 2.5 | FALSE
0.63 MVA 10/0.4 kV | 0.1873 | 1.18 | 1.0794 | 0.63 | 0.4 | 10 | 4 | 150 | Dyn5 | hv | 0 | -2 | 2 | 0 | 2.5 | FALSE

## trafo3w_std_types
| sn_hv_mva | sn_mv_mva | sn_lv_mva | vn_hv_kv | vn_mv_kv | vn_lv_kv | vk_hv_percent | vk_mv_percent | vk_lv_percent | vkr_hv_percent | vkr_mv_percent | vkr_lv_percent | pfe_kw | i0_percent | shift_mv_degree | shift_lv_degree | vector_group | tap_side | tap_neutral | tap_min | tap_max | tap_step_percent
63/25/38 MVA 110/20/10 kV | 63 | 25 | 38 | 110 | 20 | 10 | 10.4 | 10.4 | 10.4 | 0.28 | 0.32 | 0.35 | 35 | 0.89 | 0 | 0 | YN0yn0yn0 | hv | 0 | -10 | 10 | 1.2
63/25/38 MVA 110/10/10 kV | 63 | 25 | 38 | 110 | 10 | 10 | 10.4 | 10.4 | 10.4 | 0.28 | 0.32 | 0.35 | 35 | 0.89 | 0 | 0 | YN0yn0yn0 | hv | 0 | -10 | 10 | 1.2

## fuse_std_types
| fuse_type | i_rated_a | t_avg | t_min | t_total | x_avg | x_min | x_total
HV 100A | HV 100A | 100 | 0 | [10.0, 3.64, 0.854, 0.281, 0.1, 0.0531, 0.022, 0.01] | [10.0, 4.267, 1.21, 0.403, 0.1, 0.058, 0.022, 0.01] | 0 | [300.0, 350.0, 450.0, 550.0, 700.0, 850.0, 1200.0, 1752.0] | [600.0, 700.0, 900.0, 1150.0, 1665.0, 2000.0, 3000.0, 4313.0]
HV 10A | HV 10A | 10 | 0 | [10.0, 1675.0, 0.344, 0.156, 0.1, 0.0417, 0.0171, 0.01] | [10.0, 1.3, 0.3, 0.155, 0.1, 0.0555, 0.023, 0.01] | 0 | [30.0, 32.0, 35.0, 37.0, 39.0, 50.0, 70.0, 88.0] | [60.0, 70.0, 80.0, 87.0, 94.0, 110.0, 150.0, 216.0]
HV 125A | HV 125A | 125 | 0 | [10.0, 1.82, 0.344, 0.1, 0.0467, 0.0269, 0.01] | [10.0, 2.478, 0.426, 0.1, 0.0427, 0.0211, 0.01] | 0 | [375.0, 500.0, 700.0, 925.0, 1200.0, 1500.0, 2341.0] | [750.0, 1000.0, 1500.0, 2200.0, 3000.0, 4000.0, 5765.0]
HV 160A | HV 160A | 160 | 0 | [10.0, 4.15, 1.03, 0.198, 0.1, 0.051, 0.0172, 0.01] | [10.0, 2.3, 0.734, 0.274, 0.1, 0.046, 0.0177, 0.01] | 0 | [480.0, 550.0, 700.0, 1000.0, 1260.0, 1600.0, 2500.0, 3227.0] | [960.0, 1300.0, 1700.0, 2200.0, 2996.0, 4000.0, 6000.0, 7946.0]
HV 16A | HV 16A | 16 | 0 | [10.0, 0.352, 0.164, 0.1, 0.0649, 0.0342, 0.01] | [10.0, 2.34, 0.722, 0.181, 0.1, 0.055, 0.0296, 0.01] | 0 | [48.0, 60.0, 65.0, 71.0, 80.0, 100.0, 162.0] | [96.0, 110.0, 125.0, 150.0, 168.0, 200.0, 250.0, 398.0]
HV 200A | HV 200A | 200 | 0 | [10.0, 4.267, 1.21, 0.403, 0.1, 0.058, 0.022, 0.01] | [10.0, 3.73, 1.654, 0.328, 0.1, 0.0531, 0.019, 0.01] | 0 | [600.0, 700.0, 900.0, 1150.0, 1665.0, 2000.0, 3000.0, 4313.0] | [1200.0, 1500.0, 1800.0, 2700.0, 3960.0, 5000.0, 7500.0, 10620.0]
HV 20A | HV 20A | 20 | 0 | [10.0, 1.3, 0.3, 0.155, 0.1, 0.0555, 0.023, 0.01] | [10.0, 1.3, 0.161, 0.1, 0.0611, 0.0399, 0.0141, 0.01] | 0 | [60.0, 70.0, 80.0, 87.0, 94.0, 110.0, 150.0, 216.0] | [120.0, 150.0, 200.0, 223.0, 260.0, 300.0, 450.0, 532.0]
HV 25A | HV 25A | 25 | 0 | [10.0, 2.512, 0.833, 0.299, 0.1, 0.0372, 0.0223, 0.01] | [10.0, 3.125, 0.597, 0.198, 0.1, 0.0378, 0.022, 0.01] | 0 | [75.0, 82.0, 90.0, 100.0, 124.0, 170.0, 200.0, 289.0] | [150.0, 170.0, 210.0, 250.0, 294.0, 400.0, 500.0, 711.0]
HV 31.5A | HV 31.5A | 31.5 | 0 | [10.0, 2.34, 0.722, 0.181, 0.1, 0.055, 0.0296, 0.01] | [10.0, 2.84, 0.368, 0.164, 0.1, 0.0621, 0.0378, 0.0195, 0.01] | 0 | [95.0, 110.0, 125.0, 150.0, 165.0, 200.0, 250.0, 390.0] | [189.0, 220.0, 300.0, 350.0, 393.0, 450.0, 530.0, 700.0, 960.0]
HV 40A | HV 40A | 40 | 0 | [10.0, 1.3, 0.161, 0.1, 0.0611, 0.0399, 0.0141, 0.01] | [10.0, 2.05, 0.369, 0.198, 0.1, 0.051, 0.0298, 0.01] | 0 | [120.0, 150.0, 200.0, 223.0, 260.0, 300.0, 450.0, 532.0] | [240.0, 300.0, 400.0, 450.0, 530.0, 650.0, 800.0, 1311.0]
HV 50A | HV 50A | 50 | 0 | [10.0, 3.215, 0.597, 0.198, 0.1, 0.0378, 0.022, 0.01] | [10.0, 3.64, 0.854, 0.281, 0.1, 0.0531, 0.022, 0.01] | 0 | [150.0, 170.0, 210.0, 250.0, 294.0, 400.0, 500.0, 711.0] | [300.0, 350.0, 450.0, 550.0, 700.0, 850.0, 1200.0, 1752.0]
HV 6.3A | HV 6.3A | 6.3 | 0 | [10.0, 1.39, 0.344, 0.168, 0.1, 0.056, 0.0263, 0.01] | [10.0, 1.711, 0.516, 0.198, 0.1, 0.0634, 0.0303, 0.01] | 0 | [19.0, 19.5, 20.4, 20.8, 22.0, 25.0, 32.0, 48.0] | [38.0, 40.0, 43.0, 48.0, 53.0, 60.0, 75.0, 118.0]
HV 63A | HV 63A | 63 | 0 | [10.0, 2.84, 0.368, 0.164, 0.1, 0.0621, 0.0378, 0.0195, 0.01] | [10.0, 1.82, 0.344, 0.1, 0.0467, 0.0269, 0.01] | 0 | [189.0, 220.0, 300.0, 350.0, 393.0, 450.0, 530.0, 700.0, 961.0] | [378.0, 500.0, 700.0, 934.0, 1200.0, 1500.0, 2366.0]
HV 80A | HV 80A | 80 | 0 | [10.0, 2.05, 0.369, 0.198, 0.1, 0.051, 0.0298, 0.01] | [10.0, 4.15, 1.03, 0.198, 0.1, 0.051, 0.0172, 0.01] | 0 | [240.0, 300.0, 400.0, 450.0, 530.0, 650.0, 800.0, 1311.0] | [480.0, 550.0, 700.0, 1000.0, 1260.0, 1600.0, 2500.0, 3227.0]
Siemens NH-1-100 | Siemens NH-1-100 | 100 | [5400.0, 2000.0, 400.0, 20.0, 1.0, 0.2, 0.012, 0.004] | 0 | 0 | [150.0, 190.0, 250.0, 430.0, 900.0, 1250.0, 2700.0, 3600.0] | 0 | 0
Siemens NH-1-125 | Siemens NH-1-125 | 125 | [4800.0, 120.0, 7.0, 0.1, 0.004] | 0 | 0 | [180.0, 400.0, 740.0, 2000.0, 4250.0] | 0 | 0
Siemens NH-1-16 | Siemens NH-1-16 | 16 | [4000.0, 400.0, 2.0, 0.1, 0.04, 0.01] | 0 | 0 | [26.0, 35.0, 75.0, 150.0, 200.0, 300.0] | 0 | 0
Siemens NH-1-160 | Siemens NH-1-160 | 160 | [4800.0, 120.0, 7.0, 0.1, 0.004] | 0 | 0 | [210.0, 500.0, 900.0, 2300.0, 5000.0] | 0 | 0
Siemens NH-1-25 | Siemens NH-1-25 | 25 | [4000.0, 1000.0, 10.0, 0.2, 0.02, 0.01] | 0 | 0 | [40.0, 50.0, 100.0, 210.0, 400.0, 500.0] | 0 | 0
Siemens NH-1-50 | Siemens NH-1-50 | 50 | [4000.0, 40.0, 4.0, 1.0, 0.02, 0.01] | 0 | 0 | [86.0, 200.0, 300.0, 400.0, 1000.0, 1280.0] | 0 | 0
Siemens NH-1-63 | Siemens NH-1-63 | 63 | [4000.0, 100.0, 10.0, 2.0, 0.04, 0.01] | 0 | 0 | [100.0, 200.0, 300.0, 400.0, 1000.0, 1500.0] | 0 | 0
Siemens NH-1-80 | Siemens NH-1-80 | 80 | [4800.0, 120.0, 7.0, 0.1, 0.01] | 0 | 0 | [150.58, 250.0, 450.0, 1150.0, 2470.0] | 0 | 0
Siemens NH-2-1000 | Siemens NH-2-1000 | 1000 | [4800.0, 120.0, 7.0, 0.1, 0.004] | 0 | 0 | [1900.0, 3500.0, 8400.0, 24000.0, 52000.0] | 0 | 0
Siemens NH-2-200 | Siemens NH-2-200 | 200 | [4800.0, 120.0, 7.0, 0.1, 0.004] | 0 | 0 | [280.0, 650.0, 1200.0, 3000.0, 7000.0] | 0 | 0
Siemens NH-2-224 | Siemens NH-2-224 | 224 | [4800.0, 120.0, 7.0, 0.2, 0.04, 0.004] | 0 | 0 | [400.0, 750.0, 1453.0, 3025.0, 4315.0, 7600.0] | 0 | 0
Siemens NH-2-250 | Siemens NH-2-250 | 250 | [4800.0, 120.0, 7.0, 0.1, 0.004] | 0 | 0 | [450.0, 800.0, 1650.0, 4000.0, 8500.0] | 0 | 0
Siemens NH-2-315 | Siemens NH-2-315 | 315 | [4800.0, 120.0, 7.0, 0.1, 0.004] | 0 | 0 | [550.0, 920.0, 1900.0, 5000.0, 11000.0] | 0 | 0
Siemens NH-2-355 | Siemens NH-2-355 | 355 | [4800.0, 120.0, 6.0, 0.1, 0.004] | 0 | 0 | [650.0, 1116.27, 2350.0, 5840.0, 12790.0] | 0 | 0
Siemens NH-2-400 | Siemens NH-2-400 | 400 | [4800.0, 120.0, 7.0, 0.1, 0.004] | 0 | 0 | [720.0, 1350.0, 2800.0, 6500.0, 15000.0] | 0 | 0
Siemens NH-2-425 | Siemens NH-2-425 | 425 | [4800.0, 120.0, 7.0, 0.1, 0.004] | 0 | 0 | [850.0, 1500.0, 3050.0, 7500.0, 16500.0] | 0 | 0
Siemens NH-2-630 | Siemens NH-2-630 | 630 | [4800.0, 120.0, 7.0, 0.1, 0.004] | 0 | 0 | [1200.0, 2000.0, 4800.0, 12000.0, 26000.0] | 0 | 0

## res_bus
| vm_pu | va_degree | p_mw | q_mvar
0 | 0.97291 | -0.52294 | 0.0044651 | 0.0011191
1 | 0.97305 | -0.52032 | 0 | 0
2 | 0.9733 | -0.51541 | 0 | 0
3 | 0.97253 | -0.53055 | 0 | 0
4 | 0.97358 | -0.50988 | 0.0028186 | 0.0007064
5 | 0.97625 | -0.4573 | 0.0055755 | 0.0013974
6 | 0.97647 | -0.45291 | 0 | 0
7 | 0.97699 | -0.44266 | 0 | 0
8 | 0.9762 | -0.45829 | 0 | 0
9 | 0.97643 | -0.45377 | 0.0021973 | 0.0005507
10 | 0.97843 | -0.41455 | 0.0019302 | 0.00048376
11 | 0.97611 | -0.4601 | 0 | 0
12 | 0.97592 | -0.46377 | 0.0020596 | 0.00051619
13 | 0.97247 | -0.53178 | 0.0021805 | 0.00054649
14 | 0.97221 | -0.53684 | 0 | 0
15 | 0.9725 | -0.53119 | 0.0022177 | 0.00055581
16 | 0.97406 | -0.50024 | 0.0024157 | 0.00060543
17 | 0.97241 | -0.53281 | 0.0022371 | 0.00056066
18 | 0.97207 | -0.53953 | 0.0029321 | 0.00073487
19 | 0.97213 | -0.53845 | 0.0033366 | 0.00083624
20 | 0.97202 | -0.54054 | 0.0027834 | 0.00069758
21 | 0.97203 | -0.54044 | 0.0020845 | 0.00052241
22 | 0.97451 | -0.4915 | 0.004104 | 0.0010286
23 | 0.9746 | -0.4896 | 0 | 0
24 | 0.97444 | -0.49285 | 0.0015543 | 0.00038954
25 | 0.97485 | -0.48476 | 0.0039548 | 0.00099118
26 | 0.97553 | -0.47134 | 0 | 0
27 | 0.97549 | -0.47226 | 0.0019262 | 0.00048275
28 | 0.97906 | -0.40211 | 0.00088453 | 0.00022168
29 | 0.97607 | -0.46073 | 0.0030712 | 0.00076972
30 | 0.97565 | -0.46898 | 0.0019617 | 0.00049164
31 | 0.98644 | -0.25922 | 0.0022219 | 0.00055686
32 | 0.98644 | -0.25911 | 0.0024417 | 0.00061194
33 | 0.99939 | -0.011685 | 0.0066177 | 0.0016586
34 | 0.9997 | -0.0058331 | 0.0058757 | 0.0014726
35 | 0.99916 | -0.016193 | 0.020407 | 0.0051145
36 | 1 | 0 | -0.5806 | -0.14776
37 | 0.99871 | -0.02454 | 0 | 0
38 | 0.99626 | -0.071026 | 0 | 0
39 | 0.9977 | -0.043648 | 0 | 0
40 | 0.99547 | -0.086365 | 0.0043702 | 0.0010953
41 | 0.99601 | -0.075947 | 0.0032783 | 0.00082162
42 | 0.99512 | -0.092822 | 0.0063595 | 0.0015938
43 | 0.99766 | -0.044444 | 0.0034879 | 0.00087416
44 | 0.99735 | -0.050327 | 0.0041862 | 0.0010492
45 | 0.99451 | -0.10428 | 0.00056457 | 0.00014149
46 | 0.99401 | -0.11395 | 0.0014722 | 0.00036898
47 | 0.99258 | -0.14123 | 0 | 0
48 | 0.99503 | -0.094803 | 0.0016705 | 0.00041866
49 | 0.99594 | -0.077221 | 0.011117 | 0.0027861
50 | 0.99254 | -0.14204 | 0.004193 | 0.0010509
51 | 0.99135 | -0.16493 | 0.0016174 | 0.00040535
52 | 0.99488 | -0.097663 | 0.0022928 | 0.00057462
53 | 0.98673 | -0.25463 | 0.0058557 | 0.0014676
54 | 0.98669 | -0.25549 | 0.0052687 | 0.0013205
55 | 0.98711 | -0.24738 | 0.0063014 | 0.0015793
56 | 0.98754 | -0.239 | 0 | 0
57 | 0.99148 | -0.16272 | 0 | 0
58 | 0.98597 | -0.26945 | 0.010158 | 0.0025459
59 | 0.98982 | -0.19493 | 0 | 0
60 | 0.98713 | -0.24712 | 0.07415 | 0.018584
61 | 0.99335 | -0.1269 | 0.0076872 | 0.0019266
62 | 0.9848 | -0.29213 | 0.027405 | 0.0068684
63 | 0.98896 | -0.21163 | 0 | 0
64 | 0.98966 | -0.19812 | 0.0083088 | 0.0020824
65 | 0.98682 | -0.25315 | 0.029112 | 0.0072961
66 | 0.99391 | -0.11614 | 0 | 0
67 | 0.98404 | -0.30708 | 0.015097 | 0.0037837
68 | 0.99523 | -0.090853 | 0.0075588 | 0.0018944
69 | 0.99382 | -0.11785 | 0.0065051 | 0.0016303
70 | 0.99149 | -0.16212 | 0.0006997 | 0.00017536
71 | 0.99065 | -0.17854 | 0 | 0
72 | 0.98915 | -0.20683 | 0.0029409 | 0.00073706
73 | 0.99044 | -0.18249 | 0 | 0
74 | 0.9904 | -0.1834 | 0.0038981 | 0.00097697
75 | 0.98845 | -0.22033 | 0.0056468 | 0.0014152
76 | 0.98721 | -0.24412 | 0 | 0
77 | 0.98698 | -0.24862 | 0.0018865 | 0.00047281
78 | 0.98533 | -0.28035 | 0.0011037 | 0.00027661
79 | 0.98672 | -0.25366 | 0.00079923 | 0.00020031
80 | 0.98484 | -0.28978 | 0.001069 | 0.00026791
81 | 0.98664 | -0.25534 | 0.0048778 | 0.0012225
82 | 0.98255 | -0.33428 | 0.0010408 | 0.00026084
83 | 0.9866 | -0.25607 | 0.0014514 | 0.00036375
84 | 0.98654 | -0.25717 | 0.0016355 | 0.00040988
85 | 0.9887 | -0.21672 | 0.0084694 | 0.0021226
86 | 0.98878 | -0.21525 | 0.0068573 | 0.0017186
87 | 0.98586 | -0.27195 | 0.022651 | 0.0056769
88 | 0.9821 | -0.34493 | 0.031428 | 0.0078766
89 | 0.98356 | -0.31632 | 0.0039833 | 0.00099831
90 | 0.98403 | -0.30721 | 0.0099002 | 0.0024812
91 | 0.9903 | -0.18537 | 0.0034399 | 0.00086213
92 | 0.9902 | -0.18717 | 0.0022612 | 0.00056671
93 | 0.99016 | -0.18809 | 0.0044114 | 0.0011056
94 | 0.9892 | -0.20667 | 0 | 0
95 | 0.99039 | -0.18348 | 0.0015555 | 0.00038986
96 | 0.98916 | -0.20736 | 0.0027499 | 0.0006892
97 | 0.98909 | -0.20874 | 0 | 0
98 | 0.99036 | -0.18404 | 0.0012615 | 0.00031617
99 | 0.98689 | -0.25141 | 0.0025532 | 0.00063988
100 | 0.98745 | -0.24058 | 0.0028491 | 0.00071406
101 | 0.98647 | -0.25959 | 0 | 0
102 | 0.98825 | -0.225 | 0.0040514 | 0.0010154
103 | 0.98596 | -0.26951 | 0.0029808 | 0.00074706
104 | 0.98558 | -0.27687 | 0.0029645 | 0.00074296
105 | 0.97462 | -0.4893 | 0.0028903 | 0.00072439
106 | 0.97467 | -0.48831 | 0 | 0
107 | 0.98901 | -0.21026 | 0.0035481 | 0.00088923
108 | 0.98545 | -0.27944 | 0.0014971 | 0.00037521
109 | 0.97474 | -0.4871 | 0.0026748 | 0.00067038
110 | 0.98541 | -0.28025 | 0.0025077 | 0.00062849
111 | 0.98532 | -0.282 | 0 | 0
112 | 0.98507 | -0.28681 | 0.0049062 | 0.0012296
113 | 0.98513 | -0.28575 | 0.0021622 | 0.00054189
114 | 0.98506 | -0.28715 | 0 | 0
115 | 0.98499 | -0.28855 | 0 | 0
116 | 0.98496 | -0.28906 | 0.0024844 | 0.00062265
117 | 0.99448 | -0.10541 | 0.0014921 | 0.00037396
118 | 0.99443 | -0.10639 | 0.0036954 | 0.00092615
119 | 0.99384 | -0.11775 | 0.0052941 | 0.0013268
120 | 0.99357 | -0.12298 | 0 | 0
121 | 0.99365 | -0.12145 | 0.0067811 | 0.0016995
122 | 0.99363 | -0.1219 | 0.00228 | 0.00057141
123 | 0.99334 | -0.1275 | 0.0070702 | 0.001772
124 | 0.98841 | -0.22227 | 0 | 0
125 | 0.98839 | -0.22276 | 0 | 0
126 | 0.99327 | -0.12879 | 0.0040221 | 0.001008
127 | 0.98785 | -0.23321 | 0.010013 | 0.0025095
128 | 0.98868 | -0.21716 | 0.0062939 | 0.0015774
129 | 0.98203 | -0.34428 | 0.0013711 | 0.00034364
130 | 0.98208 | -0.34323 | 0 | 0
131 | 0.98199 | -0.34511 | 0 | 0
132 | 0.98064 | -0.37142 | 0.0010324 | 0.00025875
133 | 0.98198 | -0.34533 | 0.0026164 | 0.00065574
134 | 0.97984 | -0.387 | 0.0015397 | 0.0003859
135 | 0.97935 | -0.39647 | 0 | 0
136 | 0.97924 | -0.39869 | 0.0020875 | 0.00052318
137 | 0.97923 | -0.3988 | 0.00086158 | 0.00021593
138 | 0.97532 | -0.47549 | 0.0013909 | 0.00034858
139 | 0.97499 | -0.48205 | 0.0031778 | 0.00079642
140 | 0.97488 | -0.48418 | 0.0021764 | 0.00054545
141 | 0.97485 | -0.48481 | 0.0024393 | 0.00061133
142 | 0.99998 | 149.9956 | 0 | 0

## res_line
| p_from_mw | q_from_mvar | p_to_mw | q_to_mvar | pl_mw | ql_mvar | i_from_ka | i_to_ka | i_ka | vm_from_pu | va_from_degree | vm_to_pu | va_to_degree | loading_percent
0 | -0.0044651 | -0.0011191 | 0.0044657 | 0.001119 | 5.5879e-07 | -3.9207e-08 | 0.0068292 | 0.006829 | 0.0068292 | 0.97291 | -0.52294 | 0.97305 | -0.52032 | 1.8761
1 | -0.0044657 | -0.001119 | 0.0044667 | 0.001119 | 1.0441e-06 | -7.3591e-08 | 0.006829 | 0.0068288 | 0.006829 | 0.97305 | -0.52032 | 0.9733 | -0.51541 | 1.8761
2 | 0.01779 | 0.0044626 | -0.017777 | -0.004455 | 1.2831e-05 | 7.6377e-06 | 0.0272 | 0.0272 | 0.0272 | 0.9733 | -0.51541 | 0.97253 | -0.53055 | 7.4725
3 | -0.022257 | -0.0055815 | 0.022263 | 0.0055851 | 5.8656e-06 | 3.586e-06 | 0.034028 | 0.034028 | 0.034028 | 0.9733 | -0.51541 | 0.97358 | -0.50988 | 9.3484
4 | 0.0044179 | 0.0011069 | -0.0044177 | -0.0011069 | 2.601e-07 | -2.1883e-08 | 0.0067595 | 0.0067596 | 0.0067596 | 0.97253 | -0.53055 | 0.97247 | -0.53178 | 1.857
5 | 0.011141 | 0.0027924 | -0.011138 | -0.0027906 | 3.3406e-06 | 1.7578e-06 | 0.017047 | 0.017047 | 0.017047 | 0.97253 | -0.53055 | 0.97221 | -0.53684 | 4.6833
6 | 0.0022178 | 0.00055566 | -0.0022177 | -0.00055581 | 6.7306e-08 | -1.5033e-07 | 0.0033933 | 0.0033933 | 0.0033933 | 0.97253 | -0.53055 | 0.9725 | -0.53119 | 0.93223
7 | -0.025081 | -0.0062915 | 0.025093 | 0.0062987 | 1.1534e-05 | 7.1211e-06 | 0.038336 | 0.038336 | 0.038336 | 0.97358 | -0.50988 | 0.97406 | -0.50024 | 10.5319
8 | -0.0055755 | -0.0013974 | 0.0055767 | 0.0013976 | 1.1644e-06 | 2.0751e-07 | 0.0084983 | 0.0084981 | 0.0084983 | 0.97625 | -0.4573 | 0.97647 | -0.45291 | 2.3347
9 | -0.027445 | -0.0068855 | 0.027458 | 0.0068939 | 1.3426e-05 | 8.3365e-06 | 0.041825 | 0.041825 | 0.041825 | 0.97647 | -0.45291 | 0.97699 | -0.44266 | 11.4903
10 | 0.021868 | 0.005488 | -0.021862 | -0.0054846 | 5.6067e-06 | 3.4199e-06 | 0.033327 | 0.033327 | 0.033327 | 0.97647 | -0.45291 | 0.9762 | -0.45829 | 9.1557
11 | 0.041346 | 0.01041 | -0.041324 | -0.010396 | 2.1946e-05 | 1.3861e-05 | 0.062989 | 0.062989 | 0.062989 | 0.97699 | -0.44266 | 0.97643 | -0.45377 | 17.3048
12 | -0.068804 | -0.017304 | 0.068896 | 0.017362 | 9.2495e-05 | 5.8915e-05 | 0.10481 | 0.10481 | 0.10481 | 0.97699 | -0.44266 | 0.97843 | -0.41455 | 28.795
13 | 0.0030716 | 0.00076941 | -0.0030713 | -0.00076964 | 2.6398e-07 | -2.3251e-07 | 0.0046819 | 0.004682 | 0.004682 | 0.9762 | -0.45829 | 0.97611 | -0.4601 | 1.2863
14 | 0.018791 | 0.0047151 | -0.018786 | -0.0047122 | 4.9055e-06 | 2.9403e-06 | 0.028645 | 0.028645 | 0.028645 | 0.9762 | -0.45829 | 0.97592 | -0.46377 | 7.8695
15 | 0.039127 | 0.0098451 | -0.039094 | -0.0098244 | 3.2831e-05 | 2.0704e-05 | 0.059641 | 0.059641 | 0.059641 | 0.97643 | -0.45377 | 0.97553 | -0.47134 | 16.3849
16 | -0.070827 | -0.017846 | 0.070869 | 0.017873 | 4.2192e-05 | 2.6881e-05 | 0.10775 | 0.10775 | 0.10775 | 0.97843 | -0.41455 | 0.97906 | -0.40211 | 29.6015
17 | 0.0030713 | 0.00076964 | -0.0030712 | -0.00076972 | 9.3441e-08 | -8.2276e-08 | 0.004682 | 0.0046821 | 0.0046821 | 0.97611 | -0.4601 | 0.97607 | -0.46073 | 1.2863
18 | 0.016726 | 0.004196 | -0.016722 | -0.0041936 | 4.155e-06 | 2.4464e-06 | 0.025504 | 0.025505 | 0.025505 | 0.97592 | -0.46377 | 0.97565 | -0.46898 | 7.0067
19 | 0.0022372 | 0.00056042 | -0.0022371 | -0.00056066 | 1.0885e-07 | -2.3764e-07 | 0.0034231 | 0.0034232 | 0.0034232 | 0.97247 | -0.53178 | 0.97241 | -0.53281 | 0.94044
20 | 0.0057164 | 0.0014324 | -0.0057157 | -0.0014323 | 7.3092e-07 | 1.5209e-07 | 0.0087491 | 0.0087492 | 0.0087492 | 0.97221 | -0.53684 | 0.97207 | -0.53953 | 2.4036
21 | 0.0054217 | 0.0013582 | -0.0054213 | -0.0013581 | 4.1458e-07 | 6.6253e-08 | 0.008298 | 0.008298 | 0.008298 | 0.97221 | -0.53684 | 0.97213 | -0.53845 | 2.2797
22 | -0.027508 | -0.0069041 | 0.027518 | 0.0069101 | 9.6955e-06 | 6.0229e-06 | 0.042026 | 0.042026 | 0.042026 | 0.97406 | -0.50024 | 0.97444 | -0.49285 | 11.5457
23 | 0.0027835 | 0.00069742 | -0.0027834 | -0.00069758 | 1.3433e-07 | -1.5862e-07 | 0.0042608 | 0.0042609 | 0.0042609 | 0.97207 | -0.53953 | 0.97202 | -0.54054 | 1.1706
24 | 0.0020846 | 0.0005219 | -0.0020845 | -0.00052241 | 1.9791e-07 | -5.1594e-07 | 0.0031907 | 0.003191 | 0.003191 | 0.97213 | -0.53845 | 0.97203 | -0.54044 | 0.87664
25 | -0.004104 | -0.0010286 | 0.0041044 | 0.0010285 | 3.7223e-07 | -7.6729e-08 | 0.0062666 | 0.0062665 | 0.0062666 | 0.97451 | -0.4915 | 0.9746 | -0.4896 | 1.7216
26 | 0.029077 | 0.0073025 | -0.029072 | -0.0072996 | 4.51e-06 | 2.8104e-06 | 0.0444 | 0.0444 | 0.0444 | 0.9746 | -0.4896 | 0.97444 | -0.49285 | 12.1977
27 | -0.033181 | -0.0083309 | 0.033189 | 0.0083357 | 7.6549e-06 | 4.8e-06 | 0.050666 | 0.050666 | 0.050666 | 0.9746 | -0.4896 | 0.97485 | -0.48476 | 13.9193
28 | -0.037144 | -0.0093269 | 0.037168 | 0.0093419 | 2.3799e-05 | 1.4985e-05 | 0.056703 | 0.056703 | 0.056703 | 0.97485 | -0.48476 | 0.97553 | -0.47134 | 15.5777
29 | 0.0019263 | 0.00048248 | -0.0019262 | -0.00048275 | 8.3884e-08 | -2.698e-07 | 0.0029381 | 0.0029383 | 0.0029383 | 0.97553 | -0.47134 | 0.97549 | -0.47226 | 0.80721
30 | -0.071753 | -0.018095 | 0.071773 | 0.018107 | 1.9372e-05 | 1.2344e-05 | 0.10909 | 0.10909 | 0.10909 | 0.97906 | -0.40211 | 0.97935 | -0.39647 | 29.9708
31 | 0.01476 | 0.0037019 | -0.014756 | -0.0036993 | 4.5801e-06 | 2.6304e-06 | 0.022513 | 0.022513 | 0.022513 | 0.97565 | -0.46898 | 0.97532 | -0.47549 | 6.1848
32 | -0.0022219 | -0.00055686 | 0.0022219 | 0.00055683 | 1.1691e-08 | -2.7946e-08 | 0.0033517 | 0.0033517 | 0.0033517 | 0.98644 | -0.25922 | 0.98644 | -0.25911 | 0.92079
33 | -0.0046636 | -0.0011688 | 0.004664 | 0.0011687 | 4.3099e-07 | -2.0673e-08 | 0.0070348 | 0.0070347 | 0.0070348 | 0.98644 | -0.25911 | 0.98654 | -0.25717 | 1.9326
34 | -0.027029 | -0.0067757 | 0.027037 | 0.0067803 | 7.539e-06 | 4.6623e-06 | 0.040245 | 0.040245 | 0.040245 | 0.99939 | -0.011685 | 0.9997 | -0.0058331 | 11.0563
35 | 0.020411 | 0.0051171 | -0.020407 | -0.0051145 | 4.3838e-06 | 2.6398e-06 | 0.030392 | 0.030392 | 0.030392 | 0.99939 | -0.011685 | 0.99916 | -0.016193 | 8.3494
36 | -0.032912 | -0.0082529 | 0.032922 | 0.0082587 | 9.1522e-06 | 5.724e-06 | 0.048991 | 0.048991 | 0.048991 | 0.9997 | -0.0058331 | 1 | 0 | 13.4589
37 | 0.54603 | 0.13951 | -0.54539 | -0.13909 | 0.00064708 | 0.00041358 | 0.81345 | 0.81345 | 0.81345 | 1 | 0 | 0.99871 | -0.02454 | 55.8686
38 | 0.2313 | 0.059061 | -0.23078 | -0.058732 | 0.00051842 | 0.00032936 | 0.34501 | 0.34501 | 0.34501 | 0.99871 | -0.02454 | 0.99626 | -0.071026 | 23.6959
39 | 0.31409 | 0.080031 | -0.3138 | -0.079847 | 0.0002893 | 0.00018442 | 0.46843 | 0.46844 | 0.46844 | 0.99871 | -0.02454 | 0.9977 | -0.043648 | 32.1727
40 | 0.039049 | 0.0098155 | -0.03902 | -0.0097975 | 2.8577e-05 | 1.7998e-05 | 0.058334 | 0.058334 | 0.058334 | 0.99626 | -0.071026 | 0.99547 | -0.086365 | 16.0258
41 | 0.014399 | 0.0036099 | -0.014396 | -0.003608 | 3.3759e-06 | 1.9072e-06 | 0.021507 | 0.021507 | 0.021507 | 0.99626 | -0.071026 | 0.99601 | -0.075947 | 5.9084
42 | 0.17733 | 0.045306 | -0.17715 | -0.045188 | 0.00018668 | 0.000118 | 0.26517 | 0.26517 | 0.26517 | 0.99626 | -0.071026 | 0.99512 | -0.092822 | 18.2125
43 | 0.0034881 | 0.00087408 | -0.0034879 | -0.00087416 | 1.3232e-07 | -8.5572e-08 | 0.0052022 | 0.0052023 | 0.0052023 | 0.9977 | -0.043648 | 0.99766 | -0.044444 | 1.4292
44 | 0.31031 | 0.078973 | -0.31021 | -0.078909 | 9.9884e-05 | 6.3666e-05 | 0.46323 | 0.46323 | 0.46323 | 0.9977 | -0.043648 | 0.99735 | -0.050327 | 31.8155
45 | 0.03465 | 0.0087023 | -0.034636 | -0.0086935 | 1.3945e-05 | 8.7447e-06 | 0.051801 | 0.051801 | 0.051801 | 0.99547 | -0.086365 | 0.99503 | -0.094803 | 14.2311
46 | 0.011117 | 0.0027864 | -0.011117 | -0.0027861 | 6.7441e-07 | 3.4678e-07 | 0.016609 | 0.016609 | 0.016609 | 0.99601 | -0.075947 | 0.99594 | -0.077221 | 4.5629
47 | 0.17079 | 0.043594 | -0.17069 | -0.043535 | 9.4497e-05 | 5.9677e-05 | 0.25566 | 0.25566 | 0.25566 | 0.99512 | -0.092822 | 0.99451 | -0.10428 | 17.5594
48 | 0.30602 | 0.07786 | -0.30543 | -0.07748 | 0.00059645 | 0.00038014 | 0.45699 | 0.45699 | 0.45699 | 0.99735 | -0.050327 | 0.99523 | -0.090853 | 31.3865
49 | 0.17013 | 0.043393 | -0.17005 | -0.043343 | 7.941e-05 | 5.0146e-05 | 0.25482 | 0.25482 | 0.25482 | 0.99451 | -0.10428 | 0.99401 | -0.11395 | 17.5014
50 | 0.16858 | 0.042974 | -0.16836 | -0.042834 | 0.00022167 | 0.00013995 | 0.25262 | 0.25262 | 0.25262 | 0.99401 | -0.11395 | 0.99258 | -0.14123 | 17.3501
51 | 0.11442 | 0.029234 | -0.11442 | -0.029231 | 4.4923e-06 | 2.7911e-06 | 0.17174 | 0.17174 | 0.17174 | 0.99258 | -0.14123 | 0.99254 | -0.14204 | 11.7951
52 | 0.053932 | 0.013601 | -0.053871 | -0.013562 | 6.1089e-05 | 3.8776e-05 | 0.080881 | 0.080881 | 0.080881 | 0.99258 | -0.14123 | 0.99135 | -0.16493 | 22.2201
53 | 0.032966 | 0.0082749 | -0.032961 | -0.0082721 | 4.4951e-06 | 2.8128e-06 | 0.049303 | 0.049303 | 0.049303 | 0.99503 | -0.094803 | 0.99488 | -0.097663 | 13.5448
54 | 0.11023 | 0.02818 | -0.11012 | -0.028112 | 0.00010694 | 6.7904e-05 | 0.16545 | 0.16545 | 0.16545 | 0.99254 | -0.14204 | 0.99149 | -0.16212 | 22.7267
55 | 0.052253 | 0.013156 | -0.052219 | -0.013135 | 3.3979e-05 | 2.1557e-05 | 0.078454 | 0.078454 | 0.078454 | 0.99135 | -0.16493 | 0.99065 | -0.17854 | 21.5532
56 | 0.030668 | 0.0076974 | -0.030657 | -0.0076904 | 1.1328e-05 | 7.0639e-06 | 0.045874 | 0.045874 | 0.045874 | 0.99488 | -0.097663 | 0.99448 | -0.10541 | 12.6028
57 | 0.005269 | 0.0013205 | -0.0052687 | -0.0013205 | 2.1585e-07 | 2.1692e-08 | 0.0079457 | 0.0079457 | 0.0079457 | 0.98673 | -0.25463 | 0.98669 | -0.25549 | 2.1829
58 | -0.011125 | -0.0027881 | 0.011129 | 0.0027901 | 3.8472e-06 | 1.9964e-06 | 0.016776 | 0.016776 | 0.016776 | 0.98673 | -0.25463 | 0.98711 | -0.24738 | 4.6089
59 | -0.01743 | -0.0043694 | 0.017437 | 0.0043735 | 6.9596e-06 | 4.1103e-06 | 0.026275 | 0.026275 | 0.026275 | 0.98711 | -0.24738 | 0.98754 | -0.239 | 7.2185
60 | -0.11575 | -0.029144 | 0.11617 | 0.029415 | 0.0004238 | 0.00027076 | 0.17446 | 0.17446 | 0.17446 | 0.98754 | -0.239 | 0.99148 | -0.16272 | 47.9281
61 | 0.098312 | 0.02477 | -0.098169 | -0.024679 | 0.00014295 | 9.1267e-05 | 0.14818 | 0.14818 | 0.14818 | 0.98754 | -0.239 | 0.98597 | -0.26945 | 40.7097
62 | 0.040046 | 0.010074 | -0.039984 | -0.010035 | 6.1515e-05 | 3.8785e-05 | 0.060114 | 0.060114 | 0.060114 | 0.99148 | -0.16272 | 0.98982 | -0.19493 | 16.5149
63 | 0.12646 | 0.031904 | -0.12595 | -0.031579 | 0.00050882 | 0.00032516 | 0.18986 | 0.18986 | 0.18986 | 0.99148 | -0.16272 | 0.98713 | -0.24712 | 52.1595
64 | -0.28268 | -0.071392 | 0.28316 | 0.071702 | 0.0004861 | 0.00031027 | 0.42443 | 0.42443 | 0.42443 | 0.99148 | -0.16272 | 0.99335 | -0.1269 | 38.8674
65 | 0.088011 | 0.022133 | -0.087916 | -0.022072 | 9.5231e-05 | 6.0764e-05 | 0.13285 | 0.13285 | 0.13285 | 0.98597 | -0.26945 | 0.9848 | -0.29213 | 36.4979
66 | 0.031674 | 0.0079519 | -0.031649 | -0.0079361 | 2.5208e-05 | 1.5753e-05 | 0.047621 | 0.047621 | 0.047621 | 0.98982 | -0.19493 | 0.98896 | -0.21163 | 13.0828
67 | 0.0083101 | 0.0020829 | -0.0083088 | -0.0020824 | 1.2648e-06 | 5.3174e-07 | 0.012493 | 0.012493 | 0.012493 | 0.98982 | -0.19493 | 0.98966 | -0.19812 | 3.4321
68 | 0.051798 | 0.012995 | -0.051783 | -0.012985 | 1.4868e-05 | 9.4326e-06 | 0.078086 | 0.078086 | 0.078086 | 0.98713 | -0.24712 | 0.98682 | -0.25315 | 21.4522
69 | -0.29085 | -0.073629 | 0.291 | 0.073724 | 0.00015036 | 9.5793e-05 | 0.43595 | 0.43595 | 0.43595 | 0.99335 | -0.1269 | 0.99391 | -0.11614 | 29.9414
70 | 0.06051 | 0.015204 | -0.060467 | -0.015177 | 4.3139e-05 | 2.7434e-05 | 0.091444 | 0.091444 | 0.091444 | 0.9848 | -0.29213 | 0.98404 | -0.30708 | 25.1219
71 | 0.018495 | 0.0046387 | -0.01849 | -0.004636 | 4.4927e-06 | 2.6769e-06 | 0.027829 | 0.027829 | 0.027829 | 0.98896 | -0.21163 | 0.9887 | -0.21672 | 7.6454
72 | 0.013154 | 0.0032974 | -0.013152 | -0.0032962 | 2.2699e-06 | 1.2545e-06 | 0.019792 | 0.019792 | 0.019792 | 0.98896 | -0.21163 | 0.98878 | -0.21525 | 5.4374
73 | 0.022672 | 0.0056893 | -0.022651 | -0.0056769 | 2.0309e-05 | 1.2407e-05 | 0.034189 | 0.034189 | 0.034189 | 0.98682 | -0.25315 | 0.98586 | -0.27195 | 9.3926
74 | 0.0065056 | 0.0016305 | -0.0065051 | -0.0016303 | 5.2946e-07 | 1.4598e-07 | 0.0097398 | 0.0097398 | 0.0097398 | 0.99391 | -0.11614 | 0.99382 | -0.11785 | 2.6758
75 | -0.2975 | -0.075355 | 0.29787 | 0.075585 | 0.00036179 | 0.00023054 | 0.44569 | 0.44569 | 0.44569 | 0.99391 | -0.11614 | 0.99523 | -0.090853 | 30.6104
76 | 0.04537 | 0.011393 | -0.04537 | -0.011393 | 2.8168e-07 | 1.7825e-07 | 0.068614 | 0.068614 | 0.068614 | 0.98404 | -0.30708 | 0.98403 | -0.30721 | 18.8501
77 | 0.10942 | 0.027937 | -0.10918 | -0.027786 | 0.00023588 | 0.00015066 | 0.1644 | 0.1644 | 0.1644 | 0.99149 | -0.16212 | 0.98915 | -0.20683 | 45.1649
78 | 0.038204 | 0.0096211 | -0.038197 | -0.0096165 | 7.2146e-06 | 4.5422e-06 | 0.057401 | 0.057401 | 0.057401 | 0.99065 | -0.17854 | 0.99044 | -0.18249 | 15.7695
79 | 0.014016 | 0.0035138 | -0.014012 | -0.003512 | 3.2443e-06 | 1.8251e-06 | 0.021053 | 0.021053 | 0.021053 | 0.99065 | -0.17854 | 0.9904 | -0.1834 | 5.7837
80 | 0.10624 | 0.027049 | -0.10617 | -0.027005 | 6.9132e-05 | 4.4152e-05 | 0.15998 | 0.15998 | 0.15998 | 0.98915 | -0.20683 | 0.98845 | -0.22033 | 43.9495
81 | 0.035379 | 0.008911 | -0.035339 | -0.0088853 | 4.0869e-05 | 2.566e-05 | 0.053169 | 0.053169 | 0.053169 | 0.99044 | -0.18249 | 0.9892 | -0.20667 | 14.6068
82 | 0.0028173 | 0.00070556 | -0.0028171 | -0.00070573 | 1.3279e-07 | -1.6941e-07 | 0.0042324 | 0.0042325 | 0.0042325 | 0.99044 | -0.18249 | 0.99039 | -0.18348 | 1.1628
83 | 0.010114 | 0.002535 | -0.010113 | -0.0025346 | 9.5293e-07 | 4.6828e-07 | 0.015196 | 0.015196 | 0.015196 | 0.9904 | -0.1834 | 0.9903 | -0.18537 | 4.1748
84 | 0.10053 | 0.02559 | -0.10041 | -0.025516 | 0.00011516 | 7.3534e-05 | 0.15148 | 0.15148 | 0.15148 | 0.98845 | -0.22033 | 0.98721 | -0.24412 | 41.6142
85 | 0.015323 | 0.0038424 | -0.015319 | -0.0038405 | 3.2855e-06 | 1.8928e-06 | 0.023096 | 0.023096 | 0.023096 | 0.98721 | -0.24412 | 0.98698 | -0.24862 | 6.3452
86 | 0.085089 | 0.021674 | -0.084941 | -0.021579 | 0.00014843 | 9.4687e-05 | 0.12838 | 0.12838 | 0.12838 | 0.98721 | -0.24412 | 0.98533 | -0.28035 | 35.2691
87 | 0.013433 | 0.0033677 | -0.01343 | -0.0033659 | 3.2244e-06 | 1.7958e-06 | 0.020252 | 0.020252 | 0.020252 | 0.98698 | -0.24862 | 0.98672 | -0.25366 | 5.5638
88 | 0.083837 | 0.021302 | -0.083799 | -0.021278 | 3.8046e-05 | 2.4269e-05 | 0.12671 | 0.12671 | 0.12671 | 0.98533 | -0.28035 | 0.98484 | -0.28978 | 34.8112
89 | 0.01263 | 0.0031656 | -0.012629 | -0.0031651 | 1.0104e-06 | 5.5179e-07 | 0.019047 | 0.019047 | 0.019047 | 0.98672 | -0.25366 | 0.98664 | -0.25534 | 5.2327
90 | 0.08273 | 0.02101 | -0.082554 | -0.020897 | 0.00017675 | 0.00011274 | 0.1251 | 0.1251 | 0.1251 | 0.98484 | -0.28978 | 0.98255 | -0.33428 | 34.3675
91 | 0.0077514 | 0.0019426 | -0.0077512 | -0.0019425 | 2.6812e-07 | 1.0479e-07 | 0.01169 | 0.01169 | 0.01169 | 0.98664 | -0.25534 | 0.9866 | -0.25607 | 3.2117
92 | 0.081513 | 0.020637 | -0.081478 | -0.020614 | 3.5026e-05 | 2.2339e-05 | 0.12352 | 0.12352 | 0.12352 | 0.98255 | -0.33428 | 0.98208 | -0.34323 | 33.9345
93 | 0.0062998 | 0.0015787 | -0.0062995 | -0.0015786 | 3.2942e-07 | 8.6578e-08 | 0.0095015 | 0.0095015 | 0.0095015 | 0.9866 | -0.25607 | 0.98654 | -0.25717 | 2.6103
94 | 0.010021 | 0.0025134 | -0.010018 | -0.0025121 | 2.6503e-06 | 1.2979e-06 | 0.015083 | 0.015083 | 0.015083 | 0.9887 | -0.21672 | 0.98841 | -0.22227 | 4.1436
95 | 0.0062945 | 0.0015775 | -0.0062939 | -0.0015774 | 5.7268e-07 | 1.4824e-07 | 0.0094726 | 0.0094727 | 0.0094727 | 0.98878 | -0.21525 | 0.98868 | -0.21716 | 2.6024
96 | -0.031428 | -0.0078766 | 0.031471 | 0.0079034 | 4.29e-05 | 2.6817e-05 | 0.047618 | 0.047617 | 0.047618 | 0.9821 | -0.34493 | 0.98356 | -0.31632 | 13.0818
97 | -0.035454 | -0.0089017 | 0.03547 | 0.0089114 | 1.5426e-05 | 9.6912e-06 | 0.053644 | 0.053644 | 0.053644 | 0.98356 | -0.31632 | 0.98403 | -0.30721 | 14.7373
98 | 0.0066733 | 0.0016724 | -0.0066728 | -0.0016723 | 5.7207e-07 | 1.7094e-07 | 0.010027 | 0.010027 | 0.010027 | 0.9903 | -0.18537 | 0.9902 | -0.18717 | 2.7548
99 | 0.0044116 | 0.0011056 | -0.0044114 | -0.0011056 | 1.9287e-07 | -2.7092e-08 | 0.0066294 | 0.0066295 | 0.0066295 | 0.9902 | -0.18717 | 0.99016 | -0.18809 | 1.8213
100 | 0.00275 | 0.00068908 | -0.0027499 | -0.0006892 | 9.0222e-08 | -1.2273e-07 | 0.0041367 | 0.0041368 | 0.0041368 | 0.9892 | -0.20667 | 0.98916 | -0.20736 | 1.1365
101 | 0.032589 | 0.0081963 | -0.032585 | -0.0081942 | 3.224e-06 | 2.0174e-06 | 0.049032 | 0.049032 | 0.049032 | 0.9892 | -0.20667 | 0.98909 | -0.20874 | 13.4704
102 | 0.0012616 | 0.00031587 | -0.0012615 | -0.00031617 | 3.3882e-08 | -3.0195e-07 | 0.0018953 | 0.0018954 | 0.0018954 | 0.99039 | -0.18348 | 0.99036 | -0.18404 | 0.52073
103 | 0.0035483 | 0.00088909 | -0.0035481 | -0.00088923 | 2.5606e-07 | -1.4364e-07 | 0.0053382 | 0.0053383 | 0.0053383 | 0.98909 | -0.20874 | 0.98901 | -0.21026 | 1.4666
104 | 0.029037 | 0.0073051 | -0.029014 | -0.0072911 | 2.2539e-05 | 1.4021e-05 | 0.043694 | 0.043694 | 0.043694 | 0.98909 | -0.20874 | 0.98825 | -0.225 | 12.0039
105 | -0.022084 | -0.0055433 | 0.022095 | 0.0055503 | 1.1415e-05 | 6.955e-06 | 0.033301 | 0.033301 | 0.033301 | 0.98689 | -0.25141 | 0.98745 | -0.24058 | 9.1486
106 | 0.019531 | 0.0049034 | -0.019523 | -0.0048988 | 7.6114e-06 | 4.5724e-06 | 0.029451 | 0.029451 | 0.029451 | 0.98689 | -0.25141 | 0.98647 | -0.25959 | 8.091
107 | -0.024944 | -0.0062643 | 0.024963 | 0.0062757 | 1.8553e-05 | 1.1426e-05 | 0.037594 | 0.037594 | 0.037594 | 0.98745 | -0.24058 | 0.98825 | -0.225 | 10.328
108 | 0.019523 | 0.0048988 | -0.019514 | -0.0048933 | 9.2341e-06 | 5.5476e-06 | 0.029451 | 0.029451 | 0.029451 | 0.98647 | -0.25959 | 0.98596 | -0.26951 | 8.091
109 | 0.016533 | 0.0041462 | -0.016527 | -0.0041428 | 5.8003e-06 | 3.3955e-06 | 0.024953 | 0.024953 | 0.024953 | 0.98596 | -0.26951 | 0.98558 | -0.27687 | 6.8552
110 | 0.013563 | 0.0033999 | -0.013561 | -0.003399 | 1.6612e-06 | 9.2853e-07 | 0.020477 | 0.020477 | 0.020477 | 0.98558 | -0.27687 | 0.98545 | -0.27944 | 5.6256
111 | -0.0028903 | -0.00072439 | 0.0028905 | 0.00072424 | 1.3575e-07 | -1.4479e-07 | 0.0044129 | 0.0044128 | 0.0044129 | 0.97462 | -0.4893 | 0.97467 | -0.48831 | 1.2123
112 | -0.0028905 | -0.00072424 | 0.0028907 | 0.00072407 | 1.6782e-07 | -1.7905e-07 | 0.0044128 | 0.0044127 | 0.0044128 | 0.97467 | -0.48831 | 0.97474 | -0.4871 | 1.2123
113 | 0.012064 | 0.0030237 | -0.012064 | -0.0030235 | 4.6222e-07 | 2.485e-07 | 0.018217 | 0.018217 | 0.018217 | 0.98545 | -0.27944 | 0.98541 | -0.28025 | 5.0046
114 | -0.0055655 | -0.0013944 | 0.0055661 | 0.0013946 | 6.0642e-07 | 1.0882e-07 | 0.0084961 | 0.008496 | 0.0084961 | 0.97474 | -0.4871 | 0.97485 | -0.48481 | 2.3341
115 | 0.0095559 | 0.002395 | -0.0095551 | -0.0023946 | 7.9898e-07 | 3.8101e-07 | 0.01443 | 0.01443 | 0.01443 | 0.98541 | -0.28025 | 0.98532 | -0.282 | 3.9643
116 | 0.0095551 | 0.0023946 | -0.0095534 | -0.0023938 | 1.7058e-06 | 8.1352e-07 | 0.01443 | 0.01443 | 0.01443 | 0.98532 | -0.282 | 0.98513 | -0.28575 | 3.9643
117 | -0.0073908 | -0.0018518 | 0.0073912 | 0.0018519 | 3.7098e-07 | 1.3638e-07 | 0.011164 | 0.011164 | 0.011164 | 0.98507 | -0.28681 | 0.98513 | -0.28575 | 3.0671
118 | 0.0024847 | 0.00062218 | -0.0024846 | -0.00062225 | 4.0428e-08 | -7.1562e-08 | 0.003753 | 0.0037531 | 0.0037531 | 0.98507 | -0.28681 | 0.98506 | -0.28715 | 1.0311
119 | 0.0024846 | 0.00062225 | -0.0024845 | -0.00062254 | 1.6645e-07 | -2.9458e-07 | 0.0037531 | 0.0037532 | 0.0037532 | 0.98506 | -0.28715 | 0.98499 | -0.28855 | 1.0311
120 | 0.0024845 | 0.00062254 | -0.0024844 | -0.00062265 | 6.0173e-08 | -1.0647e-07 | 0.0037532 | 0.0037533 | 0.0037533 | 0.98499 | -0.28855 | 0.98496 | -0.28906 | 1.0311
121 | 0.029165 | 0.0073164 | -0.029164 | -0.0073156 | 1.358e-06 | 8.4444e-07 | 0.043641 | 0.043641 | 0.043641 | 0.99448 | -0.10541 | 0.99443 | -0.10639 | 11.9894
122 | 0.025468 | 0.0063894 | -0.025454 | -0.0063809 | 1.3793e-05 | 8.4994e-06 | 0.038112 | 0.038112 | 0.038112 | 0.99443 | -0.10639 | 0.99384 | -0.11775 | 10.4703
123 | 0.011098 | 0.0027826 | -0.011095 | -0.0027811 | 2.7644e-06 | 1.4233e-06 | 0.016616 | 0.016616 | 0.016616 | 0.99384 | -0.11775 | 0.99357 | -0.12298 | 4.565
124 | 0.0090627 | 0.0022715 | -0.0090611 | -0.0022708 | 1.5938e-06 | 7.2099e-07 | 0.013569 | 0.013569 | 0.013569 | 0.99384 | -0.11775 | 0.99365 | -0.12145 | 3.7278
125 | 0.011095 | 0.0027811 | -0.011093 | -0.0027799 | 2.3894e-06 | 1.2304e-06 | 0.016616 | 0.016617 | 0.016617 | 0.99357 | -0.12298 | 0.99334 | -0.1275 | 4.565
126 | 0.00228 | 0.0005713 | -0.00228 | -0.00057141 | 4.9508e-08 | -1.15e-07 | 0.0034143 | 0.0034144 | 0.0034144 | 0.99365 | -0.12145 | 0.99363 | -0.1219 | 0.93802
127 | 0.0040223 | 0.001008 | -0.0040221 | -0.001008 | 2.4652e-07 | -7.6606e-08 | 0.0060254 | 0.0060255 | 0.0060255 | 0.99334 | -0.1275 | 0.99327 | -0.12879 | 1.6554
128 | 0.010018 | 0.0025121 | -0.010018 | -0.002512 | 2.3289e-07 | 1.1406e-07 | 0.015083 | 0.015083 | 0.015083 | 0.98841 | -0.22227 | 0.98839 | -0.22276 | 4.1436
129 | 0.010018 | 0.002512 | -0.010013 | -0.0025095 | 4.9847e-06 | 2.4418e-06 | 0.015083 | 0.015083 | 0.015083 | 0.98839 | -0.22276 | 0.98785 | -0.23321 | 4.1437
130 | -0.0039877 | -0.00099918 | 0.0039879 | 0.00099913 | 1.9853e-07 | -5.6421e-08 | 0.0060423 | 0.0060422 | 0.0060423 | 0.98203 | -0.34428 | 0.98208 | -0.34323 | 1.66
131 | 0.0026166 | 0.00065555 | -0.0026165 | -0.0006557 | 1.0399e-07 | -1.5663e-07 | 0.0039647 | 0.0039647 | 0.0039647 | 0.98203 | -0.34428 | 0.98199 | -0.34511 | 1.0892
132 | 0.07749 | 0.019615 | -0.077385 | -0.019548 | 0.00010471 | 6.6759e-05 | 0.11748 | 0.11748 | 0.11748 | 0.98208 | -0.34323 | 0.98064 | -0.37142 | 32.2746
133 | 0.0026165 | 0.0006557 | -0.0026164 | -0.00065574 | 2.6792e-08 | -4.0351e-08 | 0.0039647 | 0.0039648 | 0.0039648 | 0.98199 | -0.34511 | 0.98198 | -0.34533 | 1.0892
134 | 0.076353 | 0.01929 | -0.076296 | -0.019253 | 5.6972e-05 | 3.632e-05 | 0.11591 | 0.11591 | 0.11591 | 0.98064 | -0.37142 | 0.97984 | -0.387 | 31.8442
135 | 0.074756 | 0.018867 | -0.074722 | -0.018846 | 3.3881e-05 | 2.1595e-05 | 0.11357 | 0.11357 | 0.11357 | 0.97984 | -0.387 | 0.97935 | -0.39647 | 31.2018
136 | 0.0029494 | 0.0007387 | -0.0029491 | -0.00073902 | 3.12e-07 | -3.216e-07 | 0.0044811 | 0.0044813 | 0.0044813 | 0.97935 | -0.39647 | 0.97924 | -0.39869 | 1.2311
137 | 0.00086159 | 0.00021585 | -0.00086158 | -0.00021593 | 4.6135e-09 | -8.7341e-08 | 0.0013092 | 0.0013092 | 0.0013092 | 0.97924 | -0.39869 | 0.97923 | -0.3988 | 0.35968
138 | 0.013365 | 0.0033507 | -0.013361 | -0.0033484 | 4.1742e-06 | 2.3375e-06 | 0.020391 | 0.020391 | 0.020391 | 0.97532 | -0.47549 | 0.97499 | -0.48205 | 5.6019
139 | 0.010183 | 0.002552 | -0.010182 | -0.0025514 | 1.0346e-06 | 5.1969e-07 | 0.015541 | 0.015541 | 0.015541 | 0.97499 | -0.48205 | 0.97488 | -0.48418 | 4.2695
140 | 0.0080056 | 0.002006 | -0.0080054 | -0.0020059 | 2.3907e-07 | 9.9769e-08 | 0.012219 | 0.012219 | 0.012219 | 0.97488 | -0.48418 | 0.97485 | -0.48481 | 3.3569

## res_trafo
| p_hv_mw | q_hv_mvar | p_lv_mw | q_lv_mvar | pl_mw | ql_mvar | i_hv_ka | i_lv_ka | vm_hv_pu | va_hv_degree | vm_lv_pu | va_lv_degree | loading_percent
0 | -1.2729e-15 | -1.3162e-15 | 0.00165 | 1.2699e-07 | 0.00165 | 1.2699e-07 | 5.2857e-17 | 0.0023815 | 0.99998 | 149.9956 | 1 | 0 | 0.2619

## res_ext_grid
| p_mw | q_mvar
0 | 0.58218 | 0.14816

## res_load
| p_mw | q_mvar
0 | 0.0044651 | 0.0011191
1 | 0.0028186 | 0.0007064
2 | 0.0055755 | 0.0013974
3 | 0.0021973 | 0.0005507
4 | 0.0019302 | 0.00048376
5 | 0.0020596 | 0.00051619
6 | 0.0021805 | 0.00054649
7 | 0.0022177 | 0.00055581
8 | 0.0024157 | 0.00060543
9 | 0.0022371 | 0.00056066
10 | 0.0029321 | 0.00073487
11 | 0.0033366 | 0.00083624
12 | 0.0027834 | 0.00069758
13 | 0.0020845 | 0.00052241
14 | 0.004104 | 0.0010286
15 | 0.0015543 | 0.00038954
16 | 0.0039548 | 0.00099118
17 | 0.0019262 | 0.00048275
18 | 0.00088453 | 0.00022168
19 | 0.0030712 | 0.00076972
20 | 0.0019617 | 0.00049164
21 | 0.0022219 | 0.00055686
22 | 0.0024417 | 0.00061194
23 | 0.0066177 | 0.0016586
24 | 0.0058757 | 0.0014726
25 | 0.020407 | 0.0051145
26 | 0.0015708 | 0.00039368
27 | 0.0043702 | 0.0010953
28 | 0.0032783 | 0.00082162
29 | 0.0063595 | 0.0015938
30 | 0.0034879 | 0.00087416
31 | 0.0041862 | 0.0010492
32 | 0.00056457 | 0.00014149
33 | 0.0014722 | 0.00036898
34 | 0.0016705 | 0.00041866
35 | 0.011117 | 0.0027861
36 | 0.004193 | 0.0010509
37 | 0.0016174 | 0.00040535
38 | 0.0022928 | 0.00057462
39 | 0.0058557 | 0.0014676
40 | 0.0052687 | 0.0013205
41 | 0.0063014 | 0.0015793
42 | 0.010158 | 0.0025459
43 | 0.07415 | 0.018584
44 | 0.0076872 | 0.0019266
45 | 0.027405 | 0.0068684
46 | 0.0083088 | 0.0020824
47 | 0.029112 | 0.0072961
48 | 0.015097 | 0.0037837
49 | 0.0075588 | 0.0018944
50 | 0.0065051 | 0.0016303
51 | 0.0006997 | 0.00017536
52 | 0.0029409 | 0.00073706
53 | 0.0038981 | 0.00097697
54 | 0.0056468 | 0.0014152
55 | 0.0018865 | 0.00047281
56 | 0.0011037 | 0.00027661
57 | 0.00079923 | 0.00020031
58 | 0.001069 | 0.00026791
59 | 0.0048778 | 0.0012225
60 | 0.0010408 | 0.00026084
61 | 0.0014514 | 0.00036375
62 | 0.0016355 | 0.00040988
63 | 0.0084694 | 0.0021226
64 | 0.0068573 | 0.0017186
65 | 0.022651 | 0.0056769
66 | 0.031428 | 0.0078766
67 | 0.0039833 | 0.00099831
68 | 0.0099002 | 0.0024812
69 | 0.0034399 | 0.00086213
70 | 0.0022612 | 0.00056671
71 | 0.0044114 | 0.0011056
72 | 0.0015555 | 0.00038986
73 | 0.0027499 | 0.0006892
74 | 0.0012615 | 0.00031617
75 | 0.0025532 | 0.00063988
76 | 0.0028491 | 0.00071406
77 | 0.0040514 | 0.0010154
78 | 0.0029808 | 0.00074706
79 | 0.0029645 | 0.00074296
80 | 0.0028903 | 0.00072439
81 | 0.0035481 | 0.00088923
82 | 0.0014971 | 0.00037521
83 | 0.0026748 | 0.00067038
84 | 0.0025077 | 0.00062849
85 | 0.0049062 | 0.0012296
86 | 0.0021622 | 0.00054189
87 | 0.0024844 | 0.00062265
88 | 0.0014921 | 0.00037396
89 | 0.0036954 | 0.00092615
90 | 0.0052941 | 0.0013268
91 | 0.0067811 | 0.0016995
92 | 0.00228 | 0.00057141
93 | 0.0070702 | 0.001772
94 | 0.0040221 | 0.001008
95 | 0.010013 | 0.0025095
96 | 0.0062939 | 0.0015774
97 | 0.0013711 | 0.00034364
98 | 0.0010324 | 0.00025875
99 | 0.0026164 | 0.00065574
100 | 0.0015397 | 0.0003859
101 | 0.0020875 | 0.00052318
102 | 0.00086158 | 0.00021593
103 | 0.0013909 | 0.00034858
104 | 0.0031778 | 0.00079642
105 | 0.0021764 | 0.00054545
106 | 0.0024393 | 0.00061133

## dtypes
| element | column | dtype
0 | bus | name | object
1 | bus | vn_kv | float64
2 | bus | type | object
3 | bus | zone | object
4 | bus | in_service | bool
5 | load | name | object
6 | load | bus | uint32
7 | load | p_mw | float64
8 | load | q_mvar | float64
9 | load | const_z_percent | float64
10 | load | const_i_percent | float64
11 | load | sn_mva | float64
12 | load | scaling | float64
13 | load | in_service | bool
14 | load | type | object
15 | ext_grid | name | object
16 | ext_grid | bus | uint32
17 | ext_grid | vm_pu | float64
18 | ext_grid | va_degree | float64
19 | ext_grid | slack_weight | float64
20 | ext_grid | in_service | bool
21 | line | name | object
22 | line | std_type | object
23 | line | from_bus | uint32
24 | line | to_bus | uint32
25 | line | length_km | float64
26 | line | r_ohm_per_km | float64
27 | line | x_ohm_per_km | float64
28 | line | c_nf_per_km | float64
29 | line | g_us_per_km | float64
30 | line | max_i_ka | float64
31 | line | df | float64
32 | line | parallel | uint32
33 | line | type | object
34 | line | in_service | bool
35 | trafo | name | object
36 | trafo | std_type | object
37 | trafo | hv_bus | uint32
38 | trafo | lv_bus | uint32
39 | trafo | sn_mva | float64
40 | trafo | vn_hv_kv | float64
41 | trafo | vn_lv_kv | float64
42 | trafo | vk_percent | float64
43 | trafo | vkr_percent | float64
44 | trafo | pfe_kw | float64
45 | trafo | i0_percent | float64
46 | trafo | shift_degree | float64
47 | trafo | tap_side | object
48 | trafo | tap_neutral | int32
49 | trafo | tap_min | int32
50 | trafo | tap_max | int32
51 | trafo | tap_step_percent | float64
52 | trafo | tap_step_degree | float64
53 | trafo | tap_pos | int32
54 | trafo | tap_phase_shifter | bool
55 | trafo | parallel | uint32
56 | trafo | df | float64
57 | trafo | in_service | bool
58 | line_geodata | coords | object
59 | bus_geodata | x | float64
60 | bus_geodata | y | float64
61 | bus_geodata | coords | object
62 | res_bus | vm_pu | float64
63 | res_bus | va_degree | float64
64 | res_bus | p_mw | float64
65 | res_bus | q_mvar | float64
66 | res_line | p_from_mw | float64
67 | res_line | q_from_mvar | float64
68 | res_line | p_to_mw | float64
69 | res_line | q_to_mvar | float64
70 | res_line | pl_mw | float64
71 | res_line | ql_mvar | float64
72 | res_line | i_from_ka | float64
73 | res_line | i_to_ka | float64
74 | res_line | i_ka | float64
75 | res_line | vm_from_pu | float64
76 | res_line | va_from_degree | float64
77 | res_line | vm_to_pu | float64
78 | res_line | va_to_degree | float64
79 | res_line | loading_percent | float64
80 | res_trafo | p_hv_mw | float64
81 | res_trafo | q_hv_mvar | float64
82 | res_trafo | p_lv_mw | float64
83 | res_trafo | q_lv_mvar | float64
84 | res_trafo | pl_mw | float64
85 | res_trafo | ql_mvar | float64
86 | res_trafo | i_hv_ka | float64
87 | res_trafo | i_lv_ka | float64
88 | res_trafo | vm_hv_pu | float64
89 | res_trafo | va_hv_degree | float64
90 | res_trafo | vm_lv_pu | float64
91 | res_trafo | va_lv_degree | float64
92 | res_trafo | loading_percent | float64
93 | res_ext_grid | p_mw | float64
94 | res_ext_grid | q_mvar | float64
95 | res_load | p_mw | float64
96 | res_load | q_mvar | float64

## parameters
| version | format_version | converged | OPF_converged | name | f_hz | sn_mva
0 | 2.14.6 | 2.14.0 | TRUE | FALSE |  | 50 | 1