## bus
| name | vn_kv | type | zone | in_service
0 | bus_LV_5922-2_0_5_node_0 | 0.4 | n |  | TRUE
1 | bus_LV_5922-2_0_5_node_1 | 0.4 | n |  | TRUE
2 | bus_LV_5922-2_0_5_node_2 | 0.4 | n |  | TRUE
3 | bus_LV_5922-2_0_5_node_3 | 0.4 | n |  | TRUE
4 | bus_LV_5922-2_0_5_node_5 | 0.4 | n |  | TRUE
5 | bus_LV_5922-2_0_5_node_6 | 0.4 | n |  | TRUE
6 | bus_LV_5922-2_0_5_node_4 | 0.4 | n |  | TRUE
7 | bus_LV_5922-2_0_5_node_42 | 0.4 | n |  | TRUE
8 | bus_LV_5922-2_0_5_node_7 | 0.4 | n |  | TRUE
9 | bus_LV_5922-2_0_5_node_21 | 0.4 | n |  | TRUE
10 | bus_LV_5922-2_0_5_node_8 | 0.4 | n |  | TRUE
11 | bus_LV_5922-2_0_5_node_26 | 0.4 | n |  | TRUE
12 | bus_LV_5922-2_0_5_node_9 | 0.4 | n |  | TRUE
13 | bus_LV_5922-2_0_5_node_97 | 0.4 | n |  | TRUE
14 | bus_LV_5922-2_0_5_node_10 | 0.4 | n |  | TRUE
15 | bus_LV_5922-2_0_5_node_98 | 0.4 | n |  | TRUE
16 | bus_LV_5922-2_0_5_node_11 | 0.4 | n |  | TRUE
17 | bus_LV_5922-2_0_5_node_33 | 0.4 | n |  | TRUE
18 | bus_LV_5922-2_0_5_node_43 | 0.4 | n |  | TRUE
19 | bus_LV_5922-2_0_5_node_25 | 0.4 | n |  | TRUE
20 | bus_LV_5922-2_0_5_node_29 | 0.4 | n |  | TRUE
21 | bus_LV_5922-2_0_5_node_32 | 0.4 | n |  | TRUE
22 | bus_LV_5922-2_0_5_node_13 | 0.4 | n |  | TRUE
23 | bus_LV_5922-2_0_5_node_14 | 0.4 | n |  | TRUE
24 | bus_LV_5922-2_0_5_node_15 | 0.4 | n |  | TRUE
25 | bus_LV_5922-2_0_5_node_16 | 0.4 | n |  | TRUE
26 | bus_LV_5922-2_0_5_node_17 | 0.4 | n |  | TRUE
27 | bus_LV_5922-2_0_5_node_205 | 0.4 | n |  | TRUE
28 | bus_LV_5922-2_0_5_node_24 | 0.4 | n |  | TRUE
29 | bus_LV_5922-2_0_5_node_184 | 0.4 | n |  | TRUE
30 | bus_LV_5922-2_0_5_node_18 | 0.4 | n |  | TRUE
31 | bus_LV_5922-2_0_5_node_19 | 0.4 | n |  | TRUE
32 | bus_LV_5922-2_0_5_node_20 | 0.4 | n |  | TRUE
33 | bus_LV_5922-2_0_5_node_23 | 0.4 | n |  | TRUE
34 | bus_LV_5922-2_0_5_node_169 | 0.4 | n |  | TRUE
35 | bus_LV_5922-2_0_5_node_22 | 0.4 | n |  | TRUE
36 | bus_LV_5922-2_0_5_node_35 | 0.4 | n |  | TRUE
37 | bus_LV_5922-2_0_5_node_86 | 0.4 | n |  | TRUE
38 | bus_LV_5922-2_0_5_node_36 | 0.4 | n |  | TRUE
39 | bus_LV_5922-2_0_5_node_209 | 0.4 | n |  | TRUE
40 | bus_LV_5922-2_0_5_node_37 | 0.4 | n |  | TRUE
41 | bus_LV_5922-2_0_5_node_34 | 0.4 | n |  | TRUE
42 | bus_LV_5922-2_0_5_node_38 | 0.4 | n |  | TRUE
43 | bus_LV_5922-2_0_5_node_27 | 0.4 | n |  | TRUE
44 | bus_LV_5922-2_0_5_node_28 | 0.4 | n |  | TRUE
45 | bus_LV_5922-2_0_5_node_30 | 0.4 | n |  | TRUE
46 | bus_LV_5922-2_0_5_node_103 | 0.4 | n |  | TRUE
47 | bus_LV_5922-2_0_5_node_31 | 0.4 | n |  | TRUE
48 | bus_LV_5922-2_0_5_node_48 | 0.4 | n |  | TRUE
49 | bus_LV_5922-2_0_5_node_45 | 0.4 | n |  | TRUE
50 | bus_LV_5922-2_0_5_node_44 | 0.4 | n |  | TRUE
51 | bus_LV_5922-2_0_5_node_108 | 0.4 | n |  | TRUE
52 | bus_LV_5922-2_0_5_node_49 | 0.4 | n |  | TRUE
53 | bus_LV_5922-2_0_5_node_46 | 0.4 | n |  | TRUE
54 | bus_LV_5922-2_0_5_node_51 | 0.4 | n |  | TRUE
55 | bus_LV_5922-2_0_5_node_39 | 0.4 | n |  | TRUE
56 | bus_LV_5922-2_0_5_node_40 | 0.4 | n |  | TRUE
57 | bus_LV_5922-2_0_5_node_41 | 0.4 | n |  | TRUE
58 | bus_LV_5922-2_0_5_node_110 | 0.4 | n |  | TRUE
59 | bus_LV_5922-2_0_5_node_117 | 0.4 | n |  | TRUE
60 | bus_LV_5922-2_0_5_node_111 | 0.4 | n |  | TRUE
61 | bus_LV_5922-2_0_5_node_89 | 0.4 | n |  | TRUE
62 | bus_LV_5922-2_0_5_node_52 | 0.4 | n |  | TRUE
63 | bus_LV_5922-2_0_5_node_47 | 0.4 | n |  | TRUE
64 | bus_LV_5922-2_0_5_node_79 | 0.4 | n |  | TRUE
65 | bus_LV_5922-2_0_5_node_80 | 0.4 | n |  | TRUE
66 | bus_LV_5922-2_0_5_node_81 | 0.4 | n |  | TRUE
67 | bus_LV_5922-2_0_5_node_99 | 0.4 | n |  | TRUE
68 | bus_LV_5922-2_0_5_node_50 | 0.4 | n |  | TRUE
69 | bus_LV_5922-2_0_5_node_55 | 0.4 | n |  | TRUE
70 | bus_LV_5922-2_0_5_node_54 | 0.4 | n |  | TRUE
71 | bus_LV_5922-2_0_5_node_53 | 0.4 | n |  | TRUE
72 | bus_LV_5922-2_0_5_node_96 | 0.4 | n |  | TRUE
73 | bus_LV_5922-2_0_5_node_93 | 0.4 | n |  | TRUE
74 | bus_LV_5922-2_0_5_node_56 | 0.4 | n |  | TRUE
75 | bus_LV_5922-2_0_5_node_57 | 0.4 | n |  | TRUE
76 | bus_LV_5922-2_0_5_node_65 | 0.4 | n |  | TRUE
77 | bus_LV_5922-2_0_5_node_64 | 0.4 | n |  | TRUE
78 | bus_LV_5922-2_0_5_node_83 | 0.4 | n |  | TRUE
79 | bus_LV_5922-2_0_5_node_61 | 0.4 | n |  | TRUE
80 | bus_LV_5922-2_0_5_node_58 | 0.4 | n |  | TRUE
81 | bus_LV_5922-2_0_5_node_59 | 0.4 | n |  | TRUE
82 | bus_LV_5922-2_0_5_node_60 | 0.4 | n |  | TRUE
83 | bus_LV_5922-2_0_5_node_63 | 0.4 | n |  | TRUE
84 | bus_LV_5922-2_0_5_node_62 | 0.4 | n |  | TRUE
85 | bus_LV_5922-2_0_5_node_78 | 0.4 | n |  | TRUE
86 | bus_LV_5922-2_0_5_node_75 | 0.4 | n |  | TRUE
87 | bus_LV_5922-2_0_5_node_74 | 0.4 | n |  | TRUE
88 | bus_LV_5922-2_0_5_node_76 | 0.4 | n |  | TRUE
89 | bus_LV_5922-2_0_5_node_73 | 0.4 | n |  | TRUE
90 | bus_LV_5922-2_0_5_node_82 | 0.4 | n |  | TRUE
91 | bus_LV_5922-2_0_5_node_66 | 0.4 | n |  | TRUE
92 | bus_LV_5922-2_0_5_node_67 | 0.4 | n |  | TRUE
93 | bus_LV_5922-2_0_5_node_68 | 0.4 | n |  | TRUE
94 | bus_LV_5922-2_0_5_node_69 | 0.4 | n |  | TRUE
95 | bus_LV_5922-2_0_5_node_70 | 0.4 | n |  | TRUE
96 | bus_LV_5922-2_0_5_node_71 | 0.4 | n |  | TRUE
97 | bus_LV_5922-2_0_5_node_72 | 0.4 | n |  | TRUE
98 | bus_LV_5922-2_0_5_node_124 | 0.4 | n |  | TRUE
99 | bus_LV_5922-2_0_5_node_125 | 0.4 | n |  | TRUE
100 | bus_LV_5922-2_0_5_node_137 | 0.4 | n |  | TRUE
101 | bus_LV_5922-2_0_5_node_151 | 0.4 | n |  | TRUE
102 | bus_LV_5922-2_0_5_node_175 | 0.4 | n |  | TRUE
103 | bus_LV_5922-2_0_5_node_85 | 0.4 | n |  | TRUE
104 | bus_LV_5922-2_0_5_node_95 | 0.4 | n |  | TRUE
105 | bus_LV_5922-2_0_5_node_84 | 0.4 | n |  | TRUE
106 | bus_LV_5922-2_0_5_node_152 | 0.4 | n |  | TRUE
107 | bus_LV_5922-2_0_5_node_77 | 0.4 | n |  | TRUE
108 | bus_LV_5922-2_0_5_node_107 | 0.4 | n |  | TRUE
109 | bus_LV_5922-2_0_5_node_109 | 0.4 | n |  | TRUE
110 | bus_LV_5922-2_0_5_node_173 | 0.4 | n |  | TRUE
111 | bus_LV_5922-2_0_5_node_105 | 0.4 | n |  | TRUE
112 | bus_LV_5922-2_0_5_node_146 | 0.4 | n |  | TRUE
113 | bus_LV_5922-2_0_5_node_100 | 0.4 | n |  | TRUE
114 | bus_LV_5922-2_0_5_node_92 | 0.4 | n |  | TRUE
115 | bus_LV_5922-2_0_5_node_94 | 0.4 | n |  | TRUE
116 | bus_LV_5922-2_0_5_node_90 | 0.4 | n |  | TRUE
117 | bus_LV_5922-2_0_5_node_135 | 0.4 | n |  | TRUE
118 | bus_LV_5922-2_0_5_node_87 | 0.4 | n |  | TRUE
119 | bus_LV_5922-2_0_5_node_88 | 0.4 | n |  | TRUE
120 | bus_LV_5922-2_0_5_node_180 | 0.4 | n |  | TRUE
121 | bus_LV_5922-2_0_5_node_179 | 0.4 | n |  | TRUE
122 | bus_LV_5922-2_0_5_node_91 | 0.4 | n |  | TRUE
123 | bus_LV_5922-2_0_5_node_130 | 0.4 | n |  | TRUE
124 | bus_LV_5922-2_0_5_node_126 | 0.4 | n |  | TRUE
125 | bus_LV_5922-2_0_5_node_127 | 0.4 | n |  | TRUE
126 | bus_LV_5922-2_0_5_node_136 | 0.4 | n |  | TRUE
127 | bus_LV_5922-2_0_5_node_101 | 0.4 | n |  | TRUE
128 | bus_LV_5922-2_0_5_node_102 | 0.4 | n |  | TRUE
129 | bus_LV_5922-2_0_5_node_148 | 0.4 | n |  | TRUE
130 | bus_LV_5922-2_0_5_node_149 | 0.4 | n |  | TRUE
131 | bus_LV_5922-2_0_5_node_104 | 0.4 | n |  | TRUE
132 | bus_LV_5922-2_0_5_node_106 | 0.4 | n |  | TRUE
133 | bus_LV_5922-2_0_5_node_143 | 0.4 | n |  | TRUE
134 | bus_LV_5922-2_0_5_node_147 | 0.4 | n |  | TRUE
135 | bus_LV_5922-2_0_5_node_144 | 0.4 | n |  | TRUE
136 | bus_LV_5922-2_0_5_node_181 | 0.4 | n |  | TRUE
137 | bus_LV_5922-2_0_5_node_182 | 0.4 | n |  | TRUE
138 | bus_LV_5922-2_0_5_node_112 | 0.4 | n |  | TRUE
139 | bus_LV_5922-2_0_5_node_113 | 0.4 | n |  | TRUE
140 | bus_LV_5922-2_0_5_node_114 | 0.4 | n |  | TRUE
141 | bus_LV_5922-2_0_5_node_115 | 0.4 | n |  | TRUE
142 | bus_LV_5922-2_0_5_node_116 | 0.4 | n |  | TRUE
143 | bus_LV_5922-2_0_5_node_154 | 0.4 | n |  | TRUE
144 | bus_LV_5922-2_0_5_node_155 | 0.4 | n |  | TRUE
145 | bus_LV_5922-2_0_5_node_200 | 0.4 | n |  | TRUE
146 | bus_LV_5922-2_0_5_node_186 | 0.4 | n |  | TRUE
147 | bus_LV_5922-2_0_5_node_195 | 0.4 | n |  | TRUE
148 | bus_LV_5922-2_0_5_node_201 | 0.4 | n |  | TRUE
149 | bus_LV_5922-2_0_5_node_118 | 0.4 | n |  | TRUE
150 | bus_LV_5922-2_0_5_node_119 | 0.4 | n |  | TRUE
151 | bus_LV_5922-2_0_5_node_120 | 0.4 | n |  | TRUE
152 | bus_LV_5922-2_0_5_node_122 | 0.4 | n |  | TRUE
153 | bus_LV_5922-2_0_5_node_123 | 0.4 | n |  | TRUE
154 | bus_LV_5922-2_0_5_node_162 | 0.4 | n |  | TRUE
155 | bus_LV_5922-2_0_5_node_160 | 0.4 | n |  | TRUE
156 | bus_LV_5922-2_0_5_node_193 | 0.4 | n |  | TRUE
157 | bus_LV_5922-2_0_5_node_203 | 0.4 | n |  | TRUE
158 | bus_LV_5922-2_0_5_node_158 | 0.4 | n |  | TRUE
159 | bus_LV_5922-2_0_5_node_174 | 0.4 | n |  | TRUE
160 | bus_LV_5922-2_0_5_node_128 | 0.4 | n |  | TRUE
161 | bus_LV_5922-2_0_5_node_129 | 0.4 | n |  | TRUE
162 | bus_LV_5922-2_0_5_node_132 | 0.4 | n |  | TRUE
163 | bus_LV_5922-2_0_5_node_192 | 0.4 | n |  | TRUE
164 | bus_LV_5922-2_0_5_node_131 | 0.4 | n |  | TRUE
165 | bus_LV_5922-2_0_5_node_161 | 0.4 | n |  | TRUE
166 | bus_LV_5922-2_0_5_node_133 | 0.4 | n |  | TRUE
167 | bus_LV_5922-2_0_5_node_134 | 0.4 | n |  | TRUE
168 | bus_LV_5922-2_0_5_node_138 | 0.4 | n |  | TRUE
169 | bus_LV_5922-2_0_5_node_139 | 0.4 | n |  | TRUE
170 | bus_LV_5922-2_0_5_node_140 | 0.4 | n |  | TRUE
171 | bus_LV_5922-2_0_5_node_141 | 0.4 | n |  | TRUE
172 | bus_LV_5922-2_0_5_node_142 | 0.4 | n |  | TRUE
173 | bus_LV_5922-2_0_5_node_198 | 0.4 | n |  | TRUE
174 | bus_LV_5922-2_0_5_node_165 | 0.4 | n |  | TRUE
175 | bus_LV_5922-2_0_5_node_199 | 0.4 | n |  | TRUE
176 | bus_LV_5922-2_0_5_node_164 | 0.4 | n |  | TRUE
177 | bus_LV_5922-2_0_5_node_145 | 0.4 | n |  | TRUE
178 | bus_LV_5922-2_0_5_node_153 | 0.4 | n |  | TRUE
179 | bus_LV_5922-2_0_5_node_150 | 0.4 | n |  | TRUE
180 | bus_LV_5922-2_0_5_node_206 | 0.4 | n |  | TRUE
181 | bus_LV_5922-2_0_5_node_197 | 0.4 | n |  | TRUE
182 | bus_LV_5922-2_0_5_node_156 | 0.4 | n |  | TRUE
183 | bus_LV_5922-2_0_5_node_187 | 0.4 | n |  | TRUE
184 | bus_LV_5922-2_0_5_node_194 | 0.4 | n |  | TRUE
185 | bus_LV_5922-2_0_5_node_157 | 0.4 | n |  | TRUE
186 | bus_LV_5922-2_0_5_node_159 | 0.4 | n |  | TRUE
187 | bus_LV_5922-2_0_5_node_191 | 0.4 | n |  | TRUE
188 | bus_LV_5922-2_0_5_node_190 | 0.4 | n |  | TRUE
189 | bus_LV_5922-2_0_5_node_163 | 0.4 | n |  | TRUE
190 | bus_LV_5922-2_0_5_node_167 | 0.4 | n |  | TRUE
191 | bus_LV_5922-2_0_5_node_202 | 0.4 | n |  | TRUE
192 | bus_LV_5922-2_0_5_node_168 | 0.4 | n |  | TRUE
193 | bus_LV_5922-2_0_5_node_196 | 0.4 | n |  | TRUE
194 | bus_LV_5922-2_0_5_node_170 | 0.4 | n |  | TRUE
195 | bus_LV_5922-2_0_5_node_171 | 0.4 | n |  | TRUE
196 | bus_LV_5922-2_0_5_node_172 | 0.4 | n |  | TRUE
197 | bus_LV_5922-2_0_5_node_176 | 0.4 | n |  | TRUE
198 | bus_LV_5922-2_0_5_node_177 | 0.4 | n |  | TRUE
199 | bus_LV_5922-2_0_5_node_178 | 0.4 | n |  | TRUE
200 | bus_LV_5922-2_0_5_node_183 | 0.4 | n |  | TRUE
201 | bus_LV_5922-2_0_5_node_185 | 0.4 | n |  | TRUE
202 | bus_LV_5922-2_0_5_node_188 | 0.4 | n |  | TRUE
203 | bus_LV_5922-2_0_5_node_189 | 0.4 | n |  | TRUE
204 | bus_LV_5922-2_0_5_node_204 | 0.4 | n |  | TRUE
205 | bus_LV_5922-2_0_5_node_210 | 0.4 | n |  | TRUE
206 | bus_LV_5922-2_0_5_node_208 | 0.4 | n |  | TRUE
207 | bus_LV_5922-2_0_5_node_207 | 0.4 | n |  | TRUE
208 | bus_MV_316_1_node_172 | 20 | n |  | TRUE

## load
| name | bus | p_mw | q_mvar | const_z_percent | const_i_percent | sn_mva | scaling | in_service | type
0 | LV_5922-2_0_5_load_0 | 0 | 0.02078 | 0.0052079 | 0 | 0 |  | 1 | TRUE | wye
1 | LV_5922-2_0_5_load_5 | 4 | 0.0017855 | 0.00044748 | 0 | 0 |  | 1 | TRUE | wye
2 | LV_5922-2_0_5_load_6 | 5 | 0.011398 | 0.0028566 | 0 | 0 |  | 1 | TRUE | wye
3 | LV_5922-2_0_5_load_4 | 6 | 0.0081927 | 0.0020533 | 0 | 0 |  | 1 | TRUE | wye
4 | LV_5922-2_0_5_load_42 | 7 | 0.005318 | 0.0013328 | 0 | 0 |  | 1 | TRUE | wye
5 | LV_5922-2_0_5_load_8 | 10 | 0.022025 | 0.00552 | 0 | 0 |  | 1 | TRUE | wye
6 | LV_5922-2_0_5_load_97 | 13 | 0.0024458 | 0.00061299 | 0 | 0 |  | 1 | TRUE | wye
7 | LV_5922-2_0_5_load_98 | 15 | 0.0025204 | 0.00063168 | 0 | 0 |  | 1 | TRUE | wye
8 | LV_5922-2_0_5_load_43 | 18 | 0.0076638 | 0.0019207 | 0 | 0 |  | 1 | TRUE | wye
9 | LV_5922-2_0_5_load_25 | 19 | 0.007238 | 0.001814 | 0 | 0 |  | 1 | TRUE | wye
10 | LV_5922-2_0_5_load_13 | 22 | 0.0029777 | 0.00074628 | 0 | 0 |  | 1 | TRUE | wye
11 | LV_5922-2_0_5_load_14 | 23 | 0.0028512 | 0.00071458 | 0 | 0 |  | 1 | TRUE | wye
12 | LV_5922-2_0_5_load_15 | 24 | 0.0049424 | 0.0012387 | 0 | 0 |  | 1 | TRUE | wye
13 | LV_5922-2_0_5_load_16 | 25 | 0.0028566 | 0.00071593 | 0 | 0 |  | 1 | TRUE | wye
14 | LV_5922-2_0_5_load_17 | 26 | 0.00096832 | 0.00024268 | 0 | 0 |  | 1 | TRUE | wye
15 | LV_5922-2_0_5_load_205 | 27 | 0.0027417 | 0.00068713 | 0 | 0 |  | 1 | TRUE | wye
16 | LV_5922-2_0_5_load_24 | 28 | 0.0027936 | 0.00070013 | 0 | 0 |  | 1 | TRUE | wye
17 | LV_5922-2_0_5_load_184 | 29 | 0.0026857 | 0.00067309 | 0 | 0 |  | 1 | TRUE | wye
18 | LV_5922-2_0_5_load_18 | 30 | 0.011873 | 0.0029757 | 0 | 0 |  | 1 | TRUE | wye
19 | LV_5922-2_0_5_load_23 | 33 | 0.010774 | 0.0027001 | 0 | 0 |  | 1 | TRUE | wye
20 | LV_5922-2_0_5_load_169 | 34 | 0.007907 | 0.0019817 | 0 | 0 |  | 1 | TRUE | wye
21 | LV_5922-2_0_5_load_86 | 37 | 0.0026919 | 0.00067466 | 0 | 0 |  | 1 | TRUE | wye
22 | LV_5922-2_0_5_load_209 | 39 | 0.0043266 | 0.0010843 | 0 | 0 |  | 1 | TRUE | wye
23 | LV_5922-2_0_5_load_37 | 40 | 0.00073775 | 0.0001849 | 0 | 0 |  | 1 | TRUE | wye
24 | LV_5922-2_0_5_load_34 | 41 | 0.013919 | 0.0034884 | 0 | 0 |  | 1 | TRUE | wye
25 | LV_5922-2_0_5_load_38 | 42 | 0.0094187 | 0.0023605 | 0 | 0 |  | 1 | TRUE | wye
26 | LV_5922-2_0_5_load_27 | 43 | 0.0038425 | 0.00096301 | 0 | 0 |  | 1 | TRUE | wye
27 | LV_5922-2_0_5_load_28 | 44 | 0.0071334 | 0.0017878 | 0 | 0 |  | 1 | TRUE | wye
28 | LV_5922-2_0_5_load_30 | 45 | 0.0010734 | 0.00026902 | 0 | 0 |  | 1 | TRUE | wye
29 | LV_5922-2_0_5_load_103 | 46 | 0.00092669 | 0.00023225 | 0 | 0 |  | 1 | TRUE | wye
30 | LV_5922-2_0_5_load_48 | 48 | 0.002546 | 0.00063808 | 0 | 0 |  | 1 | TRUE | wye
31 | LV_5922-2_0_5_load_45 | 49 | 0.003854 | 0.0009659 | 0 | 0 |  | 1 | TRUE | wye
32 | LV_5922-2_0_5_load_44 | 50 | 0.005143 | 0.0012889 | 0 | 0 |  | 1 | TRUE | wye
33 | LV_5922-2_0_5_load_108 | 51 | 0.0015698 | 0.00039343 | 0 | 0 |  | 1 | TRUE | wye
34 | LV_5922-2_0_5_load_49 | 52 | 0.0034949 | 0.0008759 | 0 | 0 |  | 1 | TRUE | wye
35 | LV_5922-2_0_5_load_46 | 53 | 0.0018078 | 0.00045309 | 0 | 0 |  | 1 | TRUE | wye
36 | LV_5922-2_0_5_load_40 | 56 | 0.0012954 | 0.00032465 | 0 | 0 |  | 1 | TRUE | wye
37 | LV_5922-2_0_5_load_41 | 57 | 0.001179 | 0.00029548 | 0 | 0 |  | 1 | TRUE | wye
38 | LV_5922-2_0_5_load_110 | 58 | 0.002242 | 0.0005619 | 0 | 0 |  | 1 | TRUE | wye
39 | LV_5922-2_0_5_load_117 | 59 | 0.00063428 | 0.00015897 | 0 | 0 |  | 1 | TRUE | wye
40 | LV_5922-2_0_5_load_111 | 60 | 0.0029766 | 0.000746 | 0 | 0 |  | 1 | TRUE | wye
41 | LV_5922-2_0_5_load_89 | 61 | 0.0014281 | 0.00035792 | 0 | 0 |  | 1 | TRUE | wye
42 | LV_5922-2_0_5_load_52 | 62 | 0.0025694 | 0.00064396 | 0 | 0 |  | 1 | TRUE | wye
43 | LV_5922-2_0_5_load_79 | 64 | 0.0019084 | 0.00047829 | 0 | 0 |  | 1 | TRUE | wye
44 | LV_5922-2_0_5_load_80 | 65 | 0.004406 | 0.0011043 | 0 | 0 |  | 1 | TRUE | wye
45 | LV_5922-2_0_5_load_81 | 66 | 0.0012294 | 0.00030811 | 0 | 0 |  | 1 | TRUE | wye
46 | LV_5922-2_0_5_load_99 | 67 | 0.0020049 | 0.00050247 | 0 | 0 |  | 1 | TRUE | wye
47 | LV_5922-2_0_5_load_50 | 68 | 0.0034421 | 0.00086268 | 0 | 0 |  | 1 | TRUE | wye
48 | LV_5922-2_0_5_load_55 | 69 | 0.00631 | 0.0015814 | 0 | 0 |  | 1 | TRUE | wye
49 | LV_5922-2_0_5_load_54 | 70 | 0.0018939 | 0.00047465 | 0 | 0 |  | 1 | TRUE | wye
50 | LV_5922-2_0_5_load_96 | 72 | 0.0057173 | 0.0014329 | 0 | 0 |  | 1 | TRUE | wye
51 | LV_5922-2_0_5_load_56 | 74 | 0.0023414 | 0.0005868 | 0 | 0 |  | 1 | TRUE | wye
52 | LV_5922-2_0_5_load_65 | 76 | 0.00089003 | 0.00022306 | 0 | 0 |  | 1 | TRUE | wye
53 | LV_5922-2_0_5_load_64 | 77 | 0.0093515 | 0.0023437 | 0 | 0 |  | 1 | TRUE | wye
54 | LV_5922-2_0_5_load_83 | 78 | 0.0042815 | 0.0010731 | 0 | 0 |  | 1 | TRUE | wye
55 | LV_5922-2_0_5_load_61 | 79 | 0.0027287 | 0.00068388 | 0 | 0 |  | 1 | TRUE | wye
56 | LV_5922-2_0_5_load_58 | 80 | 0.0034616 | 0.00086756 | 0 | 0 |  | 1 | TRUE | wye
57 | LV_5922-2_0_5_load_59 | 81 | 0.0019591 | 0.00049099 | 0 | 0 |  | 1 | TRUE | wye
58 | LV_5922-2_0_5_load_63 | 83 | 0.0012569 | 0.000315 | 0 | 0 |  | 1 | TRUE | wye
59 | LV_5922-2_0_5_load_78 | 85 | 0.002483 | 0.0006223 | 0 | 0 |  | 1 | TRUE | wye
60 | LV_5922-2_0_5_load_75 | 86 | 0.0011665 | 0.00029236 | 0 | 0 |  | 1 | TRUE | wye
61 | LV_5922-2_0_5_load_74 | 87 | 0.0010688 | 0.00026787 | 0 | 0 |  | 1 | TRUE | wye
62 | LV_5922-2_0_5_load_76 | 88 | 0.0030279 | 0.00075887 | 0 | 0 |  | 1 | TRUE | wye
63 | LV_5922-2_0_5_load_73 | 89 | 0.00062391 | 0.00015637 | 0 | 0 |  | 1 | TRUE | wye
64 | LV_5922-2_0_5_load_82 | 90 | 0.0014109 | 0.00035361 | 0 | 0 |  | 1 | TRUE | wye
65 | LV_5922-2_0_5_load_66 | 91 | 0.00049778 | 0.00012476 | 0 | 0 |  | 1 | TRUE | wye
66 | LV_5922-2_0_5_load_67 | 92 | 0.0027748 | 0.00069544 | 0 | 0 |  | 1 | TRUE | wye
67 | LV_5922-2_0_5_load_71 | 96 | 0.001392 | 0.00034887 | 0 | 0 |  | 1 | TRUE | wye
68 | LV_5922-2_0_5_load_72 | 97 | 0.0010752 | 0.00026948 | 0 | 0 |  | 1 | TRUE | wye
69 | LV_5922-2_0_5_load_124 | 98 | 0.0020553 | 0.00051511 | 0 | 0 |  | 1 | TRUE | wye
70 | LV_5922-2_0_5_load_125 | 99 | 0.0010797 | 0.0002706 | 0 | 0 |  | 1 | TRUE | wye
71 | LV_5922-2_0_5_load_137 | 100 | 0.0010428 | 0.00026136 | 0 | 0 |  | 1 | TRUE | wye
72 | LV_5922-2_0_5_load_151 | 101 | 0.0017493 | 0.00043842 | 0 | 0 |  | 1 | TRUE | wye
73 | LV_5922-2_0_5_load_175 | 102 | 0.0019701 | 0.00049375 | 0 | 0 |  | 1 | TRUE | wye
74 | LV_5922-2_0_5_load_84 | 105 | 0.001955 | 0.00048996 | 0 | 0 |  | 1 | TRUE | wye
75 | LV_5922-2_0_5_load_152 | 106 | 0.00059695 | 0.00014961 | 0 | 0 |  | 1 | TRUE | wye
76 | LV_5922-2_0_5_load_109 | 109 | 0.0015082 | 0.00037798 | 0 | 0 |  | 1 | TRUE | wye
77 | LV_5922-2_0_5_load_173 | 110 | 0.0013978 | 0.00035032 | 0 | 0 |  | 1 | TRUE | wye
78 | LV_5922-2_0_5_load_105 | 111 | 0.0019311 | 0.00048399 | 0 | 0 |  | 1 | TRUE | wye
79 | LV_5922-2_0_5_load_100 | 113 | 0.0072044 | 0.0018056 | 0 | 0 |  | 1 | TRUE | wye
80 | LV_5922-2_0_5_load_90 | 116 | 0.002521 | 0.00063183 | 0 | 0 |  | 1 | TRUE | wye
81 | LV_5922-2_0_5_load_135 | 117 | 0.0094413 | 0.0023662 | 0 | 0 |  | 1 | TRUE | wye
82 | LV_5922-2_0_5_load_88 | 119 | 0.0020612 | 0.00051657 | 0 | 0 |  | 1 | TRUE | wye
83 | LV_5922-2_0_5_load_180 | 120 | 0.0012158 | 0.0003047 | 0 | 0 |  | 1 | TRUE | wye
84 | LV_5922-2_0_5_load_91 | 122 | 0.0019528 | 0.00048941 | 0 | 0 |  | 1 | TRUE | wye
85 | LV_5922-2_0_5_load_130 | 123 | 0.0045523 | 0.0011409 | 0 | 0 |  | 1 | TRUE | wye
86 | LV_5922-2_0_5_load_126 | 124 | 0.0018304 | 0.00045873 | 0 | 0 |  | 1 | TRUE | wye
87 | LV_5922-2_0_5_load_136 | 126 | 0.0049505 | 0.0012407 | 0 | 0 |  | 1 | TRUE | wye
88 | LV_5922-2_0_5_load_101 | 127 | 0.0030049 | 0.00075309 | 0 | 0 |  | 1 | TRUE | wye
89 | LV_5922-2_0_5_load_102 | 128 | 0.0010965 | 0.00027482 | 0 | 0 |  | 1 | TRUE | wye
90 | LV_5922-2_0_5_load_148 | 129 | 0.0026049 | 0.00065286 | 0 | 0 |  | 1 | TRUE | wye
91 | LV_5922-2_0_5_load_104 | 131 | 0.0052185 | 0.0013079 | 0 | 0 |  | 1 | TRUE | wye
92 | LV_5922-2_0_5_load_106 | 132 | 0.0018887 | 0.00047336 | 0 | 0 |  | 1 | TRUE | wye
93 | LV_5922-2_0_5_load_147 | 134 | 0.0014102 | 0.00035342 | 0 | 0 |  | 1 | TRUE | wye
94 | LV_5922-2_0_5_load_144 | 135 | 0.0016901 | 0.00042357 | 0 | 0 |  | 1 | TRUE | wye
95 | LV_5922-2_0_5_load_181 | 136 | 0.0023599 | 0.00059144 | 0 | 0 |  | 1 | TRUE | wye
96 | LV_5922-2_0_5_load_182 | 137 | 0.001367 | 0.00034261 | 0 | 0 |  | 1 | TRUE | wye
97 | LV_5922-2_0_5_load_112 | 138 | 0.0043925 | 0.0011009 | 0 | 0 |  | 1 | TRUE | wye
98 | LV_5922-2_0_5_load_113 | 139 | 0.00084375 | 0.00021146 | 0 | 0 |  | 1 | TRUE | wye
99 | LV_5922-2_0_5_load_114 | 140 | 0.0014285 | 0.00035801 | 0 | 0 |  | 1 | TRUE | wye
100 | LV_5922-2_0_5_load_116 | 142 | 0.0012422 | 0.00031132 | 0 | 0 |  | 1 | TRUE | wye
101 | LV_5922-2_0_5_load_154 | 143 | 0.0010508 | 0.00026336 | 0 | 0 |  | 1 | TRUE | wye
102 | LV_5922-2_0_5_load_155 | 144 | 0.0028162 | 0.0007058 | 0 | 0 |  | 1 | TRUE | wye
103 | LV_5922-2_0_5_load_200 | 145 | 0.0017983 | 0.00045069 | 0 | 0 |  | 1 | TRUE | wye
104 | LV_5922-2_0_5_load_186 | 146 | 0.001184 | 0.00029673 | 0 | 0 |  | 1 | TRUE | wye
105 | LV_5922-2_0_5_load_195 | 147 | 0.0024267 | 0.00060818 | 0 | 0 |  | 1 | TRUE | wye
106 | LV_5922-2_0_5_load_118 | 149 | 0.0022534 | 0.00056476 | 0 | 0 |  | 1 | TRUE | wye
107 | LV_5922-2_0_5_load_119 | 150 | 0.0015831 | 0.00039677 | 0 | 0 |  | 1 | TRUE | wye
108 | LV_5922-2_0_5_load_123 | 153 | 0.0023283 | 0.00058352 | 0 | 0 |  | 1 | TRUE | wye
109 | LV_5922-2_0_5_load_162 | 154 | 0.0013857 | 0.00034728 | 0 | 0 |  | 1 | TRUE | wye
110 | LV_5922-2_0_5_load_160 | 155 | 0.0017468 | 0.00043779 | 0 | 0 |  | 1 | TRUE | wye
111 | LV_5922-2_0_5_load_193 | 156 | 0.0018615 | 0.00046653 | 0 | 0 |  | 1 | TRUE | wye
112 | LV_5922-2_0_5_load_203 | 157 | 0.0030621 | 0.00076744 | 0 | 0 |  | 1 | TRUE | wye
113 | LV_5922-2_0_5_load_158 | 158 | 0.0024223 | 0.00060707 | 0 | 0 |  | 1 | TRUE | wye
114 | LV_5922-2_0_5_load_174 | 159 | 0.0068955 | 0.0017282 | 0 | 0 |  | 1 | TRUE | wye
115 | LV_5922-2_0_5_load_128 | 160 | 0.00088121 | 0.00022085 | 0 | 0 |  | 1 | TRUE | wye
116 | LV_5922-2_0_5_load_129 | 161 | 0.00083335 | 0.00020886 | 0 | 0 |  | 1 | TRUE | wye
117 | LV_5922-2_0_5_load_132 | 162 | 0.00091742 | 0.00022993 | 0 | 0 |  | 1 | TRUE | wye
118 | LV_5922-2_0_5_load_192 | 163 | 0.001503 | 0.00037668 | 0 | 0 |  | 1 | TRUE | wye
119 | LV_5922-2_0_5_load_131 | 164 | 0.0018292 | 0.00045843 | 0 | 0 |  | 1 | TRUE | wye
120 | LV_5922-2_0_5_load_133 | 166 | 0.0008413 | 0.00021085 | 0 | 0 |  | 1 | TRUE | wye
121 | LV_5922-2_0_5_load_134 | 167 | 0.0011003 | 0.00027576 | 0 | 0 |  | 1 | TRUE | wye
122 | LV_5922-2_0_5_load_138 | 168 | 0.0015553 | 0.00038981 | 0 | 0 |  | 1 | TRUE | wye
123 | LV_5922-2_0_5_load_139 | 169 | 0.001321 | 0.00033106 | 0 | 0 |  | 1 | TRUE | wye
124 | LV_5922-2_0_5_load_141 | 171 | 0.0028562 | 0.00071584 | 0 | 0 |  | 1 | TRUE | wye
125 | LV_5922-2_0_5_load_142 | 172 | 0.0021102 | 0.00052887 | 0 | 0 |  | 1 | TRUE | wye
126 | LV_5922-2_0_5_load_198 | 173 | 0.0026862 | 0.00067323 | 0 | 0 |  | 1 | TRUE | wye
127 | LV_5922-2_0_5_load_165 | 174 | 0.0012713 | 0.00031862 | 0 | 0 |  | 1 | TRUE | wye
128 | LV_5922-2_0_5_load_199 | 175 | 0.001725 | 0.00043232 | 0 | 0 |  | 1 | TRUE | wye
129 | LV_5922-2_0_5_load_164 | 176 | 0.0035346 | 0.00088586 | 0 | 0 |  | 1 | TRUE | wye
130 | LV_5922-2_0_5_load_145 | 177 | 0.00071404 | 0.00017896 | 0 | 0 |  | 1 | TRUE | wye
131 | LV_5922-2_0_5_load_153 | 178 | 0.0017483 | 0.00043815 | 0 | 0 |  | 1 | TRUE | wye
132 | LV_5922-2_0_5_load_150 | 179 | 0.00090072 | 0.00022574 | 0 | 0 |  | 1 | TRUE | wye
133 | LV_5922-2_0_5_load_206 | 180 | 0.0019424 | 0.00048681 | 0 | 0 |  | 1 | TRUE | wye
134 | LV_5922-2_0_5_load_197 | 181 | 0.0010373 | 0.00025997 | 0 | 0 |  | 1 | TRUE | wye
135 | LV_5922-2_0_5_load_156 | 182 | 0.0022133 | 0.00055471 | 0 | 0 |  | 1 | TRUE | wye
136 | LV_5922-2_0_5_load_187 | 183 | 0.0028632 | 0.00071758 | 0 | 0 |  | 1 | TRUE | wye
137 | LV_5922-2_0_5_load_194 | 184 | 0.00076881 | 0.00019268 | 0 | 0 |  | 1 | TRUE | wye
138 | LV_5922-2_0_5_load_157 | 185 | 0.0017073 | 0.00042788 | 0 | 0 |  | 1 | TRUE | wye
139 | LV_5922-2_0_5_load_190 | 188 | 0.0025843 | 0.0006477 | 0 | 0 |  | 1 | TRUE | wye
140 | LV_5922-2_0_5_load_163 | 189 | 0.001926 | 0.0004827 | 0 | 0 |  | 1 | TRUE | wye
141 | LV_5922-2_0_5_load_167 | 190 | 0.0015225 | 0.00038157 | 0 | 0 |  | 1 | TRUE | wye
142 | LV_5922-2_0_5_load_168 | 192 | 0.00063768 | 0.00015982 | 0 | 0 |  | 1 | TRUE | wye
143 | LV_5922-2_0_5_load_170 | 194 | 0.0016121 | 0.00040403 | 0 | 0 |  | 1 | TRUE | wye
144 | LV_5922-2_0_5_load_171 | 195 | 0.0046133 | 0.0011562 | 0 | 0 |  | 1 | TRUE | wye
145 | LV_5922-2_0_5_load_172 | 196 | 0.0022208 | 0.00055659 | 0 | 0 |  | 1 | TRUE | wye
146 | LV_5922-2_0_5_load_176 | 197 | 0.0023393 | 0.00058629 | 0 | 0 |  | 1 | TRUE | wye
147 | LV_5922-2_0_5_load_177 | 198 | 0.0013935 | 0.00034925 | 0 | 0 |  | 1 | TRUE | wye
148 | LV_5922-2_0_5_load_178 | 199 | 0.00094233 | 0.00023617 | 0 | 0 |  | 1 | TRUE | wye
149 | LV_5922-2_0_5_load_185 | 201 | 0.0039787 | 0.00099715 | 0 | 0 |  | 1 | TRUE | wye
150 | LV_5922-2_0_5_load_188 | 202 | 0.0014456 | 0.00036231 | 0 | 0 |  | 1 | TRUE | wye
151 | LV_5922-2_0_5_load_189 | 203 | 0.0016403 | 0.00041109 | 0 | 0 |  | 1 | TRUE | wye
152 | LV_5922-2_0_5_load_210 | 205 | 0.0025486 | 0.00063875 | 0 | 0 |  | 1 | TRUE | wye
153 | LV_5922-2_0_5_load_207 | 207 | 0.001351 | 0.00033859 | 0 | 0 |  | 1 | TRUE | wye

## ext_grid
| name | bus | vm_pu | va_degree | slack_weight | in_service
0 |  | 17 | 1 | 0 | 1 | TRUE

## line
| name | std_type | from_bus | to_bus | length_km | r_ohm_per_km | x_ohm_per_km | c_nf_per_km | g_us_per_km | max_i_ka | df | parallel | type | in_service
0 | LV_5922-2_0_5_line_0 |  | 0 | 1 | 0.031651 | 0.125 | 0.08 | 261 | 0 | 0.364 | 1 | 1 | cs | TRUE
1 | LV_5922-2_0_5_line_1 |  | 0 | 2 | 0.033525 | 0.125 | 0.08 | 261 | 0 | 0.364 | 1 | 1 | cs | TRUE
2 | LV_5922-2_0_5_line_2 |  | 1 | 3 | 0.024612 | 0.125 | 0.08 | 261 | 0 | 0.364 | 1 | 1 | cs | TRUE
3 | LV_5922-2_0_5_line_3 |  | 2 | 4 | 0.0091662 | 0.125 | 0.08 | 261 | 0 | 0.364 | 1 | 1 | cs | TRUE
4 | LV_5922-2_0_5_line_4 |  | 3 | 5 | 0.0029899 | 0.125 | 0.08 | 261 | 0 | 0.364 | 1 | 1 | cs | TRUE
5 | LV_5922-2_0_5_line_5 |  | 5 | 8 | 0.0068048 | 0.125 | 0.08 | 261 | 0 | 0.364 | 1 | 1 | cs | TRUE
6 | LV_5922-2_0_5_line_6 |  | 6 | 7 | 0.010524 | 0.125 | 0.08 | 261 | 0 | 0.364 | 1 | 1 | cs | TRUE
7 | LV_5922-2_0_5_line_7 |  | 7 | 9 | 0.0068292 | 0.125 | 0.08 | 261 | 0 | 0.364 | 1 | 1 | cs | TRUE
8 | LV_5922-2_0_5_line_8 |  | 8 | 10 | 0.0087018 | 0.125 | 0.08 | 261 | 0 | 0.364 | 1 | 1 | cs | TRUE
9 | LV_5922-2_0_5_line_9 |  | 9 | 34 | 0.024949 | 0.125 | 0.08 | 261 | 0 | 0.364 | 1 | 1 | cs | TRUE
10 | LV_5922-2_0_5_line_10 |  | 9 | 31 | 0.036691 | 0.125 | 0.08 | 261 | 0 | 0.364 | 1 | 1 | cs | TRUE
11 | LV_5922-2_0_5_line_11 |  | 10 | 11 | 0.01411 | 0.125 | 0.08 | 261 | 0 | 0.364 | 1 | 1 | cs | TRUE
12 | LV_5922-2_0_5_line_12 |  | 11 | 19 | 0.018756 | 0.125 | 0.08 | 261 | 0 | 0.364 | 1 | 2 | cs | TRUE
13 | LV_5922-2_0_5_line_13 |  | 11 | 12 | 0.007284 | 0.125 | 0.08 | 261 | 0 | 0.364 | 1 | 2 | cs | TRUE
14 | LV_5922-2_0_5_line_14 |  | 12 | 13 | 0.0056392 | 0.125 | 0.08 | 261 | 0 | 0.364 | 1 | 2 | cs | TRUE
15 | LV_5922-2_0_5_line_15 |  | 13 | 14 | 3.238e-05 | 0.125 | 0.08 | 261 | 0 | 0.364 | 1 | 2 | cs | TRUE
16 | LV_5922-2_0_5_line_16 |  | 14 | 15 | 0.0055414 | 0.125 | 0.08 | 261 | 0 | 0.364 | 1 | 2 | cs | TRUE
17 | LV_5922-2_0_5_line_17 |  | 15 | 17 | 0.0059867 | 0.125 | 0.08 | 261 | 0 | 0.364 | 1 | 2 | cs | TRUE
18 | LV_5922-2_0_5_line_18 |  | 16 | 17 | 0.014523 | 0.125 | 0.08 | 261 | 0 | 0.364 | 1 | 1 | cs | TRUE
19 | LV_5922-2_0_5_line_19 |  | 16 | 18 | 0.017711 | 0.125 | 0.08 | 261 | 0 | 0.364 | 1 | 1 | cs | TRUE
20 | LV_5922-2_0_5_line_20 |  | 17 | 20 | 0.021493 | 0.125 | 0.08 | 261 | 0 | 0.364 | 1 | 2 | cs | TRUE
21 | LV_5922-2_0_5_line_21 |  | 18 | 21 | 0.0074514 | 0.125 | 0.08 | 261 | 0 | 0.364 | 1 | 1 | cs | TRUE
22 | LV_5922-2_0_5_line_22 |  | 19 | 28 | 0.0022892 | 0.125 | 0.08 | 261 | 0 | 0.364 | 1 | 2 | cs | TRUE
23 | LV_5922-2_0_5_line_23 |  | 20 | 43 | 0.017312 | 0.125 | 0.08 | 261 | 0 | 0.364 | 1 | 2 | cs | TRUE
24 | LV_5922-2_0_5_line_24 |  | 21 | 50 | 0.007145 | 0.125 | 0.08 | 261 | 0 | 0.364 | 1 | 1 | cs | TRUE
25 | LV_5922-2_0_5_line_25 |  | 22 | 23 | 0.0045215 | 0.125 | 0.08 | 261 | 0 | 0.364 | 1 | 2 | cs | TRUE
26 | LV_5922-2_0_5_line_26 |  | 22 | 24 | 0.0090814 | 0.125 | 0.08 | 261 | 0 | 0.364 | 1 | 2 | cs | TRUE
27 | LV_5922-2_0_5_line_27 |  | 23 | 25 | 0.0088672 | 0.125 | 0.08 | 261 | 0 | 0.364 | 1 | 1 | cs | TRUE
28 | LV_5922-2_0_5_line_28 |  | 24 | 26 | 0.0031549 | 0.125 | 0.08 | 261 | 0 | 0.364 | 1 | 2 | cs | TRUE
29 | LV_5922-2_0_5_line_29 |  | 25 | 27 | 0.0081176 | 0.125 | 0.08 | 261 | 0 | 0.364 | 1 | 1 | cs | TRUE
30 | LV_5922-2_0_5_line_30 |  | 26 | 28 | 0.0035919 | 0.125 | 0.08 | 261 | 0 | 0.364 | 1 | 2 | cs | TRUE
31 | LV_5922-2_0_5_line_31 |  | 27 | 29 | 0.0079589 | 0.125 | 0.08 | 261 | 0 | 0.364 | 1 | 1 | cs | TRUE
32 | LV_5922-2_0_5_line_32 |  | 29 | 200 | 0.004243 | 0.125 | 0.08 | 261 | 0 | 0.364 | 1 | 1 | cs | TRUE
33 | LV_5922-2_0_5_line_33 |  | 30 | 31 | 0.020156 | 0.125 | 0.08 | 261 | 0 | 0.364 | 1 | 1 | cs | TRUE
34 | LV_5922-2_0_5_line_34 |  | 30 | 32 | 0.010206 | 0.125 | 0.08 | 261 | 0 | 0.364 | 1 | 1 | cs | TRUE
35 | LV_5922-2_0_5_line_35 |  | 32 | 33 | 0.040334 | 0.125 | 0.08 | 261 | 0 | 0.364 | 1 | 1 | cs | TRUE
36 | LV_5922-2_0_5_line_36 |  | 33 | 38 | 0.021548 | 0.125 | 0.08 | 261 | 0 | 0.364 | 1 | 1 | cs | TRUE
37 | LV_5922-2_0_5_line_37 |  | 34 | 39 | 0.004987 | 0.125 | 0.08 | 261 | 0 | 0.364 | 1 | 1 | cs | TRUE
38 | LV_5922-2_0_5_line_38 |  | 35 | 36 | 0.065095 | 0.125 | 0.08 | 261 | 0 | 0.364 | 1 | 1 | cs | TRUE
39 | LV_5922-2_0_5_line_39 |  | 35 | 37 | 0.01112 | 0.125 | 0.08 | 261 | 0 | 0.364 | 1 | 1 | cs | TRUE
40 | LV_5922-2_0_5_line_40 |  | 36 | 40 | 0.014567 | 0.125 | 0.08 | 261 | 0 | 0.364 | 1 | 1 | cs | TRUE
41 | LV_5922-2_0_5_line_41 |  | 36 | 41 | 0.0095256 | 0.125 | 0.08 | 261 | 0 | 0.364 | 1 | 1 | cs | TRUE
42 | LV_5922-2_0_5_line_42 |  | 38 | 42 | 0.031447 | 0.125 | 0.08 | 261 | 0 | 0.364 | 1 | 1 | cs | TRUE
43 | LV_5922-2_0_5_line_43 |  | 38 | 41 | 0.014639 | 0.125 | 0.08 | 261 | 0 | 0.364 | 1 | 1 | cs | TRUE
44 | LV_5922-2_0_5_line_44 |  | 40 | 55 | 0.00453 | 0.125 | 0.08 | 261 | 0 | 0.364 | 1 | 1 | cs | TRUE
45 | LV_5922-2_0_5_line_45 |  | 43 | 44 | 0.0023963 | 0.125 | 0.08 | 261 | 0 | 0.364 | 1 | 2 | cs | TRUE
46 | LV_5922-2_0_5_line_46 |  | 44 | 45 | 0.012473 | 0.125 | 0.08 | 261 | 0 | 0.364 | 1 | 2 | cs | TRUE
47 | LV_5922-2_0_5_line_47 |  | 45 | 46 | 0.017679 | 0.125 | 0.08 | 261 | 0 | 0.364 | 1 | 2 | cs | TRUE
48 | LV_5922-2_0_5_line_48 |  | 46 | 51 | 0.011544 | 0.125 | 0.08 | 261 | 0 | 0.364 | 1 | 2 | cs | TRUE
49 | LV_5922-2_0_5_line_49 |  | 47 | 48 | 0.012382 | 0.125 | 0.08 | 261 | 0 | 0.364 | 1 | 2 | cs | TRUE
50 | LV_5922-2_0_5_line_50 |  | 47 | 49 | 0.012099 | 0.125 | 0.08 | 261 | 0 | 0.364 | 1 | 2 | cs | TRUE
51 | LV_5922-2_0_5_line_51 |  | 48 | 52 | 0.020422 | 0.125 | 0.08 | 261 | 0 | 0.364 | 1 | 2 | cs | TRUE
52 | LV_5922-2_0_5_line_52 |  | 49 | 53 | 0.011207 | 0.125 | 0.08 | 261 | 0 | 0.364 | 1 | 2 | cs | TRUE
53 | LV_5922-2_0_5_line_53 |  | 50 | 54 | 0.0051976 | 0.125 | 0.08 | 261 | 0 | 0.364 | 1 | 1 | cs | TRUE
54 | LV_5922-2_0_5_line_54 |  | 51 | 130 | 0.0060404 | 0.125 | 0.08 | 261 | 0 | 0.364 | 1 | 2 | cs | TRUE
55 | LV_5922-2_0_5_line_55 |  | 52 | 68 | 5.4951e-06 | 0.125 | 0.08 | 261 | 0 | 0.364 | 1 | 2 | cs | TRUE
56 | LV_5922-2_0_5_line_56 |  | 53 | 63 | 0.0077224 | 0.125 | 0.08 | 261 | 0 | 0.364 | 1 | 2 | cs | TRUE
57 | LV_5922-2_0_5_line_57 |  | 54 | 62 | 0.022997 | 0.125 | 0.08 | 261 | 0 | 0.364 | 1 | 1 | cs | TRUE
58 | LV_5922-2_0_5_line_58 |  | 55 | 56 | 0.0088452 | 0.125 | 0.08 | 261 | 0 | 0.364 | 1 | 1 | cs | TRUE
59 | LV_5922-2_0_5_line_59 |  | 55 | 57 | 0.019298 | 0.125 | 0.08 | 261 | 0 | 0.364 | 1 | 1 | cs | TRUE
60 | LV_5922-2_0_5_line_60 |  | 56 | 58 | 0.0084843 | 0.125 | 0.08 | 261 | 0 | 0.364 | 1 | 1 | cs | TRUE
61 | LV_5922-2_0_5_line_61 |  | 57 | 59 | 0.022425 | 0.125 | 0.08 | 261 | 0 | 0.364 | 1 | 1 | cs | TRUE
62 | LV_5922-2_0_5_line_62 |  | 58 | 60 | 0.0090237 | 0.125 | 0.08 | 261 | 0 | 0.364 | 1 | 1 | cs | TRUE
63 | LV_5922-2_0_5_line_63 |  | 59 | 61 | 0.027008 | 0.125 | 0.08 | 261 | 0 | 0.364 | 1 | 1 | cs | TRUE
64 | LV_5922-2_0_5_line_64 |  | 60 | 136 | 0.0013602 | 0.125 | 0.08 | 261 | 0 | 0.364 | 1 | 1 | cs | TRUE
65 | LV_5922-2_0_5_line_65 |  | 61 | 118 | 0.028204 | 0.125 | 0.08 | 261 | 0 | 0.364 | 1 | 1 | cs | TRUE
66 | LV_5922-2_0_5_line_66 |  | 62 | 71 | 0.0085137 | 0.125 | 0.08 | 261 | 0 | 0.364 | 1 | 1 | cs | TRUE
67 | LV_5922-2_0_5_line_67 |  | 63 | 64 | 0.018246 | 0.125 | 0.08 | 261 | 0 | 0.364 | 1 | 1 | cs | TRUE
68 | LV_5922-2_0_5_line_68 |  | 63 | 65 | 0.0075897 | 0.125 | 0.08 | 261 | 0 | 0.364 | 1 | 2 | cs | TRUE
69 | LV_5922-2_0_5_line_69 |  | 64 | 66 | 0.0003634 | 0.125 | 0.08 | 261 | 0 | 0.364 | 1 | 1 | cs | TRUE
70 | LV_5922-2_0_5_line_70 |  | 65 | 67 | 0.0038064 | 0.125 | 0.08 | 261 | 0 | 0.364 | 1 | 2 | cs | TRUE
71 | LV_5922-2_0_5_line_71 |  | 66 | 85 | 0.0088774 | 0.125 | 0.08 | 261 | 0 | 0.364 | 1 | 1 | cs | TRUE
72 | LV_5922-2_0_5_line_72 |  | 67 | 113 | 0.014699 | 0.125 | 0.08 | 261 | 0 | 0.364 | 1 | 2 | cs | TRUE
73 | LV_5922-2_0_5_line_73 |  | 68 | 69 | 0.010239 | 0.125 | 0.08 | 261 | 0 | 0.364 | 1 | 2 | cs | TRUE
74 | LV_5922-2_0_5_line_74 |  | 69 | 70 | 0.009178 | 0.125 | 0.08 | 261 | 0 | 0.364 | 1 | 2 | cs | TRUE
75 | LV_5922-2_0_5_line_75 |  | 70 | 74 | 0.016204 | 0.125 | 0.08 | 261 | 0 | 0.364 | 1 | 2 | cs | TRUE
76 | LV_5922-2_0_5_line_76 |  | 71 | 72 | 0.0033831 | 0.125 | 0.08 | 261 | 0 | 0.364 | 1 | 1 | cs | TRUE
77 | LV_5922-2_0_5_line_77 |  | 72 | 73 | 0.022602 | 0.125 | 0.08 | 261 | 0 | 0.364 | 1 | 1 | cs | TRUE
78 | LV_5922-2_0_5_line_78 |  | 73 | 122 | 0.0078341 | 0.125 | 0.08 | 261 | 0 | 0.364 | 1 | 1 | cs | TRUE
79 | LV_5922-2_0_5_line_79 |  | 74 | 75 | 0.018909 | 0.125 | 0.08 | 261 | 0 | 0.364 | 1 | 2 | cs | TRUE
80 | LV_5922-2_0_5_line_80 |  | 75 | 76 | 0.031608 | 0.125 | 0.08 | 261 | 0 | 0.364 | 1 | 1 | cs | TRUE
81 | LV_5922-2_0_5_line_81 |  | 75 | 77 | 0.0014666 | 0.125 | 0.08 | 261 | 0 | 0.364 | 1 | 1 | cs | TRUE
82 | LV_5922-2_0_5_line_82 |  | 76 | 78 | 0.00076664 | 0.125 | 0.08 | 261 | 0 | 0.364 | 1 | 1 | cs | TRUE
83 | LV_5922-2_0_5_line_83 |  | 77 | 79 | 0.014834 | 0.125 | 0.08 | 261 | 0 | 0.364 | 1 | 1 | cs | TRUE
84 | LV_5922-2_0_5_line_84 |  | 78 | 90 | 0.016873 | 0.125 | 0.08 | 261 | 0 | 0.364 | 1 | 1 | cs | TRUE
85 | LV_5922-2_0_5_line_85 |  | 79 | 81 | 0.0011879 | 0.125 | 0.08 | 261 | 0 | 0.364 | 1 | 1 | cs | TRUE
86 | LV_5922-2_0_5_line_86 |  | 80 | 81 | 0.0061908 | 0.125 | 0.08 | 261 | 0 | 0.364 | 1 | 1 | cs | TRUE
87 | LV_5922-2_0_5_line_87 |  | 80 | 82 | 0.022029 | 0.125 | 0.08 | 261 | 0 | 0.364 | 1 | 1 | cs | TRUE
88 | LV_5922-2_0_5_line_88 |  | 82 | 83 | 0.015835 | 0.125 | 0.08 | 261 | 0 | 0.364 | 1 | 1 | cs | TRUE
89 | LV_5922-2_0_5_line_89 |  | 83 | 87 | 0.0016563 | 0.125 | 0.08 | 261 | 0 | 0.364 | 1 | 1 | cs | TRUE
90 | LV_5922-2_0_5_line_90 |  | 84 | 85 | 0.015657 | 0.125 | 0.08 | 261 | 0 | 0.364 | 1 | 1 | cs | TRUE
91 | LV_5922-2_0_5_line_91 |  | 84 | 86 | 0.01264 | 0.125 | 0.08 | 261 | 0 | 0.364 | 1 | 1 | cs | TRUE
92 | LV_5922-2_0_5_line_92 |  | 86 | 88 | 0.020466 | 0.125 | 0.08 | 261 | 0 | 0.364 | 1 | 1 | cs | TRUE
93 | LV_5922-2_0_5_line_93 |  | 87 | 89 | 0.00015111 | 0.125 | 0.08 | 261 | 0 | 0.364 | 1 | 1 | cs | TRUE
94 | LV_5922-2_0_5_line_94 |  | 88 | 107 | 0.013246 | 0.125 | 0.08 | 261 | 0 | 0.364 | 1 | 1 | cs | TRUE
95 | LV_5922-2_0_5_line_95 |  | 90 | 105 | 0.01165 | 0.125 | 0.08 | 261 | 0 | 0.364 | 1 | 1 | cs | TRUE
96 | LV_5922-2_0_5_line_96 |  | 91 | 92 | 0.025989 | 0.125 | 0.08 | 261 | 0 | 0.364 | 1 | 1 | cs | TRUE
97 | LV_5922-2_0_5_line_97 |  | 91 | 93 | 0.010993 | 0.125 | 0.08 | 261 | 0 | 0.364 | 1 | 1 | cs | TRUE
98 | LV_5922-2_0_5_line_98 |  | 92 | 94 | 0.058384 | 0.125 | 0.08 | 261 | 0 | 0.364 | 1 | 1 | cs | TRUE
99 | LV_5922-2_0_5_line_99 |  | 93 | 95 | 0.015042 | 0.125 | 0.08 | 261 | 0 | 0.364 | 1 | 1 | cs | TRUE
100 | LV_5922-2_0_5_line_100 |  | 93 | 96 | 0.014994 | 0.125 | 0.08 | 261 | 0 | 0.364 | 1 | 1 | cs | TRUE
101 | LV_5922-2_0_5_line_101 |  | 93 | 97 | 0.015084 | 0.125 | 0.08 | 261 | 0 | 0.364 | 1 | 1 | cs | TRUE
102 | LV_5922-2_0_5_line_102 |  | 94 | 98 | 0.013824 | 0.125 | 0.08 | 261 | 0 | 0.364 | 1 | 1 | cs | TRUE
103 | LV_5922-2_0_5_line_103 |  | 94 | 99 | 0.058739 | 0.125 | 0.08 | 261 | 0 | 0.364 | 1 | 1 | cs | TRUE
104 | LV_5922-2_0_5_line_104 |  | 95 | 100 | 0.013171 | 0.125 | 0.08 | 261 | 0 | 0.364 | 1 | 1 | cs | TRUE
105 | LV_5922-2_0_5_line_105 |  | 97 | 101 | 0.07272 | 0.125 | 0.08 | 261 | 0 | 0.364 | 1 | 1 | cs | TRUE
106 | LV_5922-2_0_5_line_106 |  | 99 | 102 | 0.013793 | 0.125 | 0.08 | 261 | 0 | 0.364 | 1 | 1 | cs | TRUE
107 | LV_5922-2_0_5_line_107 |  | 100 | 104 | 0.030417 | 0.125 | 0.08 | 261 | 0 | 0.364 | 1 | 1 | cs | TRUE
108 | LV_5922-2_0_5_line_108 |  | 101 | 106 | 0.022421 | 0.125 | 0.08 | 261 | 0 | 0.364 | 1 | 1 | cs | TRUE
109 | LV_5922-2_0_5_line_109 |  | 102 | 159 | 0.039146 | 0.125 | 0.08 | 261 | 0 | 0.364 | 1 | 1 | cs | TRUE
110 | LV_5922-2_0_5_line_110 |  | 103 | 104 | 0.018241 | 0.125 | 0.08 | 261 | 0 | 0.364 | 1 | 1 | cs | TRUE
111 | LV_5922-2_0_5_line_111 |  | 103 | 105 | 0.015914 | 0.125 | 0.08 | 261 | 0 | 0.364 | 1 | 1 | cs | TRUE
112 | LV_5922-2_0_5_line_112 |  | 104 | 117 | 0.045797 | 0.125 | 0.08 | 261 | 0 | 0.364 | 1 | 1 | cs | TRUE
113 | LV_5922-2_0_5_line_113 |  | 106 | 182 | 0.033782 | 0.125 | 0.08 | 261 | 0 | 0.364 | 1 | 1 | cs | TRUE
114 | LV_5922-2_0_5_line_114 |  | 107 | 108 | 0.037777 | 0.125 | 0.08 | 261 | 0 | 0.364 | 1 | 1 | cs | TRUE
115 | LV_5922-2_0_5_line_115 |  | 107 | 109 | 0.017275 | 0.125 | 0.08 | 261 | 0 | 0.364 | 1 | 1 | cs | TRUE
116 | LV_5922-2_0_5_line_116 |  | 108 | 110 | 0.037063 | 0.125 | 0.08 | 261 | 0 | 0.364 | 1 | 1 | cs | TRUE
117 | LV_5922-2_0_5_line_117 |  | 108 | 111 | 0.01566 | 0.125 | 0.08 | 261 | 0 | 0.364 | 1 | 1 | cs | TRUE
118 | LV_5922-2_0_5_line_118 |  | 109 | 112 | 0.015592 | 0.125 | 0.08 | 261 | 0 | 0.364 | 1 | 1 | cs | TRUE
119 | LV_5922-2_0_5_line_119 |  | 110 | 133 | 0.053383 | 0.125 | 0.08 | 261 | 0 | 0.364 | 1 | 1 | cs | TRUE
120 | LV_5922-2_0_5_line_120 |  | 111 | 131 | 0.0085899 | 0.125 | 0.08 | 261 | 0 | 0.364 | 1 | 1 | cs | TRUE
121 | LV_5922-2_0_5_line_121 |  | 112 | 134 | 0.015504 | 0.125 | 0.08 | 261 | 0 | 0.364 | 1 | 1 | cs | TRUE
122 | LV_5922-2_0_5_line_122 |  | 112 | 135 | 0.0036996 | 0.125 | 0.08 | 261 | 0 | 0.364 | 1 | 1 | cs | TRUE
123 | LV_5922-2_0_5_line_123 |  | 113 | 127 | 0.02478 | 0.125 | 0.08 | 261 | 0 | 0.364 | 1 | 2 | cs | TRUE
124 | LV_5922-2_0_5_line_124 |  | 114 | 115 | 0.007795 | 0.125 | 0.08 | 261 | 0 | 0.364 | 1 | 1 | cs | TRUE
125 | LV_5922-2_0_5_line_125 |  | 114 | 116 | 0.018376 | 0.125 | 0.08 | 261 | 0 | 0.364 | 1 | 1 | cs | TRUE
126 | LV_5922-2_0_5_line_126 |  | 115 | 123 | 0.058532 | 0.125 | 0.08 | 261 | 0 | 0.364 | 1 | 1 | cs | TRUE
127 | LV_5922-2_0_5_line_127 |  | 115 | 124 | 0.04605 | 0.125 | 0.08 | 261 | 0 | 0.364 | 1 | 1 | cs | TRUE
128 | LV_5922-2_0_5_line_128 |  | 116 | 122 | 0.035044 | 0.125 | 0.08 | 261 | 0 | 0.364 | 1 | 1 | cs | TRUE
129 | LV_5922-2_0_5_line_129 |  | 117 | 126 | 0.034124 | 0.125 | 0.08 | 261 | 0 | 0.364 | 1 | 1 | cs | TRUE
130 | LV_5922-2_0_5_line_130 |  | 118 | 119 | 0.0035432 | 0.125 | 0.08 | 261 | 0 | 0.364 | 1 | 1 | cs | TRUE
131 | LV_5922-2_0_5_line_131 |  | 119 | 120 | 0.057056 | 0.125 | 0.08 | 261 | 0 | 0.364 | 1 | 1 | cs | TRUE
132 | LV_5922-2_0_5_line_132 |  | 120 | 121 | 0.044134 | 0.125 | 0.08 | 261 | 0 | 0.364 | 1 | 1 | cs | TRUE
133 | LV_5922-2_0_5_line_133 |  | 121 | 199 | 0.018999 | 0.125 | 0.08 | 261 | 0 | 0.364 | 1 | 1 | cs | TRUE
134 | LV_5922-2_0_5_line_134 |  | 124 | 125 | 0.019952 | 0.125 | 0.08 | 261 | 0 | 0.364 | 1 | 1 | cs | TRUE
135 | LV_5922-2_0_5_line_135 |  | 125 | 160 | 0.013549 | 0.125 | 0.08 | 261 | 0 | 0.364 | 1 | 1 | cs | TRUE
136 | LV_5922-2_0_5_line_136 |  | 125 | 161 | 0.01616 | 0.125 | 0.08 | 261 | 0 | 0.364 | 1 | 1 | cs | TRUE
137 | LV_5922-2_0_5_line_137 |  | 127 | 128 | 0.0022504 | 0.125 | 0.08 | 261 | 0 | 0.364 | 1 | 2 | cs | TRUE
138 | LV_5922-2_0_5_line_138 |  | 128 | 129 | 0.019466 | 0.125 | 0.08 | 261 | 0 | 0.364 | 1 | 2 | cs | TRUE
139 | LV_5922-2_0_5_line_139 |  | 129 | 130 | 0.00924 | 0.125 | 0.08 | 261 | 0 | 0.364 | 1 | 2 | cs | TRUE
140 | LV_5922-2_0_5_line_140 |  | 131 | 132 | 0.0080224 | 0.125 | 0.08 | 261 | 0 | 0.364 | 1 | 1 | cs | TRUE
141 | LV_5922-2_0_5_line_141 |  | 133 | 170 | 0.065205 | 0.125 | 0.08 | 261 | 0 | 0.364 | 1 | 1 | cs | TRUE
142 | LV_5922-2_0_5_line_142 |  | 134 | 178 | 0.014988 | 0.125 | 0.08 | 261 | 0 | 0.364 | 1 | 1 | cs | TRUE
143 | LV_5922-2_0_5_line_143 |  | 135 | 177 | 0.019178 | 0.125 | 0.08 | 261 | 0 | 0.364 | 1 | 1 | cs | TRUE
144 | LV_5922-2_0_5_line_144 |  | 136 | 137 | 0.0055149 | 0.125 | 0.08 | 261 | 0 | 0.364 | 1 | 1 | cs | TRUE
145 | LV_5922-2_0_5_line_145 |  | 137 | 200 | 0.009256 | 0.125 | 0.08 | 261 | 0 | 0.364 | 1 | 1 | cs | TRUE
146 | LV_5922-2_0_5_line_146 |  | 138 | 139 | 0.0064518 | 0.125 | 0.08 | 261 | 0 | 0.364 | 1 | 1 | cs | TRUE
147 | LV_5922-2_0_5_line_147 |  | 138 | 140 | 0.028159 | 0.125 | 0.08 | 261 | 0 | 0.364 | 1 | 1 | cs | TRUE
148 | LV_5922-2_0_5_line_148 |  | 139 | 141 | 0.015708 | 0.125 | 0.08 | 261 | 0 | 0.364 | 1 | 1 | cs | TRUE
149 | LV_5922-2_0_5_line_149 |  | 140 | 142 | 0.0056126 | 0.125 | 0.08 | 261 | 0 | 0.364 | 1 | 1 | cs | TRUE
150 | LV_5922-2_0_5_line_150 |  | 141 | 143 | 0.0060633 | 0.125 | 0.08 | 261 | 0 | 0.364 | 1 | 1 | cs | TRUE
151 | LV_5922-2_0_5_line_151 |  | 141 | 144 | 0.0078633 | 0.125 | 0.08 | 261 | 0 | 0.364 | 1 | 1 | cs | TRUE
152 | LV_5922-2_0_5_line_152 |  | 142 | 145 | 0.021892 | 0.125 | 0.08 | 261 | 0 | 0.364 | 1 | 1 | cs | TRUE
153 | LV_5922-2_0_5_line_153 |  | 143 | 146 | 0.0013477 | 0.125 | 0.08 | 261 | 0 | 0.364 | 1 | 1 | cs | TRUE
154 | LV_5922-2_0_5_line_154 |  | 144 | 147 | 0.011676 | 0.125 | 0.08 | 261 | 0 | 0.364 | 1 | 1 | cs | TRUE
155 | LV_5922-2_0_5_line_155 |  | 145 | 148 | 0.018414 | 0.125 | 0.08 | 261 | 0 | 0.364 | 1 | 1 | cs | TRUE
156 | LV_5922-2_0_5_line_156 |  | 146 | 183 | 0.0039769 | 0.125 | 0.08 | 261 | 0 | 0.364 | 1 | 1 | cs | TRUE
157 | LV_5922-2_0_5_line_157 |  | 147 | 184 | 0.0006963 | 0.125 | 0.08 | 261 | 0 | 0.364 | 1 | 1 | cs | TRUE
158 | LV_5922-2_0_5_line_158 |  | 148 | 204 | 0.03192 | 0.125 | 0.08 | 261 | 0 | 0.364 | 1 | 1 | cs | TRUE
159 | LV_5922-2_0_5_line_159 |  | 148 | 191 | 0.022717 | 0.125 | 0.08 | 261 | 0 | 0.364 | 1 | 1 | cs | TRUE
160 | LV_5922-2_0_5_line_160 |  | 149 | 150 | 0.016673 | 0.125 | 0.08 | 261 | 0 | 0.364 | 1 | 1 | cs | TRUE
161 | LV_5922-2_0_5_line_161 |  | 149 | 151 | 0.029787 | 0.125 | 0.08 | 261 | 0 | 0.364 | 1 | 1 | cs | TRUE
162 | LV_5922-2_0_5_line_162 |  | 151 | 152 | 0.011411 | 0.125 | 0.08 | 261 | 0 | 0.364 | 1 | 1 | cs | TRUE
163 | LV_5922-2_0_5_line_163 |  | 151 | 153 | 0.018274 | 0.125 | 0.08 | 261 | 0 | 0.364 | 1 | 1 | cs | TRUE
164 | LV_5922-2_0_5_line_164 |  | 152 | 154 | 0.0073811 | 0.125 | 0.08 | 261 | 0 | 0.364 | 1 | 1 | cs | TRUE
165 | LV_5922-2_0_5_line_165 |  | 152 | 155 | 0.021553 | 0.125 | 0.08 | 261 | 0 | 0.364 | 1 | 1 | cs | TRUE
166 | LV_5922-2_0_5_line_166 |  | 153 | 156 | 0.015177 | 0.125 | 0.08 | 261 | 0 | 0.364 | 1 | 1 | cs | TRUE
167 | LV_5922-2_0_5_line_167 |  | 154 | 157 | 0.045571 | 0.125 | 0.08 | 261 | 0 | 0.364 | 1 | 1 | cs | TRUE
168 | LV_5922-2_0_5_line_168 |  | 155 | 158 | 0.0027995 | 0.125 | 0.08 | 261 | 0 | 0.364 | 1 | 1 | cs | TRUE
169 | LV_5922-2_0_5_line_169 |  | 158 | 185 | 0.0055824 | 0.125 | 0.08 | 261 | 0 | 0.364 | 1 | 1 | cs | TRUE
170 | LV_5922-2_0_5_line_170 |  | 159 | 197 | 0.030153 | 0.125 | 0.08 | 261 | 0 | 0.364 | 1 | 1 | cs | TRUE
171 | LV_5922-2_0_5_line_171 |  | 159 | 196 | 0.028613 | 0.125 | 0.08 | 261 | 0 | 0.364 | 1 | 1 | cs | TRUE
172 | LV_5922-2_0_5_line_172 |  | 160 | 162 | 0.0092806 | 0.125 | 0.08 | 261 | 0 | 0.364 | 1 | 1 | cs | TRUE
173 | LV_5922-2_0_5_line_173 |  | 161 | 163 | 0.032085 | 0.125 | 0.08 | 261 | 0 | 0.364 | 1 | 1 | cs | TRUE
174 | LV_5922-2_0_5_line_174 |  | 162 | 164 | 0.0076931 | 0.125 | 0.08 | 261 | 0 | 0.364 | 1 | 1 | cs | TRUE
175 | LV_5922-2_0_5_line_175 |  | 163 | 165 | 0.031 | 0.125 | 0.08 | 261 | 0 | 0.364 | 1 | 1 | cs | TRUE
176 | LV_5922-2_0_5_line_176 |  | 164 | 166 | 0.0035883 | 0.125 | 0.08 | 261 | 0 | 0.364 | 1 | 1 | cs | TRUE
177 | LV_5922-2_0_5_line_177 |  | 165 | 187 | 0.044951 | 0.125 | 0.08 | 261 | 0 | 0.364 | 1 | 1 | cs | TRUE
178 | LV_5922-2_0_5_line_178 |  | 165 | 186 | 0.01576 | 0.125 | 0.08 | 261 | 0 | 0.364 | 1 | 1 | cs | TRUE
179 | LV_5922-2_0_5_line_179 |  | 166 | 167 | 0.01768 | 0.125 | 0.08 | 261 | 0 | 0.364 | 1 | 1 | cs | TRUE
180 | LV_5922-2_0_5_line_180 |  | 168 | 169 | 0.026265 | 0.125 | 0.08 | 261 | 0 | 0.364 | 1 | 1 | cs | TRUE
181 | LV_5922-2_0_5_line_181 |  | 168 | 170 | 0.017964 | 0.125 | 0.08 | 261 | 0 | 0.364 | 1 | 1 | cs | TRUE
182 | LV_5922-2_0_5_line_182 |  | 169 | 171 | 0.046849 | 0.125 | 0.08 | 261 | 0 | 0.364 | 1 | 1 | cs | TRUE
183 | LV_5922-2_0_5_line_183 |  | 170 | 172 | 0.037221 | 0.125 | 0.08 | 261 | 0 | 0.364 | 1 | 1 | cs | TRUE
184 | LV_5922-2_0_5_line_184 |  | 171 | 173 | 0.010572 | 0.125 | 0.08 | 261 | 0 | 0.364 | 1 | 1 | cs | TRUE
185 | LV_5922-2_0_5_line_185 |  | 172 | 174 | 0.020436 | 0.125 | 0.08 | 261 | 0 | 0.364 | 1 | 1 | cs | TRUE
186 | LV_5922-2_0_5_line_186 |  | 173 | 175 | 0.0064458 | 0.125 | 0.08 | 261 | 0 | 0.364 | 1 | 1 | cs | TRUE
187 | LV_5922-2_0_5_line_187 |  | 174 | 176 | 0.015042 | 0.125 | 0.08 | 261 | 0 | 0.364 | 1 | 1 | cs | TRUE
188 | LV_5922-2_0_5_line_188 |  | 176 | 189 | 0.030448 | 0.125 | 0.08 | 261 | 0 | 0.364 | 1 | 1 | cs | TRUE
189 | LV_5922-2_0_5_line_189 |  | 179 | 180 | 0.0075797 | 0.125 | 0.08 | 261 | 0 | 0.364 | 1 | 1 | cs | TRUE
190 | LV_5922-2_0_5_line_190 |  | 180 | 181 | 0.0014247 | 0.125 | 0.08 | 261 | 0 | 0.364 | 1 | 1 | cs | TRUE
191 | LV_5922-2_0_5_line_191 |  | 181 | 193 | 0.028742 | 0.125 | 0.08 | 261 | 0 | 0.364 | 1 | 1 | cs | TRUE
192 | LV_5922-2_0_5_line_192 |  | 183 | 202 | 0.0065796 | 0.125 | 0.08 | 261 | 0 | 0.364 | 1 | 1 | cs | TRUE
193 | LV_5922-2_0_5_line_193 |  | 184 | 193 | 0.0030409 | 0.125 | 0.08 | 261 | 0 | 0.364 | 1 | 1 | cs | TRUE
194 | LV_5922-2_0_5_line_194 |  | 185 | 186 | 0.042055 | 0.125 | 0.08 | 261 | 0 | 0.364 | 1 | 1 | cs | TRUE
195 | LV_5922-2_0_5_line_195 |  | 187 | 188 | 0.025971 | 0.125 | 0.08 | 261 | 0 | 0.364 | 1 | 1 | cs | TRUE
196 | LV_5922-2_0_5_line_196 |  | 188 | 203 | 0.026588 | 0.125 | 0.08 | 261 | 0 | 0.364 | 1 | 1 | cs | TRUE
197 | LV_5922-2_0_5_line_197 |  | 190 | 191 | 0.013617 | 0.125 | 0.08 | 261 | 0 | 0.364 | 1 | 1 | cs | TRUE
198 | LV_5922-2_0_5_line_198 |  | 192 | 193 | 0.014972 | 0.125 | 0.08 | 261 | 0 | 0.364 | 1 | 1 | cs | TRUE
199 | LV_5922-2_0_5_line_199 |  | 194 | 195 | 0.037595 | 0.125 | 0.08 | 261 | 0 | 0.364 | 1 | 1 | cs | TRUE
200 | LV_5922-2_0_5_line_200 |  | 195 | 196 | 0.018937 | 0.125 | 0.08 | 261 | 0 | 0.364 | 1 | 1 | cs | TRUE
201 | LV_5922-2_0_5_line_201 |  | 198 | 199 | 0.026103 | 0.125 | 0.08 | 261 | 0 | 0.364 | 1 | 1 | cs | TRUE
202 | LV_5922-2_0_5_line_202 |  | 200 | 201 | 0.0076272 | 0.125 | 0.08 | 261 | 0 | 0.364 | 1 | 1 | cs | TRUE
203 | LV_5922-2_0_5_line_203 |  | 201 | 202 | 0.0072657 | 0.125 | 0.08 | 261 | 0 | 0.364 | 1 | 1 | cs | TRUE
204 | LV_5922-2_0_5_line_204 |  | 204 | 205 | 0.018685 | 0.125 | 0.08 | 261 | 0 | 0.364 | 1 | 1 | cs | TRUE
205 | LV_5922-2_0_5_line_205 |  | 204 | 206 | 0.017278 | 0.125 | 0.08 | 261 | 0 | 0.364 | 1 | 1 | cs | TRUE
206 | LV_5922-2_0_5_line_206 |  | 206 | 207 | 0.012376 | 0.125 | 0.08 | 261 | 0 | 0.364 | 1 | 1 | cs | TRUE

## trafo
| name | std_type | hv_bus | lv_bus | sn_mva | vn_hv_kv | vn_lv_kv | vk_percent | vkr_percent | pfe_kw | i0_percent | shift_degree | tap_side | tap_neutral | tap_min | tap_max | tap_step_percent | tap_step_degree | tap_pos | tap_phase_shifter | parallel | df | in_service
0 | LV_5922-2_0_5_trafo_33 | 0.63 MVA 20/0.4 kV | 208 | 17 | 0.63 | 20 | 0.4 | 6 | 1.206 | 1.65 | 0.2619 | 150 | hv | 0 | -2 | 2 | 2.5 | 0 | 0 | FALSE | 1 | 1 | TRUE

## line_geodata
| x0 | y0 | x1 | y1 | x2 | y2 | x3 | y3 | x4 | y4 | x5 | y5 | x6 | y6 | x7 | y7
0 | 2536934.2194 | 1182633.3065 | 2536939.2882 | 1182634.6427 | 2536943.5084 | 1182633.6977 | 2536956.9633 | 1182627.9971 | 2536963.2949 | 1182624.0306
1 | 2536986.5578 | 1182602.5375 | 2536986.5119 | 1182606.1512 | 2536983.2864 | 1182610.1874 | 2536980.0038 | 1182614.6023 | 2536975.3202 | 1182616.4972 | 2536963.2949 | 1182624.0306
2 | 2536922.2338 | 1182611.8096 | 2536924.2749 | 1182614.9343 | 2536934.2194 | 1182633.3065
3 | 2536986.5578 | 1182602.5375 | 2536977.5102 | 1182604.0072
4 | 2536922.2338 | 1182611.8096 | 2536919.5533 | 1182613.1342
5 | 2536913.4528 | 1182616.1491 | 2536919.5533 | 1182613.1342
6 | 2536976.7841 | 1182688.5166 | 2536969.6231 | 1182680.8049
7 | 2536981.4312 | 1182693.521 | 2536976.7841 | 1182688.5166
8 | 2536913.4528 | 1182616.1491 | 2536905.8183 | 1182620.3247
9 | 2536981.4312 | 1182693.521 | 2537000.1893 | 1182677.0718
10 | 2537005.6367 | 1182721.1484 | 2536981.4312 | 1182693.521
11 | 2536892.3651 | 1182618.5061 | 2536898.4082 | 1182620.9882 | 2536904.6235 | 1182620.9782 | 2536905.8183 | 1182620.3247
12 | 2536892.3651 | 1182618.5061 | 2536884.7391 | 1182635.6422
13 | 2536892.3651 | 1182618.5061 | 2536887.6941 | 1182612.9078
14 | 2536887.6941 | 1182612.9078 | 2536883.7343 | 1182608.8928
15 | 2536883.7343 | 1182608.8928 | 2536883.7115 | 1182608.8697
16 | 2536883.7115 | 1182608.8697 | 2536879.7842 | 1182604.9604
17 | 2536876.0693 | 1182600.2899 | 2536878.4179 | 1182603.6004 | 2536879.7842 | 1182604.9604
18 | 2536876.0693 | 1182600.2899 | 2536888.4033 | 1182592.5665
19 | 2536888.4033 | 1182592.5665 | 2536880.9744 | 1182582.4947 | 2536883.9225 | 1182578.2168
20 | 2536861.8124 | 1182584.9984 | 2536866.8065 | 1182587.2025 | 2536876.0693 | 1182600.2899
21 | 2536878.2214 | 1182573.4186 | 2536883.9225 | 1182578.2168
22 | 2536883.62 | 1182637.6302 | 2536884.3321 | 1182636.5567 | 2536884.7391 | 1182635.6422
23 | 2536861.8124 | 1182584.9984 | 2536850.3307 | 1182597.9544
24 | 2536878.2214 | 1182573.4186 | 2536881.1391 | 1182569.8858 | 2536882.6327 | 1182567.8029
25 | 2536872.3712 | 1182654.5883 | 2536874.8706 | 1182650.8204
26 | 2536879.8906 | 1182643.2525 | 2536874.8706 | 1182650.8204
27 | 2536872.3712 | 1182654.5883 | 2536867.4697 | 1182661.9776
28 | 2536881.6345 | 1182640.6235 | 2536879.8906 | 1182643.2525
29 | 2536867.4697 | 1182661.9776 | 2536862.9825 | 1182668.7423
30 | 2536881.6345 | 1182640.6235 | 2536883.62 | 1182637.6302
31 | 2536858.583 | 1182675.3747 | 2536862.9825 | 1182668.7423
32 | 2536856.2376 | 1182678.9106 | 2536858.583 | 1182675.3747
33 | 2537005.6367 | 1182721.1484 | 2536988.282 | 1182731.3995
34 | 2536979.2973 | 1182735.9231 | 2536980.7245 | 1182735.8636 | 2536988.282 | 1182731.3995
35 | 2536979.2973 | 1182735.9231 | 2536974.3973 | 1182736.1082 | 2536967.7877 | 1182734.1989 | 2536942.8983 | 1182720.2118
36 | 2536923.5823 | 1182710.6848 | 2536938.1161 | 1182717.5244 | 2536942.8983 | 1182720.2118
37 | 2537003.9389 | 1182673.7838 | 2537000.1893 | 1182677.0718
38 | 2536922.211 | 1182765.9863 | 2536918.693 | 1182761.0984 | 2536917.0433 | 1182754.5454 | 2536916.2917 | 1182745.5482 | 2536913.3268 | 1182737.3637 | 2536901.4783 | 1182718.7225 | 2536900.7314 | 1182713.7831 | 2536899.8585 | 1182706.3214
39 | 2536922.211 | 1182765.9863 | 2536914.2005 | 1182773.6983
40 | 2536899.8585 | 1182706.3214 | 2536886.6995 | 1182710.3737 | 2536885.9407 | 1182710.6197
41 | 2536899.8585 | 1182706.3214 | 2536909.327 | 1182707.3627
42 | 2536940.4453 | 1182686.4377 | 2536933.882 | 1182689.6421 | 2536927.9048 | 1182695.564 | 2536925.5744 | 1182701.9255 | 2536923.5823 | 1182710.6848
43 | 2536923.5823 | 1182710.6848 | 2536909.544 | 1182707.3866 | 2536909.327 | 1182707.3627
44 | 2536881.6316 | 1182712.0169 | 2536885.9407 | 1182710.6197
45 | 2536848.7414 | 1182599.7478 | 2536850.3307 | 1182597.9544
46 | 2536848.7414 | 1182599.7478 | 2536840.469 | 1182609.0825
47 | 2536828.9549 | 1182622.4753 | 2536829.9771 | 1182620.9215 | 2536840.469 | 1182609.0825
48 | 2536822.6107 | 1182632.1194 | 2536828.9549 | 1182622.4753
49 | 2536839.608 | 1182571.992 | 2536846.17 | 1182561.4919
50 | 2536839.608 | 1182571.992 | 2536829.0678 | 1182566.0517
51 | 2536846.17 | 1182561.4919 | 2536849.7073 | 1182555.8318 | 2536854.649 | 1182550.899 | 2536858.9413 | 1182545.6697
52 | 2536829.0678 | 1182566.0517 | 2536819.3046 | 1182560.5492
53 | 2536885.6616 | 1182563.579 | 2536882.6327 | 1182567.8029
54 | 2536819.2909 | 1182637.1658 | 2536822.6107 | 1182632.1194
55 | 2536858.9448 | 1182545.6654 | 2536858.9413 | 1182545.6697
56 | 2536812.577 | 1182556.7577 | 2536819.3046 | 1182560.5492
57 | 2536885.6616 | 1182563.579 | 2536896.1455 | 1182544.7799 | 2536896.8873 | 1182543.5086
58 | 2536881.6316 | 1182712.0169 | 2536876.8687 | 1182709.9994 | 2536874.838 | 1182706.9393
59 | 2536881.6316 | 1182712.0169 | 2536877.4116 | 1182730.8479
60 | 2536874.838 | 1182706.9393 | 2536870.1467 | 1182699.87
61 | 2536872.1906 | 1182752.6447 | 2536873.348 | 1182748.9809 | 2536877.4116 | 1182730.8479
62 | 2536865.1571 | 1182692.3513 | 2536870.1467 | 1182699.87
63 | 2536872.1906 | 1182752.6447 | 2536866.787 | 1182769.7508 | 2536863.8383 | 1182778.3269
64 | 2536865.1571 | 1182692.3513 | 2536864.405 | 1182691.2179
65 | 2536854.6677 | 1182804.9988 | 2536863.8383 | 1182778.3269
66 | 2536901.1781 | 1182536.1553 | 2536896.8873 | 1182543.5086
67 | 2536812.577 | 1182556.7577 | 2536802.3468 | 1182548.2387 | 2536799.734 | 1182544.0545
68 | 2536812.577 | 1182556.7577 | 2536811.768 | 1182564.3041
69 | 2536799.5416 | 1182543.7463 | 2536799.734 | 1182544.0545
70 | 2536811.3622 | 1182568.0888 | 2536811.768 | 1182564.3041
71 | 2536794.8396 | 1182536.2163 | 2536799.5416 | 1182543.7463
72 | 2536811.3622 | 1182568.0888 | 2536810.4363 | 1182576.725 | 2536810.4607 | 1182582.7385
73 | 2536865.4412 | 1182537.7509 | 2536858.9448 | 1182545.6654
74 | 2536871.2643 | 1182530.6566 | 2536871.2643 | 1182530.6566 | 2536865.4412 | 1182537.7509
75 | 2536871.2643 | 1182530.6566 | 2536870.8598 | 1182526.3362 | 2536861.5795 | 1182518.9446
76 | 2536901.1781 | 1182536.1553 | 2536902.764 | 1182533.167
77 | 2536913.3592 | 1182513.2027 | 2536902.764 | 1182533.167
78 | 2536913.3592 | 1182513.2027 | 2536916.6878 | 1182506.1109
79 | 2536845.1799 | 1182509.62 | 2536859.1782 | 1182517.032 | 2536861.5795 | 1182518.9446
80 | 2536845.1799 | 1182509.62 | 2536860.1631 | 1182481.7886
81 | 2536845.1799 | 1182509.62 | 2536843.8715 | 1182508.9575
82 | 2536860.5265 | 1182481.1136 | 2536860.1631 | 1182481.7886
83 | 2536843.8715 | 1182508.9575 | 2536830.637 | 1182502.2565
84 | 2536868.5247 | 1182466.2569 | 2536860.5265 | 1182481.1136
85 | 2536829.5772 | 1182501.7199 | 2536830.637 | 1182502.2565
86 | 2536824.0541 | 1182498.9234 | 2536829.5772 | 1182501.7199
87 | 2536804.4005 | 1182488.9722 | 2536824.0541 | 1182498.9234
88 | 2536804.4005 | 1182488.9722 | 2536809.5802 | 1182474.0086
89 | 2536809.5802 | 1182474.0086 | 2536810.122 | 1182472.4434
90 | 2536788.6672 | 1182521.8571 | 2536793.733 | 1182534.4441 | 2536794.8396 | 1182536.2163
91 | 2536788.6672 | 1182521.8571 | 2536778.6436 | 1182517.0047 | 2536777.1522 | 1182516.8153
92 | 2536777.1522 | 1182516.8153 | 2536762.5641 | 1182514.9624 | 2536756.9107 | 1182516.0667
93 | 2536810.122 | 1182472.4434 | 2536810.1714 | 1182472.3006
94 | 2536743.9103 | 1182518.6061 | 2536756.9107 | 1182516.0667
95 | 2536874.0473 | 1182455.9987 | 2536868.5247 | 1182466.2569
96 | 2536815.1872 | 1182424.3111 | 2536790.0273 | 1182417.7972
97 | 2536825.8292 | 1182427.0663 | 2536815.1872 | 1182424.3111
98 | 2536734.4692 | 1182399.9385 | 2536778.219 | 1182414.74 | 2536790.0273 | 1182417.7972
99 | 2536825.8292 | 1182427.0663 | 2536840.3792 | 1182431.0371
100 | 2536825.8292 | 1182427.0663 | 2536820.9244 | 1182441.2357
101 | 2536825.8292 | 1182427.0663 | 2536822.2704 | 1182412.4077
102 | 2536734.4692 | 1182399.9385 | 2536722.8813 | 1182407.4764
103 | 2536734.4692 | 1182399.9385 | 2536694.6446 | 1182388.0864 | 2536678.1728 | 1182383.1769
104 | 2536840.3792 | 1182431.0371 | 2536853.4643 | 1182429.5384
105 | 2536822.2704 | 1182412.4077 | 2536817.0635 | 1182390.9606 | 2536804.7373 | 1182351.057 | 2536801.5806 | 1182342.7503
106 | 2536678.1728 | 1182383.1769 | 2536664.9545 | 1182379.2372
107 | 2536883.6833 | 1182426.0773 | 2536853.4643 | 1182429.5384
108 | 2536801.5806 | 1182342.7503 | 2536793.6158 | 1182321.7915
109 | 2536626.6926 | 1182371.0936 | 2536658.3358 | 1182377.2645 | 2536664.9545 | 1182379.2372
110 | 2536881.591 | 1182441.9862 | 2536883.3298 | 1182442.5015 | 2536883.6833 | 1182426.0773
111 | 2536881.591 | 1182441.9862 | 2536874.0473 | 1182455.9987
112 | 2536883.6833 | 1182426.0773 | 2536894.2311 | 1182420.5407 | 2536903.9863 | 1182407.9195 | 2536912.0811 | 1182392.0696 | 2536912.2133 | 1182392.0973
113 | 2536781.6154 | 1182290.2133 | 2536793.6158 | 1182321.7915
114 | 2536710.4626 | 1182536.3477 | 2536743.9103 | 1182518.6061
115 | 2536743.9103 | 1182518.6061 | 2536737.0724 | 1182511.7412 | 2536730.0255 | 1182508.9341
116 | 2536710.4626 | 1182536.3477 | 2536678.4331 | 1182554.9966
117 | 2536710.4626 | 1182536.3477 | 2536719.1852 | 1182549.3538
118 | 2536715.5404 | 1182503.164 | 2536730.0255 | 1182508.9341
119 | 2536634.3135 | 1182584.8146 | 2536654.297 | 1182569.0496 | 2536678.4331 | 1182554.9966
120 | 2536723.9698 | 1182556.4878 | 2536719.1852 | 1182549.3538
121 | 2536715.5404 | 1182503.164 | 2536720.4397 | 1182488.4546
122 | 2536715.5404 | 1182503.164 | 2536712.0942 | 1182501.8183
123 | 2536810.4607 | 1182582.7385 | 2536810.5077 | 1182594.3231 | 2536810.5878 | 1182606.2401 | 2536810.794 | 1182607.5019
124 | 2536946.9131 | 1182459.852 | 2536939.385 | 1182457.7524
125 | 2536939.385 | 1182457.7524 | 2536931.5772 | 1182474.3875
126 | 2536946.9131 | 1182459.852 | 2536935.9672 | 1182483.3807 | 2536934.8134 | 1182489.8188 | 2536936.6449 | 1182496.9591 | 2536952.8101 | 1182506.394
127 | 2536946.9131 | 1182459.852 | 2536982.3035 | 1182469.8403 | 2536991.1265 | 1182472.7079
128 | 2536931.5772 | 1182474.3875 | 2536916.6878 | 1182506.1109
129 | 2536940.0724 | 1182378.8559 | 2536923.1088 | 1182394.3768 | 2536912.2133 | 1182392.0973
130 | 2536854.6677 | 1182804.9988 | 2536852.8789 | 1182808.0572
131 | 2536852.8789 | 1182808.0572 | 2536840.3654 | 1182829.4526 | 2536825.6263 | 1182858.1603
132 | 2536807.8638 | 1182898.2794 | 2536809.9313 | 1182888.7299 | 2536825.6263 | 1182858.1603
133 | 2536807.8638 | 1182898.2794 | 2536790.3782 | 1182890.8478
134 | 2537010.1014 | 1182478.8749 | 2536991.1265 | 1182472.7079
135 | 2537010.1014 | 1182478.8749 | 2537012.1051 | 1182465.4749
136 | 2537010.1014 | 1182478.8749 | 2537025.2541 | 1182484.4922
137 | 2536811.1568 | 1182609.7229 | 2536810.794 | 1182607.5019
138 | 2536811.1568 | 1182609.7229 | 2536812.1634 | 1182615.8845 | 2536816.7385 | 1182628.2907
139 | 2536819.2909 | 1182637.1658 | 2536817.2887 | 1182629.7828 | 2536816.7385 | 1182628.2907
140 | 2536728.4382 | 1182563.1506 | 2536723.9698 | 1182556.4878
141 | 2536634.3135 | 1182584.8146 | 2536631.0196 | 1182587.4177 | 2536624.8232 | 1182594.9765 | 2536629.1686 | 1182601.5231 | 2536648.6036 | 1182609.6663 | 2536669.1736 | 1182618.2868
142 | 2536725.176 | 1182474.2346 | 2536720.4397 | 1182488.4546
143 | 2536712.0942 | 1182501.8183 | 2536694.2303 | 1182494.8424
144 | 2536864.405 | 1182691.2179 | 2536861.3556 | 1182686.6228
145 | 2536856.2376 | 1182678.9106 | 2536861.3556 | 1182686.6228
146 | 2536838.4291 | 1182727.75 | 2536839.6053 | 1182721.4063
147 | 2536826.8567 | 1182752.6849 | 2536833.0139 | 1182745.7493 | 2536836.9112 | 1182735.9359 | 2536838.4291 | 1182727.75
148 | 2536838.1125 | 1182705.8172 | 2536839.8152 | 1182720.2741 | 2536839.6053 | 1182721.4063
149 | 2536823.0741 | 1182756.8314 | 2536826.8567 | 1182752.6849 | 2536826.8567 | 1182752.6849
150 | 2536838.1125 | 1182705.8172 | 2536840.3214 | 1182700.1705
151 | 2536838.1125 | 1182705.8172 | 2536833.3619 | 1182707.1348 | 2536830.4298 | 1182707.0466
152 | 2536823.0741 | 1182756.8314 | 2536808.3202 | 1182773.0047
153 | 2536840.3214 | 1182700.1705 | 2536840.8123 | 1182698.9155
154 | 2536818.7588 | 1182706.6959 | 2536830.4298 | 1182707.0466
155 | 2536795.9099 | 1182786.6088 | 2536808.3202 | 1182773.0047
156 | 2536842.2611 | 1182695.2118 | 2536840.8123 | 1182698.9155
157 | 2536818.7588 | 1182706.6959 | 2536818.0628 | 1182706.675
158 | 2536774.1523 | 1182810.0187 | 2536795.9099 | 1182786.6088
159 | 2536795.9099 | 1182786.6088 | 2536774.9706 | 1182777.6583
160 | 2536994.1897 | 1182555.8217 | 2536980.8049 | 1182563.8317 | 2536979.9361 | 1182564.4637
161 | 2537022.2403 | 1182546.1075 | 2536997.7485 | 1182553.6919 | 2536994.1897 | 1182555.8217
162 | 2537033.1696 | 1182542.7239 | 2537022.2403 | 1182546.1075
163 | 2537022.2403 | 1182546.1075 | 2537008.3909 | 1182534.1855
164 | 2537033.1696 | 1182542.7239 | 2537028.3769 | 1182548.3374
165 | 2537033.1696 | 1182542.7239 | 2537053.8824 | 1182536.7631
166 | 2536996.8889 | 1182524.2843 | 2537008.3909 | 1182534.1855
167 | 2537011.7632 | 1182580.2176 | 2537008.6183 | 1182572.9328 | 2537007.8453 | 1182566.2372 | 2537008.4362 | 1182559.9941 | 2537010.7537 | 1182554.5666 | 2537016.7053 | 1182551.9914 | 2537028.3423 | 1182548.3779 | 2537028.3769 | 1182548.3374
168 | 2537056.5727 | 1182535.9889 | 2537053.8824 | 1182536.7631
169 | 2537056.5727 | 1182535.9889 | 2537061.9374 | 1182534.445
170 | 2536626.6926 | 1182371.0936 | 2536633.576 | 1182400.4507
171 | 2536626.6926 | 1182371.0936 | 2536598.6087 | 1182365.6168
172 | 2537012.1051 | 1182465.4749 | 2537013.4775 | 1182456.2963
173 | 2537055.1662 | 1182496.0744 | 2537047.0195 | 1182492.5608 | 2537025.2541 | 1182484.4922
174 | 2537015.534 | 1182448.9011 | 2537013.7394 | 1182454.545 | 2537013.4775 | 1182456.2963
175 | 2537083.6312 | 1182508.3513 | 2537055.1662 | 1182496.0744
176 | 2537016.6213 | 1182445.4815 | 2537015.534 | 1182448.9011
177 | 2537086.9775 | 1182463.5351 | 2537086.4886 | 1182470.0439 | 2537083.6312 | 1182508.3513
178 | 2537097.9795 | 1182514.9597 | 2537083.6312 | 1182508.3513
179 | 2537016.6213 | 1182445.4815 | 2537021.9786 | 1182428.633
180 | 2536707.2673 | 1182595.8125 | 2536684.6454 | 1182609.1589
181 | 2536669.1736 | 1182618.2868 | 2536684.6454 | 1182609.1589
182 | 2536745.8436 | 1182585.8325 | 2536742.5456 | 1182580.1555 | 2536736.7546 | 1182578.4157 | 2536707.2673 | 1182595.8125
183 | 2536669.1736 | 1182618.2868 | 2536703.413 | 1182632.8835
184 | 2536751.1541 | 1182594.9736 | 2536745.8436 | 1182585.8325
185 | 2536722.2123 | 1182640.8979 | 2536703.413 | 1182632.8835
186 | 2536751.1541 | 1182594.9736 | 2536754.3921 | 1182600.5472
187 | 2536722.2123 | 1182640.8979 | 2536723.8317 | 1182641.5883 | 2536735.5345 | 1182647.8693
188 | 2536761.1102 | 1182664.2548 | 2536747.5988 | 1182654.3442 | 2536735.5345 | 1182647.8693
189 | 2536804.7415 | 1182679.8093 | 2536805.2255 | 1182676.8369 | 2536806.9784 | 1182672.6184
190 | 2536804.7415 | 1182679.8093 | 2536804.5125 | 1182681.2155
191 | 2536815.0232 | 1182706.5837 | 2536809.9904 | 1182702.1565 | 2536806.423 | 1182694.0563 | 2536803.9851 | 1182684.4543 | 2536804.5125 | 1182681.2155
192 | 2536842.2611 | 1182695.2118 | 2536842.2611 | 1182695.2118 | 2536846.5438 | 1182690.2168
193 | 2536815.0232 | 1182706.5837 | 2536818.0628 | 1182706.675
194 | 2537097.9795 | 1182514.9597 | 2537091.1271 | 1182522.6361 | 2537080.7258 | 1182529.038 | 2537061.9374 | 1182534.445
195 | 2537086.9775 | 1182463.5351 | 2537109.4038 | 1182476.6331
196 | 2537132.3628 | 1182490.0424 | 2537109.4038 | 1182476.6331
197 | 2536774.9706 | 1182777.6583 | 2536773.1536 | 1182774.0644 | 2536772.5108 | 1182769.602 | 2536772.4117 | 1182764.5217
198 | 2536815.0232 | 1182706.5837 | 2536803.42 | 1182716.0454
199 | 2536542.9161 | 1182355.9387 | 2536580.0093 | 1182362.0603
200 | 2536580.0093 | 1182362.0603 | 2536582.3691 | 1182362.4498 | 2536598.6087 | 1182365.6168
201 | 2536766.3544 | 1182880.6375 | 2536790.3782 | 1182890.8478
202 | 2536856.2376 | 1182678.9106 | 2536851.273 | 1182684.7009
203 | 2536846.5438 | 1182690.2168 | 2536851.273 | 1182684.7009
204 | 2536774.1523 | 1182810.0187 | 2536787.2281 | 1182823.3992
205 | 2536774.1523 | 1182810.0187 | 2536763.1226 | 1182823.3429
206 | 2536763.1226 | 1182823.3429 | 2536768.2987 | 1182834.5845

## bus_geodata
| x | y | coords
0 | 2536963.2949 | 1182624.0306
1 | 2536934.2194 | 1182633.3065
2 | 2536986.5578 | 1182602.5375
3 | 2536922.2338 | 1182611.8096
4 | 2536977.5102 | 1182604.0072
5 | 2536919.5533 | 1182613.1342
6 | 2536969.6231 | 1182680.8049
7 | 2536976.7841 | 1182688.5166
8 | 2536913.4528 | 1182616.1491
9 | 2536981.4312 | 1182693.521
10 | 2536905.8183 | 1182620.3247
11 | 2536892.3651 | 1182618.5061
12 | 2536887.6941 | 1182612.9078
13 | 2536883.7343 | 1182608.8928
14 | 2536883.7115 | 1182608.8697
15 | 2536879.7842 | 1182604.9604
16 | 2536888.4033 | 1182592.5665
17 | 2536876.0693 | 1182600.2899
18 | 2536883.9225 | 1182578.2168
19 | 2536884.7391 | 1182635.6422
20 | 2536861.8124 | 1182584.9984
21 | 2536878.2214 | 1182573.4186
22 | 2536874.8706 | 1182650.8204
23 | 2536872.3712 | 1182654.5883
24 | 2536879.8906 | 1182643.2525
25 | 2536867.4697 | 1182661.9776
26 | 2536881.6345 | 1182640.6235
27 | 2536862.9825 | 1182668.7423
28 | 2536883.62 | 1182637.6302
29 | 2536858.583 | 1182675.3747
30 | 2536988.282 | 1182731.3995
31 | 2537005.6367 | 1182721.1484
32 | 2536979.2973 | 1182735.9231
33 | 2536942.8983 | 1182720.2118
34 | 2537000.1893 | 1182677.0718
35 | 2536922.211 | 1182765.9863
36 | 2536899.8585 | 1182706.3214
37 | 2536914.2005 | 1182773.6983
38 | 2536923.5823 | 1182710.6848
39 | 2537003.9389 | 1182673.7838
40 | 2536885.9407 | 1182710.6197
41 | 2536909.327 | 1182707.3627
42 | 2536940.4453 | 1182686.4377
43 | 2536850.3307 | 1182597.9544
44 | 2536848.7414 | 1182599.7478
45 | 2536840.469 | 1182609.0825
46 | 2536828.9549 | 1182622.4753
47 | 2536839.608 | 1182571.992
48 | 2536846.17 | 1182561.4919
49 | 2536829.0678 | 1182566.0517
50 | 2536882.6327 | 1182567.8029
51 | 2536822.6107 | 1182632.1194
52 | 2536858.9413 | 1182545.6697
53 | 2536819.3046 | 1182560.5492
54 | 2536885.6616 | 1182563.579
55 | 2536881.6316 | 1182712.0169
56 | 2536874.838 | 1182706.9393
57 | 2536877.4116 | 1182730.8479
58 | 2536870.1467 | 1182699.87
59 | 2536872.1906 | 1182752.6447
60 | 2536865.1571 | 1182692.3513
61 | 2536863.8383 | 1182778.3269
62 | 2536896.8873 | 1182543.5086
63 | 2536812.577 | 1182556.7577
64 | 2536799.734 | 1182544.0545
65 | 2536811.768 | 1182564.3041
66 | 2536799.5416 | 1182543.7463
67 | 2536811.3622 | 1182568.0888
68 | 2536858.9448 | 1182545.6654
69 | 2536865.4412 | 1182537.7509
70 | 2536871.2643 | 1182530.6566
71 | 2536901.1781 | 1182536.1553
72 | 2536902.764 | 1182533.167
73 | 2536913.3592 | 1182513.2027
74 | 2536861.5795 | 1182518.9446
75 | 2536845.1799 | 1182509.62
76 | 2536860.1631 | 1182481.7886
77 | 2536843.8715 | 1182508.9575
78 | 2536860.5265 | 1182481.1136
79 | 2536830.637 | 1182502.2565
80 | 2536824.0541 | 1182498.9234
81 | 2536829.5772 | 1182501.7199
82 | 2536804.4005 | 1182488.9722
83 | 2536809.5802 | 1182474.0086
84 | 2536788.6672 | 1182521.8571
85 | 2536794.8396 | 1182536.2163
86 | 2536777.1522 | 1182516.8153
87 | 2536810.122 | 1182472.4434
88 | 2536756.9107 | 1182516.0667
89 | 2536810.1714 | 1182472.3006
90 | 2536868.5247 | 1182466.2569
91 | 2536815.1872 | 1182424.3111
92 | 2536790.0273 | 1182417.7972
93 | 2536825.8292 | 1182427.0663
94 | 2536734.4692 | 1182399.9385
95 | 2536840.3792 | 1182431.0371
96 | 2536820.9244 | 1182441.2357
97 | 2536822.2704 | 1182412.4077
98 | 2536722.8813 | 1182407.4764
99 | 2536678.1728 | 1182383.1769
100 | 2536853.4643 | 1182429.5384
101 | 2536801.5806 | 1182342.7503
102 | 2536664.9545 | 1182379.2372
103 | 2536881.591 | 1182441.9862
104 | 2536883.6833 | 1182426.0773
105 | 2536874.0473 | 1182455.9987
106 | 2536793.6158 | 1182321.7915
107 | 2536743.9103 | 1182518.6061
108 | 2536710.4626 | 1182536.3477
109 | 2536730.0255 | 1182508.9341
110 | 2536678.4331 | 1182554.9966
111 | 2536719.1852 | 1182549.3538
112 | 2536715.5404 | 1182503.164
113 | 2536810.4607 | 1182582.7385
114 | 2536939.385 | 1182457.7524
115 | 2536946.9131 | 1182459.852
116 | 2536931.5772 | 1182474.3875
117 | 2536912.2133 | 1182392.0973
118 | 2536854.6677 | 1182804.9988
119 | 2536852.8789 | 1182808.0572
120 | 2536825.6263 | 1182858.1603
121 | 2536807.8638 | 1182898.2794
122 | 2536916.6878 | 1182506.1109
123 | 2536952.8101 | 1182506.394
124 | 2536991.1265 | 1182472.7079
125 | 2537010.1014 | 1182478.8749
126 | 2536940.0724 | 1182378.8559
127 | 2536810.794 | 1182607.5019
128 | 2536811.1568 | 1182609.7229
129 | 2536816.7385 | 1182628.2907
130 | 2536819.2909 | 1182637.1658
131 | 2536723.9698 | 1182556.4878
132 | 2536728.4382 | 1182563.1506
133 | 2536634.3135 | 1182584.8146
134 | 2536720.4397 | 1182488.4546
135 | 2536712.0942 | 1182501.8183
136 | 2536864.405 | 1182691.2179
137 | 2536861.3556 | 1182686.6228
138 | 2536838.4291 | 1182727.75
139 | 2536839.6053 | 1182721.4063
140 | 2536826.8567 | 1182752.6849
141 | 2536838.1125 | 1182705.8172
142 | 2536823.0741 | 1182756.8314
143 | 2536840.3214 | 1182700.1705
144 | 2536830.4298 | 1182707.0466
145 | 2536808.3202 | 1182773.0047
146 | 2536840.8123 | 1182698.9155
147 | 2536818.7588 | 1182706.6959
148 | 2536795.9099 | 1182786.6088
149 | 2536994.1897 | 1182555.8217
150 | 2536979.9361 | 1182564.4637
151 | 2537022.2403 | 1182546.1075
152 | 2537033.1696 | 1182542.7239
153 | 2537008.3908 | 1182534.1855
154 | 2537028.3769 | 1182548.3374
155 | 2537053.8824 | 1182536.7631
156 | 2536996.8889 | 1182524.2843
157 | 2537011.7632 | 1182580.2176
158 | 2537056.5727 | 1182535.9889
159 | 2536626.6926 | 1182371.0936
160 | 2537012.1051 | 1182465.4749
161 | 2537025.2541 | 1182484.4922
162 | 2537013.4775 | 1182456.2963
163 | 2537055.1662 | 1182496.0744
164 | 2537015.534 | 1182448.9011
165 | 2537083.6312 | 1182508.3513
166 | 2537016.6213 | 1182445.4815
167 | 2537021.9786 | 1182428.633
168 | 2536684.6454 | 1182609.1589
169 | 2536707.2673 | 1182595.8125
170 | 2536669.1736 | 1182618.2868
171 | 2536745.8436 | 1182585.8325
172 | 2536703.413 | 1182632.8835
173 | 2536751.1541 | 1182594.9736
174 | 2536722.2123 | 1182640.8979
175 | 2536754.3921 | 1182600.5472
176 | 2536735.5345 | 1182647.8693
177 | 2536694.2303 | 1182494.8424
178 | 2536725.176 | 1182474.2346
179 | 2536806.9784 | 1182672.6184
180 | 2536804.7415 | 1182679.8093
181 | 2536804.5125 | 1182681.2155
182 | 2536781.6154 | 1182290.2133
183 | 2536842.2611 | 1182695.2118
184 | 2536818.0628 | 1182706.675
185 | 2537061.9374 | 1182534.445
186 | 2537097.9795 | 1182514.9597
187 | 2537086.9775 | 1182463.5351
188 | 2537109.4038 | 1182476.6331
189 | 2536761.1102 | 1182664.2548
190 | 2536772.4117 | 1182764.5217
191 | 2536774.9706 | 1182777.6583
192 | 2536803.42 | 1182716.0454
193 | 2536815.0232 | 1182706.5837
194 | 2536542.9161 | 1182355.9387
195 | 2536580.0093 | 1182362.0603
196 | 2536598.6087 | 1182365.6168
197 | 2536633.576 | 1182400.4507
198 | 2536766.3544 | 1182880.6375
199 | 2536790.3782 | 1182890.8478
200 | 2536856.2376 | 1182678.9106
201 | 2536851.273 | 1182684.7009
202 | 2536846.5438 | 1182690.2168
203 | 2537132.3628 | 1182490.0424
204 | 2536774.1523 | 1182810.0187
205 | 2536787.2281 | 1182823.3992
206 | 2536763.1226 | 1182823.3429
207 | 2536768.2987 | 1182834.5845
208 | 2536883.7115 | 1182608.8697

## line_std_types
| c_nf_per_km | r_ohm_per_km | x_ohm_per_km | max_i_ka | type | q_mm2 | alpha | voltage_rating
NAYY 4x50 SE | 210 | 0.642 | 0.083 | 0.142 | cs | 50 | 0.00403 | LV
NAYY 4x120 SE | 264 | 0.225 | 0.08 | 0.242 | cs | 120 | 0.00403 | LV
NAYY 4x150 SE | 261 | 0.208 | 0.08 | 0.27 | cs | 150 | 0.00403 | LV
NA2XS2Y 1x95 RM/25 12/20 kV | 216 | 0.313 | 0.132 | 0.252 | cs | 95 | 0.00403 | MV
NA2XS2Y 1x185 RM/25 12/20 kV | 273 | 0.161 | 0.117 | 0.362 | cs | 185 | 0.00403 | MV
NA2XS2Y 1x240 RM/25 12/20 kV | 304 | 0.122 | 0.112 | 0.421 | cs | 240 | 0.00403 | MV
NA2XS2Y 1x95 RM/25 6/10 kV | 315 | 0.313 | 0.123 | 0.249 | cs | 95 | 0.00403 | MV
NA2XS2Y 1x185 RM/25 6/10 kV | 406 | 0.161 | 0.11 | 0.358 | cs | 185 | 0.00403 | MV
NA2XS2Y 1x240 RM/25 6/10 kV | 456 | 0.122 | 0.105 | 0.416 | cs | 240 | 0.00403 | MV
NA2XS2Y 1x150 RM/25 12/20 kV | 250 | 0.206 | 0.116 | 0.319 | cs | 150 | 0.00403 | MV
NA2XS2Y 1x120 RM/25 12/20 kV | 230 | 0.253 | 0.119 | 0.283 | cs | 120 | 0.00403 | MV
NA2XS2Y 1x70 RM/25 12/20 kV | 190 | 0.443 | 0.132 | 0.22 | cs | 70 | 0.00403 | MV
NA2XS2Y 1x150 RM/25 6/10 kV | 360 | 0.206 | 0.11 | 0.315 | cs | 150 | 0.00403 | MV
NA2XS2Y 1x120 RM/25 6/10 kV | 340 | 0.253 | 0.113 | 0.28 | cs | 120 | 0.00403 | MV
NA2XS2Y 1x70 RM/25 6/10 kV | 280 | 0.443 | 0.123 | 0.217 | cs | 70 | 0.00403 | MV
N2XS(FL)2Y 1x120 RM/35 64/110 kV | 112 | 0.153 | 0.166 | 0.366 | cs | 120 | 0.00393 | HV
N2XS(FL)2Y 1x185 RM/35 64/110 kV | 125 | 0.099 | 0.156 | 0.457 | cs | 185 | 0.00393 | HV
N2XS(FL)2Y 1x240 RM/35 64/110 kV | 135 | 0.075 | 0.149 | 0.526 | cs | 240 | 0.00393 | HV
N2XS(FL)2Y 1x300 RM/35 64/110 kV | 144 | 0.06 | 0.144 | 0.588 | cs | 300 | 0.00393 | HV
15-AL1/3-ST1A 0.4 | 11 | 1.8769 | 0.35 | 0.105 | ol | 16 | 0.00403 | LV
24-AL1/4-ST1A 0.4 | 11.25 | 1.2012 | 0.335 | 0.14 | ol | 24 | 0.00403 | LV
48-AL1/8-ST1A 0.4 | 12.2 | 0.5939 | 0.3 | 0.21 | ol | 48 | 0.00403 | LV
94-AL1/15-ST1A 0.4 | 13.2 | 0.306 | 0.29 | 0.35 | ol | 94 | 0.00403 | LV
34-AL1/6-ST1A 10.0 | 9.7 | 0.8342 | 0.36 | 0.17 | ol | 34 | 0.00403 | MV
48-AL1/8-ST1A 10.0 | 10.1 | 0.5939 | 0.35 | 0.21 | ol | 48 | 0.00403 | MV
70-AL1/11-ST1A 10.0 | 10.4 | 0.4132 | 0.339 | 0.29 | ol | 70 | 0.00403 | MV
94-AL1/15-ST1A 10.0 | 10.75 | 0.306 | 0.33 | 0.35 | ol | 94 | 0.00403 | MV
122-AL1/20-ST1A 10.0 | 11.1 | 0.2376 | 0.323 | 0.41 | ol | 122 | 0.00403 | MV
149-AL1/24-ST1A 10.0 | 11.25 | 0.194 | 0.315 | 0.47 | ol | 149 | 0.00403 | MV
34-AL1/6-ST1A 20.0 | 9.15 | 0.8342 | 0.382 | 0.17 | ol | 34 | 0.00403 | MV
48-AL1/8-ST1A 20.0 | 9.5 | 0.5939 | 0.372 | 0.21 | ol | 48 | 0.00403 | MV
70-AL1/11-ST1A 20.0 | 9.7 | 0.4132 | 0.36 | 0.29 | ol | 70 | 0.00403 | MV
94-AL1/15-ST1A 20.0 | 10 | 0.306 | 0.35 | 0.35 | ol | 94 | 0.00403 | MV
122-AL1/20-ST1A 20.0 | 10.3 | 0.2376 | 0.344 | 0.41 | ol | 122 | 0.00403 | MV
149-AL1/24-ST1A 20.0 | 10.5 | 0.194 | 0.337 | 0.47 | ol | 149 | 0.00403 | MV
184-AL1/30-ST1A 20.0 | 10.75 | 0.1571 | 0.33 | 0.535 | ol | 184 | 0.00403 | MV
243-AL1/39-ST1A 20.0 | 11 | 0.1188 | 0.32 | 0.645 | ol | 243 | 0.00403 | MV
48-AL1/8-ST1A 110.0 | 8 | 0.5939 | 0.46 | 0.21 | ol | 48 | 0.00403 | HV
70-AL1/11-ST1A 110.0 | 8.4 | 0.4132 | 0.45 | 0.29 | ol | 70 | 0.00403 | HV
94-AL1/15-ST1A 110.0 | 8.65 | 0.306 | 0.44 | 0.35 | ol | 94 | 0.00403 | HV
122-AL1/20-ST1A 110.0 | 8.5 | 0.2376 | 0.43 | 0.41 | ol | 122 | 0.00403 | HV
149-AL1/24-ST1A 110.0 | 8.75 | 0.194 | 0.41 | 0.47 | ol | 149 | 0.00403 | HV
184-AL1/30-ST1A 110.0 | 8.8 | 0.1571 | 0.4 | 0.535 | ol | 184 | 0.00403 | HV
243-AL1/39-ST1A 110.0 | 9 | 0.1188 | 0.39 | 0.645 | ol | 243 | 0.00403 | HV
305-AL1/39-ST1A 110.0 | 9.2 | 0.0949 | 0.38 | 0.74 | ol | 305 | 0.00403 | HV
490-AL1/64-ST1A 110.0 | 9.75 | 0.059 | 0.37 | 0.96 | ol | 490 | 0.00403 | HV
679-AL1/86-ST1A 110.0 | 9.95 | 0.042 | 0.36 | 1.15 | ol | 679 | 0.00403 | HV
490-AL1/64-ST1A 220.0 | 10 | 0.059 | 0.285 | 0.96 | ol | 490 | 0.00403 | HV
679-AL1/86-ST1A 220.0 | 11.7 | 0.042 | 0.275 | 1.15 | ol | 679 | 0.00403 | HV
490-AL1/64-ST1A 380.0 | 11 | 0.059 | 0.253 | 0.96 | ol | 490 | 0.00403 | HV
679-AL1/86-ST1A 380.0 | 14.6 | 0.042 | 0.25 | 1.15 | ol | 679 | 0.00403 | HV

## trafo_std_types
| i0_percent | pfe_kw | vkr_percent | sn_mva | vn_lv_kv | vn_hv_kv | vk_percent | shift_degree | vector_group | tap_side | tap_neutral | tap_min | tap_max | tap_step_degree | tap_step_percent | tap_phase_shifter
160 MVA 380/110 kV | 0.06 | 60 | 0.25 | 160 | 110 | 380 | 12.2 | 0 | Yy0 | hv | 0 | -9 | 9 | 0 | 1.5 | FALSE
100 MVA 220/110 kV | 0.06 | 55 | 0.26 | 100 | 110 | 220 | 12 | 0 | Yy0 | hv | 0 | -9 | 9 | 0 | 1.5 | FALSE
63 MVA 110/20 kV | 0.04 | 22 | 0.32 | 63 | 20 | 110 | 18 | 150 | YNd5 | hv | 0 | -9 | 9 | 0 | 1.5 | FALSE
40 MVA 110/20 kV | 0.05 | 18 | 0.34 | 40 | 20 | 110 | 16.2 | 150 | YNd5 | hv | 0 | -9 | 9 | 0 | 1.5 | FALSE
25 MVA 110/20 kV | 0.07 | 14 | 0.41 | 25 | 20 | 110 | 12 | 150 | YNd5 | hv | 0 | -9 | 9 | 0 | 1.5 | FALSE
63 MVA 110/10 kV | 0.04 | 22 | 0.32 | 63 | 10 | 110 | 18 | 150 | YNd5 | hv | 0 | -9 | 9 | 0 | 1.5 | FALSE
40 MVA 110/10 kV | 0.05 | 18 | 0.34 | 40 | 10 | 110 | 16.2 | 150 | YNd5 | hv | 0 | -9 | 9 | 0 | 1.5 | FALSE
25 MVA 110/10 kV | 0.07 | 14 | 0.41 | 25 | 10 | 110 | 12 | 150 | YNd5 | hv | 0 | -9 | 9 | 0 | 1.5 | FALSE
0.25 MVA 20/0.4 kV | 0.32 | 0.8 | 1.44 | 0.25 | 0.4 | 20 | 6 | 150 | Yzn5 | hv | 0 | -2 | 2 | 0 | 2.5 | FALSE
0.4 MVA 20/0.4 kV | 0.3375 | 1.35 | 1.425 | 0.4 | 0.4 | 20 | 6 | 150 | Dyn5 | hv | 0 | -2 | 2 | 0 | 2.5 | FALSE
0.63 MVA 20/0.4 kV | 0.2619 | 1.65 | 1.206 | 0.63 | 0.4 | 20 | 6 | 150 | Dyn5 | hv | 0 | -2 | 2 | 0 | 2.5 | FALSE
0.25 MVA 10/0.4 kV | 0.24 | 0.6 | 1.2 | 0.25 | 0.4 | 10 | 4 | 150 | Dyn5 | hv | 0 | -2 | 2 | 0 | 2.5 | FALSE
0.4 MVA 10/0.4 kV | 0.2375 | 0.95 | 1.325 | 0.4 | 0.4 | 10 | 4 | 150 | Dyn5 | hv | 0 | -2 | 2 | 0 | 2.5 | FALSE
0.63 MVA 10/0.4 kV | 0.1873 | 1.18 | 1.0794 | 0.63 | 0.4 | 10 | 4 | 150 | Dyn5 | hv | 0 | -2 | 2 | 0 | 2.5 | FALSE

## trafo3w_std_types
| sn_hv_mva | sn_mv_mva | sn_lv_mva | vn_hv_kv | vn_mv_kv | vn_lv_kv | vk_hv_percent | vk_mv_percent | vk_lv_percent | vkr_hv_percent | vkr_mv_percent | vkr_lv_percent | pfe_kw | i0_percent | shift_mv_degree | shift_lv_degree | vector_group | tap_side | tap_neutral | tap_min | tap_max | tap_step_percent
63/25/38 MVA 110/20/10 kV | 63 | 25 | 38 | 110 | 20 | 10 | 10.4 | 10.4 | 10.4 | 0.28 | 0.32 | 0.35 | 35 | 0.89 | 0 | 0 | YN0yn0yn0 | hv | 0 | -10 | 10 | 1.2
63/25/38 MVA 110/10/10 kV | 63 | 25 | 38 | 110 | 10 | 10 | 10.4 | 10.4 | 10.4 | 0.28 | 0.32 | 0.35 | 35 | 0.89 | 0 | 0 | YN0yn0yn0 | hv | 0 | -10 | 10 | 1.2

## fuse_std_types
| fuse_type | i_rated_a | t_avg | t_min | t_total | x_avg | x_min | x_total
HV 100A | HV 100A | 100 | 0 | [10.0, 3.64, 0.854, 0.281, 0.1, 0.0531, 0.022, 0.01] | [10.0, 4.267, 1.21, 0.403, 0.1, 0.058, 0.022, 0.01] | 0 | [300.0, 350.0, 450.0, 550.0, 700.0, 850.0, 1200.0, 1752.0] | [600.0, 700.0, 900.0, 1150.0, 1665.0, 2000.0, 3000.0, 4313.0]
HV 10A | HV 10A | 10 | 0 | [10.0, 1675.0, 0.344, 0.156, 0.1, 0.0417, 0.0171, 0.01] | [10.0, 1.3, 0.3, 0.155, 0.1, 0.0555, 0.023, 0.01] | 0 | [30.0, 32.0, 35.0, 37.0, 39.0, 50.0, 70.0, 88.0] | [60.0, 70.0, 80.0, 87.0, 94.0, 110.0, 150.0, 216.0]
HV 125A | HV 125A | 125 | 0 | [10.0, 1.82, 0.344, 0.1, 0.0467, 0.0269, 0.01] | [10.0, 2.478, 0.426, 0.1, 0.0427, 0.0211, 0.01] | 0 | [375.0, 500.0, 700.0, 925.0, 1200.0, 1500.0, 2341.0] | [750.0, 1000.0, 1500.0, 2200.0, 3000.0, 4000.0, 5765.0]
HV 160A | HV 160A | 160 | 0 | [10.0, 4.15, 1.03, 0.198, 0.1, 0.051, 0.0172, 0.01] | [10.0, 2.3, 0.734, 0.274, 0.1, 0.046, 0.0177, 0.01] | 0 | [480.0, 550.0, 700.0, 1000.0, 1260.0, 1600.0, 2500.0, 3227.0] | [960.0, 1300.0, 1700.0, 2200.0, 2996.0, 4000.0, 6000.0, 7946.0]
HV 16A | HV 16A | 16 | 0 | [10.0, 0.352, 0.164, 0.1, 0.0649, 0.0342, 0.01] | [10.0, 2.34, 0.722, 0.181, 0.1, 0.055, 0.0296, 0.01] | 0 | [48.0, 60.0, 65.0, 71.0, 80.0, 100.0, 162.0] | [96.0, 110.0, 125.0, 150.0, 168.0, 200.0, 250.0, 398.0]
HV 200A | HV 200A | 200 | 0 | [10.0, 4.267, 1.21, 0.403, 0.1, 0.058, 0.022, 0.01] | [10.0, 3.73, 1.654, 0.328, 0.1, 0.0531, 0.019, 0.01] | 0 | [600.0, 700.0, 900.0, 1150.0, 1665.0, 2000.0, 3000.0, 4313.0] | [1200.0, 1500.0, 1800.0, 2700.0, 3960.0, 5000.0, 7500.0, 10620.0]
HV 20A | HV 20A | 20 | 0 | [10.0, 1.3, 0.3, 0.155, 0.1, 0.0555, 0.023, 0.01] | [10.0, 1.3, 0.161, 0.1, 0.0611, 0.0399, 0.0141, 0.01] | 0 | [60.0, 70.0, 80.0, 87.0, 94.0, 110.0, 150.0, 216.0] | [120.0, 150.0, 200.0, 223.0, 260.0, 300.0, 450.0, 532.0]
HV 25A | HV 25A | 25 | 0 | [10.0, 2.512, 0.833, 0.299, 0.1, 0.0372, 0.0223, 0.01] | [10.0, 3.125, 0.597, 0.198, 0.1, 0.0378, 0.022, 0.01] | 0 | [75.0, 82.0, 90.0, 100.0, 124.0, 170.0, 200.0, 289.0] | [150.0, 170.0, 210.0, 250.0, 294.0, 400.0, 500.0, 711.0]
HV 31.5A | HV 31.5A | 31.5 | 0 | [10.0, 2.34, 0.722, 0.181, 0.1, 0.055, 0.0296, 0.01] | [10.0, 2.84, 0.368, 0.164, 0.1, 0.0621, 0.0378, 0.0195, 0.01] | 0 | [95.0, 110.0, 125.0, 150.0, 165.0, 200.0, 250.0, 390.0] | [189.0, 220.0, 300.0, 350.0, 393.0, 450.0, 530.0, 700.0, 960.0]
HV 40A | HV 40A | 40 | 0 | [10.0, 1.3, 0.161, 0.1, 0.0611, 0.0399, 0.0141, 0.01] | [10.0, 2.05, 0.369, 0.198, 0.1, 0.051, 0.0298, 0.01] | 0 | [120.0, 150.0, 200.0, 223.0, 260.0, 300.0, 450.0, 532.0] | [240.0, 300.0, 400.0, 450.0, 530.0, 650.0, 800.0, 1311.0]
HV 50A | HV 50A | 50 | 0 | [10.0, 3.215, 0.597, 0.198, 0.1, 0.0378, 0.022, 0.01] | [10.0, 3.64, 0.854, 0.281, 0.1, 0.0531, 0.022, 0.01] | 0 | [150.0, 170.0, 210.0, 250.0, 294.0, 400.0, 500.0, 711.0] | [300.0, 350.0, 450.0, 550.0, 700.0, 850.0, 1200.0, 1752.0]
HV 6.3A | HV 6.3A | 6.3 | 0 | [10.0, 1.39, 0.344, 0.168, 0.1, 0.056, 0.0263, 0.01] | [10.0, 1.711, 0.516, 0.198, 0.1, 0.0634, 0.0303, 0.01] | 0 | [19.0, 19.5, 20.4, 20.8, 22.0, 25.0, 32.0, 48.0] | [38.0, 40.0, 43.0, 48.0, 53.0, 60.0, 75.0, 118.0]
HV 63A | HV 63A | 63 | 0 | [10.0, 2.84, 0.368, 0.164, 0.1, 0.0621, 0.0378, 0.0195, 0.01] | [10.0, 1.82, 0.344, 0.1, 0.0467, 0.0269, 0.01] | 0 | [189.0, 220.0, 300.0, 350.0, 393.0, 450.0, 530.0, 700.0, 961.0] | [378.0, 500.0, 700.0, 934.0, 1200.0, 1500.0, 2366.0]
HV 80A | HV 80A | 80 | 0 | [10.0, 2.05, 0.369, 0.198, 0.1, 0.051, 0.0298, 0.01] | [10.0, 4.15, 1.03, 0.198, 0.1, 0.051, 0.0172, 0.01] | 0 | [240.0, 300.0, 400.0, 450.0, 530.0, 650.0, 800.0, 1311.0] | [480.0, 550.0, 700.0, 1000.0, 1260.0, 1600.0, 2500.0, 3227.0]
Siemens NH-1-100 | Siemens NH-1-100 | 100 | [5400.0, 2000.0, 400.0, 20.0, 1.0, 0.2, 0.012, 0.004] | 0 | 0 | [150.0, 190.0, 250.0, 430.0, 900.0, 1250.0, 2700.0, 3600.0] | 0 | 0
Siemens NH-1-125 | Siemens NH-1-125 | 125 | [4800.0, 120.0, 7.0, 0.1, 0.004] | 0 | 0 | [180.0, 400.0, 740.0, 2000.0, 4250.0] | 0 | 0
Siemens NH-1-16 | Siemens NH-1-16 | 16 | [4000.0, 400.0, 2.0, 0.1, 0.04, 0.01] | 0 | 0 | [26.0, 35.0, 75.0, 150.0, 200.0, 300.0] | 0 | 0
Siemens NH-1-160 | Siemens NH-1-160 | 160 | [4800.0, 120.0, 7.0, 0.1, 0.004] | 0 | 0 | [210.0, 500.0, 900.0, 2300.0, 5000.0] | 0 | 0
Siemens NH-1-25 | Siemens NH-1-25 | 25 | [4000.0, 1000.0, 10.0, 0.2, 0.02, 0.01] | 0 | 0 | [40.0, 50.0, 100.0, 210.0, 400.0, 500.0] | 0 | 0
Siemens NH-1-50 | Siemens NH-1-50 | 50 | [4000.0, 40.0, 4.0, 1.0, 0.02, 0.01] | 0 | 0 | [86.0, 200.0, 300.0, 400.0, 1000.0, 1280.0] | 0 | 0
Siemens NH-1-63 | Siemens NH-1-63 | 63 | [4000.0, 100.0, 10.0, 2.0, 0.04, 0.01] | 0 | 0 | [100.0, 200.0, 300.0, 400.0, 1000.0, 1500.0] | 0 | 0
Siemens NH-1-80 | Siemens NH-1-80 | 80 | [4800.0, 120.0, 7.0, 0.1, 0.01] | 0 | 0 | [150.58, 250.0, 450.0, 1150.0, 2470.0] | 0 | 0
Siemens NH-2-1000 | Siemens NH-2-1000 | 1000 | [4800.0, 120.0, 7.0, 0.1, 0.004] | 0 | 0 | [1900.0, 3500.0, 8400.0, 24000.0, 52000.0] | 0 | 0
Siemens NH-2-200 | Siemens NH-2-200 | 200 | [4800.0, 120.0, 7.0, 0.1, 0.004] | 0 | 0 | [280.0, 650.0, 1200.0, 3000.0, 7000.0] | 0 | 0
Siemens NH-2-224 | Siemens NH-2-224 | 224 | [4800.0, 120.0, 7.0, 0.2, 0.04, 0.004] | 0 | 0 | [400.0, 750.0, 1453.0, 3025.0, 4315.0, 7600.0] | 0 | 0
Siemens NH-2-250 | Siemens NH-2-250 | 250 | [4800.0, 120.0, 7.0, 0.1, 0.004] | 0 | 0 | [450.0, 800.0, 1650.0, 4000.0, 8500.0] | 0 | 0
Siemens NH-2-315 | Siemens NH-2-315 | 315 | [4800.0, 120.0, 7.0, 0.1, 0.004] | 0 | 0 | [550.0, 920.0, 1900.0, 5000.0, 11000.0] | 0 | 0
Siemens NH-2-355 | Siemens NH-2-355 | 355 | [4800.0, 120.0, 6.0, 0.1, 0.004] | 0 | 0 | [650.0, 1116.27, 2350.0, 5840.0, 12790.0] | 0 | 0
Siemens NH-2-400 | Siemens NH-2-400 | 400 | [4800.0, 120.0, 7.0, 0.1, 0.004] | 0 | 0 | [720.0, 1350.0, 2800.0, 6500.0, 15000.0] | 0 | 0
Siemens NH-2-425 | Siemens NH-2-425 | 425 | [4800.0, 120.0, 7.0, 0.1, 0.004] | 0 | 0 | [850.0, 1500.0, 3050.0, 7500.0, 16500.0] | 0 | 0
Siemens NH-2-630 | Siemens NH-2-630 | 630 | [4800.0, 120.0, 7.0, 0.1, 0.004] | 0 | 0 | [1200.0, 2000.0, 4800.0, 12000.0, 26000.0] | 0 | 0

## dtypes
| element | column | dtype
0 | bus | name | object
1 | bus | vn_kv | float64
2 | bus | type | object
3 | bus | zone | object
4 | bus | in_service | bool
5 | load | name | object
6 | load | bus | uint32
7 | load | p_mw | float64
8 | load | q_mvar | float64
9 | load | const_z_percent | float64
10 | load | const_i_percent | float64
11 | load | sn_mva | float64
12 | load | scaling | float64
13 | load | in_service | bool
14 | load | type | object
15 | ext_grid | name | object
16 | ext_grid | bus | uint32
17 | ext_grid | vm_pu | float64
18 | ext_grid | va_degree | float64
19 | ext_grid | slack_weight | float64
20 | ext_grid | in_service | bool
21 | line | name | object
22 | line | std_type | object
23 | line | from_bus | uint32
24 | line | to_bus | uint32
25 | line | length_km | float64
26 | line | r_ohm_per_km | float64
27 | line | x_ohm_per_km | float64
28 | line | c_nf_per_km | float64
29 | line | g_us_per_km | float64
30 | line | max_i_ka | float64
31 | line | df | float64
32 | line | parallel | uint32
33 | line | type | object
34 | line | in_service | bool
35 | trafo | name | object
36 | trafo | std_type | object
37 | trafo | hv_bus | uint32
38 | trafo | lv_bus | uint32
39 | trafo | sn_mva | float64
40 | trafo | vn_hv_kv | float64
41 | trafo | vn_lv_kv | float64
42 | trafo | vk_percent | float64
43 | trafo | vkr_percent | float64
44 | trafo | pfe_kw | float64
45 | trafo | i0_percent | float64
46 | trafo | shift_degree | float64
47 | trafo | tap_side | object
48 | trafo | tap_neutral | int32
49 | trafo | tap_min | int32
50 | trafo | tap_max | int32
51 | trafo | tap_step_percent | float64
52 | trafo | tap_step_degree | float64
53 | trafo | tap_pos | int32
54 | trafo | tap_phase_shifter | bool
55 | trafo | parallel | uint32
56 | trafo | df | float64
57 | trafo | in_service | bool
58 | line_geodata | coords | object
59 | bus_geodata | x | float64
60 | bus_geodata | y | float64
61 | bus_geodata | coords | object

## parameters
| version | format_version | converged | OPF_converged | name | f_hz | sn_mva
0 | 2.14.6 | 2.14.0 | FALSE | FALSE |  | 50 | 1