## bus
| name | vn_kv | type | zone | in_service
0 | bus_LV_60-1_0_8_node_0 | 0.4 | n |  | TRUE
1 | bus_LV_60-1_0_8_node_1 | 0.4 | n |  | TRUE
2 | bus_LV_60-1_0_8_node_2 | 0.4 | n |  | TRUE
3 | bus_LV_60-1_0_8_node_3 | 0.4 | n |  | TRUE
4 | bus_LV_60-1_0_8_node_4 | 0.4 | n |  | TRUE
5 | bus_LV_60-1_0_8_node_12 | 0.4 | n |  | TRUE
6 | bus_LV_60-1_0_8_node_209 | 0.4 | n |  | TRUE
7 | bus_LV_60-1_0_8_node_9 | 0.4 | n |  | TRUE
8 | bus_LV_60-1_0_8_node_10 | 0.4 | n |  | TRUE
9 | bus_LV_60-1_0_8_node_11 | 0.4 | n |  | TRUE
10 | bus_LV_60-1_0_8_node_210 | 0.4 | n |  | TRUE
11 | bus_LV_60-1_0_8_node_27 | 0.4 | n |  | TRUE
12 | bus_LV_60-1_0_8_node_7 | 0.4 | n |  | TRUE
13 | bus_LV_60-1_0_8_node_5 | 0.4 | n |  | TRUE
14 | bus_LV_60-1_0_8_node_6 | 0.4 | n |  | TRUE
15 | bus_LV_60-1_0_8_node_8 | 0.4 | n |  | TRUE
16 | bus_LV_60-1_0_8_node_25 | 0.4 | n |  | TRUE
17 | bus_LV_60-1_0_8_node_26 | 0.4 | n |  | TRUE
18 | bus_LV_60-1_0_8_node_23 | 0.4 | n |  | TRUE
19 | bus_LV_60-1_0_8_node_29 | 0.4 | n |  | TRUE
20 | bus_LV_60-1_0_8_node_13 | 0.4 | n |  | TRUE
21 | bus_LV_60-1_0_8_node_187 | 0.4 | n |  | TRUE
22 | bus_LV_60-1_0_8_node_15 | 0.4 | n |  | TRUE
23 | bus_LV_60-1_0_8_node_16 | 0.4 | n |  | TRUE
24 | bus_LV_60-1_0_8_node_17 | 0.4 | n |  | TRUE
25 | bus_LV_60-1_0_8_node_205 | 0.4 | n |  | TRUE
26 | bus_LV_60-1_0_8_node_204 | 0.4 | n |  | TRUE
27 | bus_LV_60-1_0_8_node_18 | 0.4 | n |  | TRUE
28 | bus_LV_60-1_0_8_node_19 | 0.4 | n |  | TRUE
29 | bus_LV_60-1_0_8_node_28 | 0.4 | n |  | TRUE
30 | bus_LV_60-1_0_8_node_185 | 0.4 | n |  | TRUE
31 | bus_LV_60-1_0_8_node_35 | 0.4 | n |  | TRUE
32 | bus_LV_60-1_0_8_node_20 | 0.4 | n |  | TRUE
33 | bus_LV_60-1_0_8_node_21 | 0.4 | n |  | TRUE
34 | bus_LV_60-1_0_8_node_22 | 0.4 | n |  | TRUE
35 | bus_LV_60-1_0_8_node_24 | 0.4 | n |  | TRUE
36 | bus_LV_60-1_0_8_node_37 | 0.4 | n |  | TRUE
37 | bus_LV_60-1_0_8_node_52 | 0.4 | n |  | TRUE
38 | bus_LV_60-1_0_8_node_207 | 0.4 | n |  | TRUE
39 | bus_LV_60-1_0_8_node_186 | 0.4 | n |  | TRUE
40 | bus_LV_60-1_0_8_node_33 | 0.4 | n |  | TRUE
41 | bus_LV_60-1_0_8_node_30 | 0.4 | n |  | TRUE
42 | bus_LV_60-1_0_8_node_31 | 0.4 | n |  | TRUE
43 | bus_LV_60-1_0_8_node_32 | 0.4 | n |  | TRUE
44 | bus_LV_60-1_0_8_node_34 | 0.4 | n |  | TRUE
45 | bus_LV_60-1_0_8_node_36 | 0.4 | n |  | TRUE
46 | bus_LV_60-1_0_8_node_69 | 0.4 | n |  | TRUE
47 | bus_LV_60-1_0_8_node_38 | 0.4 | n |  | TRUE
48 | bus_LV_60-1_0_8_node_39 | 0.4 | n |  | TRUE
49 | bus_LV_60-1_0_8_node_40 | 0.4 | n |  | TRUE
50 | bus_LV_60-1_0_8_node_47 | 0.4 | n |  | TRUE
51 | bus_LV_60-1_0_8_node_48 | 0.4 | n |  | TRUE
52 | bus_LV_60-1_0_8_node_49 | 0.4 | n |  | TRUE
53 | bus_LV_60-1_0_8_node_41 | 0.4 | n |  | TRUE
54 | bus_LV_60-1_0_8_node_42 | 0.4 | n |  | TRUE
55 | bus_LV_60-1_0_8_node_43 | 0.4 | n |  | TRUE
56 | bus_LV_60-1_0_8_node_44 | 0.4 | n |  | TRUE
57 | bus_LV_60-1_0_8_node_45 | 0.4 | n |  | TRUE
58 | bus_LV_60-1_0_8_node_46 | 0.4 | n |  | TRUE
59 | bus_LV_60-1_0_8_node_51 | 0.4 | n |  | TRUE
60 | bus_LV_60-1_0_8_node_50 | 0.4 | n |  | TRUE
61 | bus_LV_60-1_0_8_node_166 | 0.4 | n |  | TRUE
62 | bus_LV_60-1_0_8_node_58 | 0.4 | n |  | TRUE
63 | bus_LV_60-1_0_8_node_167 | 0.4 | n |  | TRUE
64 | bus_LV_60-1_0_8_node_53 | 0.4 | n |  | TRUE
65 | bus_LV_60-1_0_8_node_55 | 0.4 | n |  | TRUE
66 | bus_LV_60-1_0_8_node_54 | 0.4 | n |  | TRUE
67 | bus_LV_60-1_0_8_node_59 | 0.4 | n |  | TRUE
68 | bus_LV_60-1_0_8_node_66 | 0.4 | n |  | TRUE
69 | bus_LV_60-1_0_8_node_56 | 0.4 | n |  | TRUE
70 | bus_LV_60-1_0_8_node_57 | 0.4 | n |  | TRUE
71 | bus_LV_60-1_0_8_node_60 | 0.4 | n |  | TRUE
72 | bus_LV_60-1_0_8_node_64 | 0.4 | n |  | TRUE
73 | bus_LV_60-1_0_8_node_65 | 0.4 | n |  | TRUE
74 | bus_LV_60-1_0_8_node_61 | 0.4 | n |  | TRUE
75 | bus_LV_60-1_0_8_node_76 | 0.4 | n |  | TRUE
76 | bus_LV_60-1_0_8_node_83 | 0.4 | n |  | TRUE
77 | bus_LV_60-1_0_8_node_62 | 0.4 | n |  | TRUE
78 | bus_LV_60-1_0_8_node_63 | 0.4 | n |  | TRUE
79 | bus_LV_60-1_0_8_node_67 | 0.4 | n |  | TRUE
80 | bus_LV_60-1_0_8_node_68 | 0.4 | n |  | TRUE
81 | bus_LV_60-1_0_8_node_74 | 0.4 | n |  | TRUE
82 | bus_LV_60-1_0_8_node_84 | 0.4 | n |  | TRUE
83 | bus_LV_60-1_0_8_node_70 | 0.4 | n |  | TRUE
84 | bus_LV_60-1_0_8_node_71 | 0.4 | n |  | TRUE
85 | bus_LV_60-1_0_8_node_72 | 0.4 | n |  | TRUE
86 | bus_LV_60-1_0_8_node_73 | 0.4 | n |  | TRUE
87 | bus_LV_60-1_0_8_node_75 | 0.4 | n |  | TRUE
88 | bus_LV_60-1_0_8_node_162 | 0.4 | n |  | TRUE
89 | bus_LV_60-1_0_8_node_163 | 0.4 | n |  | TRUE
90 | bus_LV_60-1_0_8_node_77 | 0.4 | n |  | TRUE
91 | bus_LV_60-1_0_8_node_78 | 0.4 | n |  | TRUE
92 | bus_LV_60-1_0_8_node_80 | 0.4 | n |  | TRUE
93 | bus_LV_60-1_0_8_node_79 | 0.4 | n |  | TRUE
94 | bus_LV_60-1_0_8_node_81 | 0.4 | n |  | TRUE
95 | bus_LV_60-1_0_8_node_82 | 0.4 | n |  | TRUE
96 | bus_LV_60-1_0_8_node_85 | 0.4 | n |  | TRUE
97 | bus_LV_60-1_0_8_node_153 | 0.4 | n |  | TRUE
98 | bus_LV_60-1_0_8_node_156 | 0.4 | n |  | TRUE
99 | bus_LV_60-1_0_8_node_86 | 0.4 | n |  | TRUE
100 | bus_LV_60-1_0_8_node_151 | 0.4 | n |  | TRUE
101 | bus_LV_60-1_0_8_node_157 | 0.4 | n |  | TRUE
102 | bus_LV_60-1_0_8_node_87 | 0.4 | n |  | TRUE
103 | bus_LV_60-1_0_8_node_88 | 0.4 | n |  | TRUE
104 | bus_LV_60-1_0_8_node_89 | 0.4 | n |  | TRUE
105 | bus_LV_60-1_0_8_node_90 | 0.4 | n |  | TRUE
106 | bus_LV_60-1_0_8_node_91 | 0.4 | n |  | TRUE
107 | bus_LV_60-1_0_8_node_92 | 0.4 | n |  | TRUE
108 | bus_LV_60-1_0_8_node_93 | 0.4 | n |  | TRUE
109 | bus_LV_60-1_0_8_node_94 | 0.4 | n |  | TRUE
110 | bus_LV_60-1_0_8_node_96 | 0.4 | n |  | TRUE
111 | bus_LV_60-1_0_8_node_116 | 0.4 | n |  | TRUE
112 | bus_LV_60-1_0_8_node_95 | 0.4 | n |  | TRUE
113 | bus_LV_60-1_0_8_node_97 | 0.4 | n |  | TRUE
114 | bus_LV_60-1_0_8_node_98 | 0.4 | n |  | TRUE
115 | bus_LV_60-1_0_8_node_114 | 0.4 | n |  | TRUE
116 | bus_LV_60-1_0_8_node_99 | 0.4 | n |  | TRUE
117 | bus_LV_60-1_0_8_node_112 | 0.4 | n |  | TRUE
118 | bus_LV_60-1_0_8_node_111 | 0.4 | n |  | TRUE
119 | bus_LV_60-1_0_8_node_100 | 0.4 | n |  | TRUE
120 | bus_LV_60-1_0_8_node_101 | 0.4 | n |  | TRUE
121 | bus_LV_60-1_0_8_node_102 | 0.4 | n |  | TRUE
122 | bus_LV_60-1_0_8_node_103 | 0.4 | n |  | TRUE
123 | bus_LV_60-1_0_8_node_104 | 0.4 | n |  | TRUE
124 | bus_LV_60-1_0_8_node_105 | 0.4 | n |  | TRUE
125 | bus_LV_60-1_0_8_node_122 | 0.4 | n |  | TRUE
126 | bus_LV_60-1_0_8_node_108 | 0.4 | n |  | TRUE
127 | bus_LV_60-1_0_8_node_106 | 0.4 | n |  | TRUE
128 | bus_LV_60-1_0_8_node_123 | 0.4 | n |  | TRUE
129 | bus_LV_60-1_0_8_node_121 | 0.4 | n |  | TRUE
130 | bus_LV_60-1_0_8_node_107 | 0.4 | n |  | TRUE
131 | bus_LV_60-1_0_8_node_109 | 0.4 | n |  | TRUE
132 | bus_LV_60-1_0_8_node_206 | 0.4 | n |  | TRUE
133 | bus_LV_60-1_0_8_node_110 | 0.4 | n |  | TRUE
134 | bus_LV_60-1_0_8_node_118 | 0.4 | n |  | TRUE
135 | bus_LV_60-1_0_8_node_113 | 0.4 | n |  | TRUE
136 | bus_LV_60-1_0_8_node_115 | 0.4 | n |  | TRUE
137 | bus_LV_60-1_0_8_node_117 | 0.4 | n |  | TRUE
138 | bus_LV_60-1_0_8_node_119 | 0.4 | n |  | TRUE
139 | bus_LV_60-1_0_8_node_120 | 0.4 | n |  | TRUE
140 | bus_LV_60-1_0_8_node_147 | 0.4 | n |  | TRUE
141 | bus_LV_60-1_0_8_node_148 | 0.4 | n |  | TRUE
142 | bus_LV_60-1_0_8_node_124 | 0.4 | n |  | TRUE
143 | bus_LV_60-1_0_8_node_125 | 0.4 | n |  | TRUE
144 | bus_LV_60-1_0_8_node_133 | 0.4 | n |  | TRUE
145 | bus_LV_60-1_0_8_node_132 | 0.4 | n |  | TRUE
146 | bus_LV_60-1_0_8_node_134 | 0.4 | n |  | TRUE
147 | bus_LV_60-1_0_8_node_130 | 0.4 | n |  | TRUE
148 | bus_LV_60-1_0_8_node_126 | 0.4 | n |  | TRUE
149 | bus_LV_60-1_0_8_node_127 | 0.4 | n |  | TRUE
150 | bus_LV_60-1_0_8_node_128 | 0.4 | n |  | TRUE
151 | bus_LV_60-1_0_8_node_129 | 0.4 | n |  | TRUE
152 | bus_LV_60-1_0_8_node_131 | 0.4 | n |  | TRUE
153 | bus_LV_60-1_0_8_node_135 | 0.4 | n |  | TRUE
154 | bus_LV_60-1_0_8_node_136 | 0.4 | n |  | TRUE
155 | bus_LV_60-1_0_8_node_137 | 0.4 | n |  | TRUE
156 | bus_LV_60-1_0_8_node_138 | 0.4 | n |  | TRUE
157 | bus_LV_60-1_0_8_node_178 | 0.4 | n |  | TRUE
158 | bus_LV_60-1_0_8_node_139 | 0.4 | n |  | TRUE
159 | bus_LV_60-1_0_8_node_176 | 0.4 | n |  | TRUE
160 | bus_LV_60-1_0_8_node_140 | 0.4 | n |  | TRUE
161 | bus_LV_60-1_0_8_node_141 | 0.4 | n |  | TRUE
162 | bus_LV_60-1_0_8_node_142 | 0.4 | n |  | TRUE
163 | bus_LV_60-1_0_8_node_144 | 0.4 | n |  | TRUE
164 | bus_LV_60-1_0_8_node_171 | 0.4 | n |  | TRUE
165 | bus_LV_60-1_0_8_node_143 | 0.4 | n |  | TRUE
166 | bus_LV_60-1_0_8_node_172 | 0.4 | n |  | TRUE
167 | bus_LV_60-1_0_8_node_145 | 0.4 | n |  | TRUE
168 | bus_LV_60-1_0_8_node_146 | 0.4 | n |  | TRUE
169 | bus_LV_60-1_0_8_node_161 | 0.4 | n |  | TRUE
170 | bus_LV_60-1_0_8_node_160 | 0.4 | n |  | TRUE
171 | bus_LV_60-1_0_8_node_149 | 0.4 | n |  | TRUE
172 | bus_LV_60-1_0_8_node_154 | 0.4 | n |  | TRUE
173 | bus_LV_60-1_0_8_node_155 | 0.4 | n |  | TRUE
174 | bus_LV_60-1_0_8_node_150 | 0.4 | n |  | TRUE
175 | bus_LV_60-1_0_8_node_152 | 0.4 | n |  | TRUE
176 | bus_LV_60-1_0_8_node_159 | 0.4 | n |  | TRUE
177 | bus_LV_60-1_0_8_node_158 | 0.4 | n |  | TRUE
178 | bus_LV_60-1_0_8_node_164 | 0.4 | n |  | TRUE
179 | bus_LV_60-1_0_8_node_165 | 0.4 | n |  | TRUE
180 | bus_LV_60-1_0_8_node_181 | 0.4 | n |  | TRUE
181 | bus_LV_60-1_0_8_node_182 | 0.4 | n |  | TRUE
182 | bus_LV_60-1_0_8_node_168 | 0.4 | n |  | TRUE
183 | bus_LV_60-1_0_8_node_169 | 0.4 | n |  | TRUE
184 | bus_LV_60-1_0_8_node_170 | 0.4 | n |  | TRUE
185 | bus_LV_60-1_0_8_node_183 | 0.4 | n |  | TRUE
186 | bus_LV_60-1_0_8_node_173 | 0.4 | n |  | TRUE
187 | bus_LV_60-1_0_8_node_174 | 0.4 | n |  | TRUE
188 | bus_LV_60-1_0_8_node_201 | 0.4 | n |  | TRUE
189 | bus_LV_60-1_0_8_node_184 | 0.4 | n |  | TRUE
190 | bus_LV_60-1_0_8_node_175 | 0.4 | n |  | TRUE
191 | bus_LV_60-1_0_8_node_177 | 0.4 | n |  | TRUE
192 | bus_LV_60-1_0_8_node_191 | 0.4 | n |  | TRUE
193 | bus_LV_60-1_0_8_node_179 | 0.4 | n |  | TRUE
194 | bus_LV_60-1_0_8_node_180 | 0.4 | n |  | TRUE
195 | bus_LV_60-1_0_8_node_189 | 0.4 | n |  | TRUE
196 | bus_LV_60-1_0_8_node_188 | 0.4 | n |  | TRUE
197 | bus_LV_60-1_0_8_node_202 | 0.4 | n |  | TRUE
198 | bus_LV_60-1_0_8_node_199 | 0.4 | n |  | TRUE
199 | bus_LV_60-1_0_8_node_203 | 0.4 | n |  | TRUE
200 | bus_LV_60-1_0_8_node_190 | 0.4 | n |  | TRUE
201 | bus_LV_60-1_0_8_node_192 | 0.4 | n |  | TRUE
202 | bus_LV_60-1_0_8_node_195 | 0.4 | n |  | TRUE
203 | bus_LV_60-1_0_8_node_193 | 0.4 | n |  | TRUE
204 | bus_LV_60-1_0_8_node_194 | 0.4 | n |  | TRUE
205 | bus_LV_60-1_0_8_node_197 | 0.4 | n |  | TRUE
206 | bus_MV_638_0_node_0 | 20 | n |  | TRUE

## load
| name | bus | p_mw | q_mvar | const_z_percent | const_i_percent | sn_mva | scaling | in_service | type
0 | LV_60-1_0_8_load_0 | 0 | 0.0013841 | 0.00034689 | 0 | 0 |  | 1 | TRUE | wye
1 | LV_60-1_0_8_load_1 | 1 | 0.0012887 | 0.00032297 | 0 | 0 |  | 1 | TRUE | wye
2 | LV_60-1_0_8_load_3 | 3 | 0.0031032 | 0.00077773 | 0 | 0 |  | 1 | TRUE | wye
3 | LV_60-1_0_8_load_4 | 4 | 0.0024117 | 0.00060443 | 0 | 0 |  | 1 | TRUE | wye
4 | LV_60-1_0_8_load_12 | 5 | 0.0027857 | 0.00069816 | 0 | 0 |  | 1 | TRUE | wye
5 | LV_60-1_0_8_load_209 | 6 | 0.0040851 | 0.0010238 | 0 | 0 |  | 1 | TRUE | wye
6 | LV_60-1_0_8_load_10 | 8 | 0.010158 | 0.002546 | 0 | 0 |  | 1 | TRUE | wye
7 | LV_60-1_0_8_load_11 | 9 | 0.007529 | 0.0018869 | 0 | 0 |  | 1 | TRUE | wye
8 | LV_60-1_0_8_load_210 | 10 | 0.00079262 | 0.00019865 | 0 | 0 |  | 1 | TRUE | wye
9 | LV_60-1_0_8_load_27 | 11 | 0.0025979 | 0.0006511 | 0 | 0 |  | 1 | TRUE | wye
10 | LV_60-1_0_8_load_7 | 12 | 0.0019605 | 0.00049136 | 0 | 0 |  | 1 | TRUE | wye
11 | LV_60-1_0_8_load_5 | 13 | 0.0025272 | 0.00063337 | 0 | 0 |  | 1 | TRUE | wye
12 | LV_60-1_0_8_load_6 | 14 | 0.0025004 | 0.00062667 | 0 | 0 |  | 1 | TRUE | wye
13 | LV_60-1_0_8_load_8 | 15 | 0.0011583 | 0.00029029 | 0 | 0 |  | 1 | TRUE | wye
14 | LV_60-1_0_8_load_26 | 17 | 0.00095649 | 0.00023972 | 0 | 0 |  | 1 | TRUE | wye
15 | LV_60-1_0_8_load_23 | 18 | 0.0020931 | 0.00052458 | 0 | 0 |  | 1 | TRUE | wye
16 | LV_60-1_0_8_load_13 | 20 | 0.0047461 | 0.0011895 | 0 | 0 |  | 1 | TRUE | wye
17 | LV_60-1_0_8_load_187 | 21 | 0.0023365 | 0.00058557 | 0 | 0 |  | 1 | TRUE | wye
18 | LV_60-1_0_8_load_15 | 22 | 0.0068797 | 0.0017242 | 0 | 0 |  | 1 | TRUE | wye
19 | LV_60-1_0_8_load_16 | 23 | 0.0025112 | 0.00062937 | 0 | 0 |  | 1 | TRUE | wye
20 | LV_60-1_0_8_load_17 | 24 | 0.0035332 | 0.00088552 | 0 | 0 |  | 1 | TRUE | wye
21 | LV_60-1_0_8_load_205 | 25 | 0.0095751 | 0.0023998 | 0 | 0 |  | 1 | TRUE | wye
22 | LV_60-1_0_8_load_204 | 26 | 0.0095794 | 0.0024008 | 0 | 0 |  | 1 | TRUE | wye
23 | LV_60-1_0_8_load_18 | 27 | 0.009961 | 0.0024965 | 0 | 0 |  | 1 | TRUE | wye
24 | LV_60-1_0_8_load_19 | 28 | 0.0026508 | 0.00066436 | 0 | 0 |  | 1 | TRUE | wye
25 | LV_60-1_0_8_load_28 | 29 | 0.0032083 | 0.00080407 | 0 | 0 |  | 1 | TRUE | wye
26 | LV_60-1_0_8_load_185 | 30 | 0.0027129 | 0.00067993 | 0 | 0 |  | 1 | TRUE | wye
27 | LV_60-1_0_8_load_35 | 31 | 0.0028154 | 0.0007056 | 0 | 0 |  | 1 | TRUE | wye
28 | LV_60-1_0_8_load_20 | 32 | 0.0030158 | 0.00075583 | 0 | 0 |  | 1 | TRUE | wye
29 | LV_60-1_0_8_load_21 | 33 | 0.0049066 | 0.0012297 | 0 | 0 |  | 1 | TRUE | wye
30 | LV_60-1_0_8_load_22 | 34 | 0.0035106 | 0.00087983 | 0 | 0 |  | 1 | TRUE | wye
31 | LV_60-1_0_8_load_24 | 35 | 0.005205 | 0.0013045 | 0 | 0 |  | 1 | TRUE | wye
32 | LV_60-1_0_8_load_37 | 36 | 0.0030782 | 0.00077148 | 0 | 0 |  | 1 | TRUE | wye
33 | LV_60-1_0_8_load_52 | 37 | 0.0030459 | 0.00076338 | 0 | 0 |  | 1 | TRUE | wye
34 | LV_60-1_0_8_load_207 | 38 | 0.001117 | 0.00027996 | 0 | 0 |  | 1 | TRUE | wye
35 | LV_60-1_0_8_load_186 | 39 | 0.0027141 | 0.00068022 | 0 | 0 |  | 1 | TRUE | wye
36 | LV_60-1_0_8_load_33 | 40 | 0.0021738 | 0.00054481 | 0 | 0 |  | 1 | TRUE | wye
37 | LV_60-1_0_8_load_30 | 41 | 0.0029609 | 0.00074208 | 0 | 0 |  | 1 | TRUE | wye
38 | LV_60-1_0_8_load_31 | 42 | 0.0039217 | 0.00098287 | 0 | 0 |  | 1 | TRUE | wye
39 | LV_60-1_0_8_load_32 | 43 | 0.0010651 | 0.00026695 | 0 | 0 |  | 1 | TRUE | wye
40 | LV_60-1_0_8_load_34 | 44 | 0.0022621 | 0.00056693 | 0 | 0 |  | 1 | TRUE | wye
41 | LV_60-1_0_8_load_36 | 45 | 0.003411 | 0.00085487 | 0 | 0 |  | 1 | TRUE | wye
42 | LV_60-1_0_8_load_69 | 46 | 0.0034018 | 0.00085258 | 0 | 0 |  | 1 | TRUE | wye
43 | LV_60-1_0_8_load_38 | 47 | 0.0027949 | 0.00070047 | 0 | 0 |  | 1 | TRUE | wye
44 | LV_60-1_0_8_load_39 | 48 | 0.002642 | 0.00066215 | 0 | 0 |  | 1 | TRUE | wye
45 | LV_60-1_0_8_load_40 | 49 | 0.0024557 | 0.00061545 | 0 | 0 |  | 1 | TRUE | wye
46 | LV_60-1_0_8_load_48 | 51 | 0.0029881 | 0.0007489 | 0 | 0 |  | 1 | TRUE | wye
47 | LV_60-1_0_8_load_49 | 52 | 0.00212 | 0.00053131 | 0 | 0 |  | 1 | TRUE | wye
48 | LV_60-1_0_8_load_41 | 53 | 0.0028238 | 0.00070771 | 0 | 0 |  | 1 | TRUE | wye
49 | LV_60-1_0_8_load_42 | 54 | 0.0016889 | 0.00042327 | 0 | 0 |  | 1 | TRUE | wye
50 | LV_60-1_0_8_load_43 | 55 | 0.0020957 | 0.00052524 | 0 | 0 |  | 1 | TRUE | wye
51 | LV_60-1_0_8_load_44 | 56 | 0.0023596 | 0.00059137 | 0 | 0 |  | 1 | TRUE | wye
52 | LV_60-1_0_8_load_46 | 58 | 0.0016744 | 0.00041965 | 0 | 0 |  | 1 | TRUE | wye
53 | LV_60-1_0_8_load_50 | 60 | 0.0031119 | 0.00077992 | 0 | 0 |  | 1 | TRUE | wye
54 | LV_60-1_0_8_load_166 | 61 | 0.0042784 | 0.0010723 | 0 | 0 |  | 1 | TRUE | wye
55 | LV_60-1_0_8_load_58 | 62 | 0.003794 | 0.00095086 | 0 | 0 |  | 1 | TRUE | wye
56 | LV_60-1_0_8_load_167 | 63 | 0.00415 | 0.0010401 | 0 | 0 |  | 1 | TRUE | wye
57 | LV_60-1_0_8_load_53 | 64 | 0.0035039 | 0.00087817 | 0 | 0 |  | 1 | TRUE | wye
58 | LV_60-1_0_8_load_55 | 65 | 0.0038563 | 0.00096647 | 0 | 0 |  | 1 | TRUE | wye
59 | LV_60-1_0_8_load_54 | 66 | 0.0057514 | 0.0014414 | 0 | 0 |  | 1 | TRUE | wye
60 | LV_60-1_0_8_load_59 | 67 | 0.0006321 | 0.00015842 | 0 | 0 |  | 1 | TRUE | wye
61 | LV_60-1_0_8_load_66 | 68 | 0.0036234 | 0.00090812 | 0 | 0 |  | 1 | TRUE | wye
62 | LV_60-1_0_8_load_56 | 69 | 0.0038321 | 0.00096042 | 0 | 0 |  | 1 | TRUE | wye
63 | LV_60-1_0_8_load_57 | 70 | 0.0043418 | 0.0010881 | 0 | 0 |  | 1 | TRUE | wye
64 | LV_60-1_0_8_load_64 | 72 | 0.00063226 | 0.00015846 | 0 | 0 |  | 1 | TRUE | wye
65 | LV_60-1_0_8_load_65 | 73 | 0.0012419 | 0.00031126 | 0 | 0 |  | 1 | TRUE | wye
66 | LV_60-1_0_8_load_61 | 74 | 0.0033233 | 0.00083289 | 0 | 0 |  | 1 | TRUE | wye
67 | LV_60-1_0_8_load_76 | 75 | 0.0010632 | 0.00026647 | 0 | 0 |  | 1 | TRUE | wye
68 | LV_60-1_0_8_load_83 | 76 | 0.004539 | 0.0011376 | 0 | 0 |  | 1 | TRUE | wye
69 | LV_60-1_0_8_load_62 | 77 | 0.0031389 | 0.00078669 | 0 | 0 |  | 1 | TRUE | wye
70 | LV_60-1_0_8_load_63 | 78 | 0.003881 | 0.00097268 | 0 | 0 |  | 1 | TRUE | wye
71 | LV_60-1_0_8_load_67 | 79 | 0.0038087 | 0.00095456 | 0 | 0 |  | 1 | TRUE | wye
72 | LV_60-1_0_8_load_68 | 80 | 0.0035675 | 0.00089411 | 0 | 0 |  | 1 | TRUE | wye
73 | LV_60-1_0_8_load_74 | 81 | 0.00094788 | 0.00023756 | 0 | 0 |  | 1 | TRUE | wye
74 | LV_60-1_0_8_load_84 | 82 | 0.0022155 | 0.00055527 | 0 | 0 |  | 1 | TRUE | wye
75 | LV_60-1_0_8_load_70 | 83 | 0.0037275 | 0.0009342 | 0 | 0 |  | 1 | TRUE | wye
76 | LV_60-1_0_8_load_71 | 84 | 0.0038649 | 0.00096864 | 0 | 0 |  | 1 | TRUE | wye
77 | LV_60-1_0_8_load_72 | 85 | 0.0011379 | 0.00028519 | 0 | 0 |  | 1 | TRUE | wye
78 | LV_60-1_0_8_load_73 | 86 | 0.0010451 | 0.00026192 | 0 | 0 |  | 1 | TRUE | wye
79 | LV_60-1_0_8_load_75 | 87 | 0.001202 | 0.00030126 | 0 | 0 |  | 1 | TRUE | wye
80 | LV_60-1_0_8_load_162 | 88 | 0.00217 | 0.00054384 | 0 | 0 |  | 1 | TRUE | wye
81 | LV_60-1_0_8_load_163 | 89 | 0.0019892 | 0.00049854 | 0 | 0 |  | 1 | TRUE | wye
82 | LV_60-1_0_8_load_77 | 90 | 0.0015406 | 0.0003861 | 0 | 0 |  | 1 | TRUE | wye
83 | LV_60-1_0_8_load_78 | 91 | 0.0020498 | 0.00051373 | 0 | 0 |  | 1 | TRUE | wye
84 | LV_60-1_0_8_load_80 | 92 | 0.0018447 | 0.00046231 | 0 | 0 |  | 1 | TRUE | wye
85 | LV_60-1_0_8_load_81 | 94 | 0.0019503 | 0.00048878 | 0 | 0 |  | 1 | TRUE | wye
86 | LV_60-1_0_8_load_82 | 95 | 0.001472 | 0.00036893 | 0 | 0 |  | 1 | TRUE | wye
87 | LV_60-1_0_8_load_153 | 97 | 0.0026272 | 0.00065845 | 0 | 0 |  | 1 | TRUE | wye
88 | LV_60-1_0_8_load_156 | 98 | 0.0022465 | 0.00056303 | 0 | 0 |  | 1 | TRUE | wye
89 | LV_60-1_0_8_load_86 | 99 | 0.0025779 | 0.00064607 | 0 | 0 |  | 1 | TRUE | wye
90 | LV_60-1_0_8_load_151 | 100 | 0.0017812 | 0.00044642 | 0 | 0 |  | 1 | TRUE | wye
91 | LV_60-1_0_8_load_157 | 101 | 0.0021769 | 0.00054558 | 0 | 0 |  | 1 | TRUE | wye
92 | LV_60-1_0_8_load_87 | 102 | 0.0023166 | 0.00058058 | 0 | 0 |  | 1 | TRUE | wye
93 | LV_60-1_0_8_load_88 | 103 | 0.0018182 | 0.00045567 | 0 | 0 |  | 1 | TRUE | wye
94 | LV_60-1_0_8_load_89 | 104 | 0.0020977 | 0.00052573 | 0 | 0 |  | 1 | TRUE | wye
95 | LV_60-1_0_8_load_90 | 105 | 0.002796 | 0.00070075 | 0 | 0 |  | 1 | TRUE | wye
96 | LV_60-1_0_8_load_91 | 106 | 0.00032015 | 8.0236e-05 | 0 | 0 |  | 1 | TRUE | wye
97 | LV_60-1_0_8_load_92 | 107 | 0.0013229 | 0.00033154 | 0 | 0 |  | 1 | TRUE | wye
98 | LV_60-1_0_8_load_94 | 109 | 0.0010421 | 0.00026118 | 0 | 0 |  | 1 | TRUE | wye
99 | LV_60-1_0_8_load_96 | 110 | 0.0013164 | 0.00032993 | 0 | 0 |  | 1 | TRUE | wye
100 | LV_60-1_0_8_load_116 | 111 | 0.001341 | 0.00033608 | 0 | 0 |  | 1 | TRUE | wye
101 | LV_60-1_0_8_load_97 | 113 | 0.00094816 | 0.00023763 | 0 | 0 |  | 1 | TRUE | wye
102 | LV_60-1_0_8_load_98 | 114 | 0.00083904 | 0.00021028 | 0 | 0 |  | 1 | TRUE | wye
103 | LV_60-1_0_8_load_114 | 115 | 0.0027365 | 0.00068583 | 0 | 0 |  | 1 | TRUE | wye
104 | LV_60-1_0_8_load_99 | 116 | 0.0017397 | 0.00043601 | 0 | 0 |  | 1 | TRUE | wye
105 | LV_60-1_0_8_load_112 | 117 | 0.0024792 | 0.00062135 | 0 | 0 |  | 1 | TRUE | wye
106 | LV_60-1_0_8_load_111 | 118 | 0.0013267 | 0.00033251 | 0 | 0 |  | 1 | TRUE | wye
107 | LV_60-1_0_8_load_100 | 119 | 0.00061173 | 0.00015331 | 0 | 0 |  | 1 | TRUE | wye
108 | LV_60-1_0_8_load_101 | 120 | 0.0013285 | 0.00033295 | 0 | 0 |  | 1 | TRUE | wye
109 | LV_60-1_0_8_load_102 | 121 | 0.00061142 | 0.00015324 | 0 | 0 |  | 1 | TRUE | wye
110 | LV_60-1_0_8_load_103 | 122 | 0.0039538 | 0.00099092 | 0 | 0 |  | 1 | TRUE | wye
111 | LV_60-1_0_8_load_104 | 123 | 0.00033317 | 8.35e-05 | 0 | 0 |  | 1 | TRUE | wye
112 | LV_60-1_0_8_load_122 | 125 | 0.0016769 | 0.00042028 | 0 | 0 |  | 1 | TRUE | wye
113 | LV_60-1_0_8_load_108 | 126 | 0.0027777 | 0.00069615 | 0 | 0 |  | 1 | TRUE | wye
114 | LV_60-1_0_8_load_106 | 127 | 0.00075073 | 0.00018815 | 0 | 0 |  | 1 | TRUE | wye
115 | LV_60-1_0_8_load_123 | 128 | 0.0024781 | 0.00062108 | 0 | 0 |  | 1 | TRUE | wye
116 | LV_60-1_0_8_load_121 | 129 | 0.0013413 | 0.00033616 | 0 | 0 |  | 1 | TRUE | wye
117 | LV_60-1_0_8_load_109 | 131 | 0.00080793 | 0.00020249 | 0 | 0 |  | 1 | TRUE | wye
118 | LV_60-1_0_8_load_206 | 132 | 0.00040552 | 0.00010163 | 0 | 0 |  | 1 | TRUE | wye
119 | LV_60-1_0_8_load_110 | 133 | 0.0011558 | 0.00028967 | 0 | 0 |  | 1 | TRUE | wye
120 | LV_60-1_0_8_load_118 | 134 | 0.0019266 | 0.00048286 | 0 | 0 |  | 1 | TRUE | wye
121 | LV_60-1_0_8_load_113 | 135 | 0.0014976 | 0.00037534 | 0 | 0 |  | 1 | TRUE | wye
122 | LV_60-1_0_8_load_117 | 137 | 0.0053791 | 0.0013481 | 0 | 0 |  | 1 | TRUE | wye
123 | LV_60-1_0_8_load_119 | 138 | 0.0018724 | 0.00046927 | 0 | 0 |  | 1 | TRUE | wye
124 | LV_60-1_0_8_load_120 | 139 | 0.0017967 | 0.0004503 | 0 | 0 |  | 1 | TRUE | wye
125 | LV_60-1_0_8_load_147 | 140 | 0.0032937 | 0.00082548 | 0 | 0 |  | 1 | TRUE | wye
126 | LV_60-1_0_8_load_148 | 141 | 0.0021781 | 0.00054589 | 0 | 0 |  | 1 | TRUE | wye
127 | LV_60-1_0_8_load_133 | 144 | 0.0012307 | 0.00030844 | 0 | 0 |  | 1 | TRUE | wye
128 | LV_60-1_0_8_load_132 | 145 | 0.0013736 | 0.00034426 | 0 | 0 |  | 1 | TRUE | wye
129 | LV_60-1_0_8_load_134 | 146 | 0.0012496 | 0.00031317 | 0 | 0 |  | 1 | TRUE | wye
130 | LV_60-1_0_8_load_130 | 147 | 0.0015526 | 0.00038913 | 0 | 0 |  | 1 | TRUE | wye
131 | LV_60-1_0_8_load_126 | 148 | 0.0029127 | 0.00073 | 0 | 0 |  | 1 | TRUE | wye
132 | LV_60-1_0_8_load_127 | 149 | 0.0013845 | 0.00034699 | 0 | 0 |  | 1 | TRUE | wye
133 | LV_60-1_0_8_load_131 | 152 | 0.00029891 | 7.4914e-05 | 0 | 0 |  | 1 | TRUE | wye
134 | LV_60-1_0_8_load_136 | 154 | 0.0025495 | 0.00063896 | 0 | 0 |  | 1 | TRUE | wye
135 | LV_60-1_0_8_load_138 | 156 | 0.003335 | 0.00083583 | 0 | 0 |  | 1 | TRUE | wye
136 | LV_60-1_0_8_load_178 | 157 | 0.0067626 | 0.0016949 | 0 | 0 |  | 1 | TRUE | wye
137 | LV_60-1_0_8_load_139 | 158 | 0.0073597 | 0.0018445 | 0 | 0 |  | 1 | TRUE | wye
138 | LV_60-1_0_8_load_141 | 161 | 0.0012833 | 0.00032163 | 0 | 0 |  | 1 | TRUE | wye
139 | LV_60-1_0_8_load_142 | 162 | 0.00077955 | 0.00019537 | 0 | 0 |  | 1 | TRUE | wye
140 | LV_60-1_0_8_load_144 | 163 | 0.0037962 | 0.00095143 | 0 | 0 |  | 1 | TRUE | wye
141 | LV_60-1_0_8_load_171 | 164 | 0.0023449 | 0.0005877 | 0 | 0 |  | 1 | TRUE | wye
142 | LV_60-1_0_8_load_143 | 165 | 0.0019338 | 0.00048466 | 0 | 0 |  | 1 | TRUE | wye
143 | LV_60-1_0_8_load_145 | 167 | 0.0010012 | 0.00025094 | 0 | 0 |  | 1 | TRUE | wye
144 | LV_60-1_0_8_load_146 | 168 | 0.00098299 | 0.00024636 | 0 | 0 |  | 1 | TRUE | wye
145 | LV_60-1_0_8_load_161 | 169 | 0.0012702 | 0.00031834 | 0 | 0 |  | 1 | TRUE | wye
146 | LV_60-1_0_8_load_149 | 171 | 0.0022832 | 0.00057223 | 0 | 0 |  | 1 | TRUE | wye
147 | LV_60-1_0_8_load_154 | 172 | 0.0019159 | 0.00048018 | 0 | 0 |  | 1 | TRUE | wye
148 | LV_60-1_0_8_load_155 | 173 | 0.0020172 | 0.00050555 | 0 | 0 |  | 1 | TRUE | wye
149 | LV_60-1_0_8_load_150 | 174 | 0.002336 | 0.00058546 | 0 | 0 |  | 1 | TRUE | wye
150 | LV_60-1_0_8_load_152 | 175 | 0.0048427 | 0.0012137 | 0 | 0 |  | 1 | TRUE | wye
151 | LV_60-1_0_8_load_159 | 176 | 0.0015453 | 0.00038728 | 0 | 0 |  | 1 | TRUE | wye
152 | LV_60-1_0_8_load_158 | 177 | 0.0025939 | 0.00065008 | 0 | 0 |  | 1 | TRUE | wye
153 | LV_60-1_0_8_load_164 | 178 | 0.0010626 | 0.00026632 | 0 | 0 |  | 1 | TRUE | wye
154 | LV_60-1_0_8_load_165 | 179 | 0.0010475 | 0.00026253 | 0 | 0 |  | 1 | TRUE | wye
155 | LV_60-1_0_8_load_181 | 180 | 0.0029485 | 0.00073896 | 0 | 0 |  | 1 | TRUE | wye
156 | LV_60-1_0_8_load_169 | 183 | 0.0027129 | 0.00067992 | 0 | 0 |  | 1 | TRUE | wye
157 | LV_60-1_0_8_load_170 | 184 | 0.0095742 | 0.0023995 | 0 | 0 |  | 1 | TRUE | wye
158 | LV_60-1_0_8_load_183 | 185 | 0.0095755 | 0.0023998 | 0 | 0 |  | 1 | TRUE | wye
159 | LV_60-1_0_8_load_173 | 186 | 0.00098678 | 0.00024731 | 0 | 0 |  | 1 | TRUE | wye
160 | LV_60-1_0_8_load_174 | 187 | 0.0032261 | 0.00080854 | 0 | 0 |  | 1 | TRUE | wye
161 | LV_60-1_0_8_load_201 | 188 | 0.0015781 | 0.00039551 | 0 | 0 |  | 1 | TRUE | wye
162 | LV_60-1_0_8_load_184 | 189 | 0.0012833 | 0.00032162 | 0 | 0 |  | 1 | TRUE | wye
163 | LV_60-1_0_8_load_175 | 190 | 0.0081047 | 0.0020312 | 0 | 0 |  | 1 | TRUE | wye
164 | LV_60-1_0_8_load_189 | 195 | 0.0034677 | 0.00086909 | 0 | 0 |  | 1 | TRUE | wye
165 | LV_60-1_0_8_load_188 | 196 | 0.0011651 | 0.00029201 | 0 | 0 |  | 1 | TRUE | wye
166 | LV_60-1_0_8_load_202 | 197 | 0.002216 | 0.00055537 | 0 | 0 |  | 1 | TRUE | wye
167 | LV_60-1_0_8_load_199 | 198 | 0.00029386 | 7.3648e-05 | 0 | 0 |  | 1 | TRUE | wye
168 | LV_60-1_0_8_load_203 | 199 | 0.0022147 | 0.00055505 | 0 | 0 |  | 1 | TRUE | wye
169 | LV_60-1_0_8_load_195 | 202 | 0.0056298 | 0.001411 | 0 | 0 |  | 1 | TRUE | wye
170 | LV_60-1_0_8_load_193 | 203 | 0.0014648 | 0.00036711 | 0 | 0 |  | 1 | TRUE | wye
171 | LV_60-1_0_8_load_197 | 205 | 0.0016523 | 0.0004141 | 0 | 0 |  | 1 | TRUE | wye

## ext_grid
| name | bus | vm_pu | va_degree | slack_weight | in_service
0 |  | 58 | 1 | 0 | 1 | TRUE

## line
| name | std_type | from_bus | to_bus | length_km | r_ohm_per_km | x_ohm_per_km | c_nf_per_km | g_us_per_km | max_i_ka | df | parallel | type | in_service
0 | LV_60-1_0_8_line_0 |  | 0 | 1 | 0.02316 | 0.125 | 0.08 | 261 | 0 | 0.364 | 1 | 1 | cs | TRUE
1 | LV_60-1_0_8_line_1 |  | 0 | 2 | 0.016698 | 0.125 | 0.08 | 261 | 0 | 0.364 | 1 | 1 | cs | TRUE
2 | LV_60-1_0_8_line_2 |  | 1 | 3 | 0.014317 | 0.125 | 0.08 | 261 | 0 | 0.364 | 1 | 1 | cs | TRUE
3 | LV_60-1_0_8_line_3 |  | 2 | 4 | 0.0049224 | 0.125 | 0.08 | 261 | 0 | 0.364 | 1 | 1 | cs | TRUE
4 | LV_60-1_0_8_line_4 |  | 2 | 5 | 0.045799 | 0.125 | 0.08 | 261 | 0 | 0.364 | 1 | 1 | cs | TRUE
5 | LV_60-1_0_8_line_5 |  | 3 | 6 | 0.039816 | 0.125 | 0.08 | 261 | 0 | 0.364 | 1 | 1 | cs | TRUE
6 | LV_60-1_0_8_line_6 |  | 4 | 7 | 0.023954 | 0.125 | 0.08 | 261 | 0 | 0.364 | 1 | 1 | cs | TRUE
7 | LV_60-1_0_8_line_7 |  | 5 | 8 | 0.0060783 | 0.125 | 0.08 | 261 | 0 | 0.364 | 1 | 1 | cs | TRUE
8 | LV_60-1_0_8_line_8 |  | 6 | 10 | 0.055016 | 0.125 | 0.08 | 261 | 0 | 0.364 | 1 | 1 | cs | TRUE
9 | LV_60-1_0_8_line_9 |  | 7 | 11 | 0.028508 | 0.125 | 0.08 | 261 | 0 | 0.364 | 1 | 1 | cs | TRUE
10 | LV_60-1_0_8_line_10 |  | 7 | 12 | 0.01065 | 0.125 | 0.08 | 261 | 0 | 0.364 | 1 | 1 | cs | TRUE
11 | LV_60-1_0_8_line_11 |  | 8 | 9 | 0.041034 | 0.125 | 0.08 | 261 | 0 | 0.364 | 1 | 1 | cs | TRUE
12 | LV_60-1_0_8_line_12 |  | 9 | 20 | 0.0279 | 0.125 | 0.08 | 261 | 0 | 0.364 | 1 | 1 | cs | TRUE
13 | LV_60-1_0_8_line_13 |  | 11 | 19 | 0.019243 | 0.125 | 0.08 | 261 | 0 | 0.364 | 1 | 1 | cs | TRUE
14 | LV_60-1_0_8_line_14 |  | 12 | 13 | 0.019682 | 0.125 | 0.08 | 261 | 0 | 0.364 | 1 | 1 | cs | TRUE
15 | LV_60-1_0_8_line_15 |  | 13 | 14 | 0.0072425 | 0.125 | 0.08 | 261 | 0 | 0.364 | 1 | 1 | cs | TRUE
16 | LV_60-1_0_8_line_16 |  | 14 | 15 | 0.012759 | 0.125 | 0.08 | 261 | 0 | 0.364 | 1 | 1 | cs | TRUE
17 | LV_60-1_0_8_line_17 |  | 15 | 16 | 0.017918 | 0.125 | 0.08 | 261 | 0 | 0.364 | 1 | 1 | cs | TRUE
18 | LV_60-1_0_8_line_18 |  | 16 | 17 | 0.0095128 | 0.125 | 0.08 | 261 | 0 | 0.364 | 1 | 1 | cs | TRUE
19 | LV_60-1_0_8_line_19 |  | 16 | 18 | 0.016814 | 0.125 | 0.08 | 261 | 0 | 0.364 | 1 | 1 | cs | TRUE
20 | LV_60-1_0_8_line_20 |  | 17 | 38 | 4.789e-05 | 0.125 | 0.08 | 261 | 0 | 0.364 | 1 | 1 | cs | TRUE
21 | LV_60-1_0_8_line_21 |  | 18 | 33 | 0.012779 | 0.125 | 0.08 | 261 | 0 | 0.364 | 1 | 1 | cs | TRUE
22 | LV_60-1_0_8_line_22 |  | 19 | 31 | 0.015944 | 0.125 | 0.08 | 261 | 0 | 0.364 | 1 | 1 | cs | TRUE
23 | LV_60-1_0_8_line_23 |  | 19 | 28 | 0.0062319 | 0.125 | 0.08 | 261 | 0 | 0.364 | 1 | 1 | cs | TRUE
24 | LV_60-1_0_8_line_24 |  | 20 | 21 | 0.01613 | 0.125 | 0.08 | 261 | 0 | 0.364 | 1 | 1 | cs | TRUE
25 | LV_60-1_0_8_line_25 |  | 22 | 23 | 0.021533 | 0.125 | 0.08 | 261 | 0 | 0.364 | 1 | 1 | cs | TRUE
26 | LV_60-1_0_8_line_26 |  | 22 | 24 | 0.0033702 | 0.125 | 0.08 | 261 | 0 | 0.364 | 1 | 1 | cs | TRUE
27 | LV_60-1_0_8_line_27 |  | 23 | 27 | 0.0012272 | 0.125 | 0.08 | 261 | 0 | 0.364 | 1 | 1 | cs | TRUE
28 | LV_60-1_0_8_line_28 |  | 24 | 28 | 0.023514 | 0.125 | 0.08 | 261 | 0 | 0.364 | 1 | 1 | cs | TRUE
29 | LV_60-1_0_8_line_29 |  | 25 | 26 | 0.032833 | 0.125 | 0.08 | 261 | 0 | 0.364 | 1 | 1 | cs | TRUE
30 | LV_60-1_0_8_line_30 |  | 26 | 199 | 0.035685 | 0.125 | 0.08 | 261 | 0 | 0.364 | 1 | 1 | cs | TRUE
31 | LV_60-1_0_8_line_31 |  | 27 | 29 | 0.026445 | 0.125 | 0.08 | 261 | 0 | 0.364 | 1 | 2 | cs | TRUE
32 | LV_60-1_0_8_line_32 |  | 29 | 30 | 0.021348 | 0.125 | 0.08 | 261 | 0 | 0.364 | 1 | 4 | cs | TRUE
33 | LV_60-1_0_8_line_33 |  | 30 | 39 | 0.01762 | 0.125 | 0.08 | 261 | 0 | 0.364 | 1 | 4 | cs | TRUE
34 | LV_60-1_0_8_line_34 |  | 31 | 40 | 0.00055985 | 0.125 | 0.08 | 261 | 0 | 0.364 | 1 | 1 | cs | TRUE
35 | LV_60-1_0_8_line_35 |  | 32 | 33 | 0.015636 | 0.125 | 0.08 | 261 | 0 | 0.364 | 1 | 1 | cs | TRUE
36 | LV_60-1_0_8_line_36 |  | 32 | 34 | 0.010338 | 0.125 | 0.08 | 261 | 0 | 0.364 | 1 | 1 | cs | TRUE
37 | LV_60-1_0_8_line_37 |  | 34 | 35 | 0.027071 | 0.125 | 0.08 | 261 | 0 | 0.364 | 1 | 1 | cs | TRUE
38 | LV_60-1_0_8_line_38 |  | 35 | 36 | 0.0068739 | 0.125 | 0.08 | 261 | 0 | 0.364 | 1 | 1 | cs | TRUE
39 | LV_60-1_0_8_line_39 |  | 36 | 37 | 0.0205 | 0.125 | 0.08 | 261 | 0 | 0.364 | 1 | 1 | cs | TRUE
40 | LV_60-1_0_8_line_40 |  | 37 | 46 | 0.01028 | 0.125 | 0.08 | 261 | 0 | 0.364 | 1 | 1 | cs | TRUE
41 | LV_60-1_0_8_line_41 |  | 39 | 183 | 0.016815 | 0.125 | 0.08 | 261 | 0 | 0.364 | 1 | 4 | cs | TRUE
42 | LV_60-1_0_8_line_42 |  | 40 | 42 | 0.01816 | 0.125 | 0.08 | 261 | 0 | 0.364 | 1 | 1 | cs | TRUE
43 | LV_60-1_0_8_line_43 |  | 41 | 42 | 0.011683 | 0.125 | 0.08 | 261 | 0 | 0.364 | 1 | 1 | cs | TRUE
44 | LV_60-1_0_8_line_44 |  | 41 | 43 | 0.012264 | 0.125 | 0.08 | 261 | 0 | 0.364 | 1 | 1 | cs | TRUE
45 | LV_60-1_0_8_line_45 |  | 43 | 44 | 0.016263 | 0.125 | 0.08 | 261 | 0 | 0.364 | 1 | 1 | cs | TRUE
46 | LV_60-1_0_8_line_46 |  | 44 | 45 | 0.014068 | 0.125 | 0.08 | 261 | 0 | 0.364 | 1 | 1 | cs | TRUE
47 | LV_60-1_0_8_line_47 |  | 46 | 68 | 0.0057467 | 0.125 | 0.08 | 261 | 0 | 0.364 | 1 | 1 | cs | TRUE
48 | LV_60-1_0_8_line_48 |  | 47 | 48 | 0.024414 | 0.125 | 0.08 | 261 | 0 | 0.364 | 1 | 1 | cs | TRUE
49 | LV_60-1_0_8_line_49 |  | 48 | 49 | 0.024327 | 0.125 | 0.08 | 261 | 0 | 0.364 | 1 | 1 | cs | TRUE
50 | LV_60-1_0_8_line_50 |  | 49 | 50 | 0.013034 | 0.125 | 0.08 | 261 | 0 | 0.364 | 1 | 1 | cs | TRUE
51 | LV_60-1_0_8_line_51 |  | 50 | 51 | 0.012168 | 0.125 | 0.08 | 261 | 0 | 0.364 | 1 | 1 | cs | TRUE
52 | LV_60-1_0_8_line_52 |  | 50 | 52 | 0.012696 | 0.125 | 0.08 | 261 | 0 | 0.364 | 1 | 1 | cs | TRUE
53 | LV_60-1_0_8_line_53 |  | 51 | 60 | 0.0015693 | 0.125 | 0.08 | 261 | 0 | 0.364 | 1 | 1 | cs | TRUE
54 | LV_60-1_0_8_line_54 |  | 52 | 64 | 0.014921 | 0.125 | 0.08 | 261 | 0 | 0.364 | 1 | 1 | cs | TRUE
55 | LV_60-1_0_8_line_55 |  | 53 | 54 | 0.014869 | 0.125 | 0.08 | 261 | 0 | 0.364 | 1 | 4 | cs | TRUE
56 | LV_60-1_0_8_line_56 |  | 53 | 55 | 0.02699 | 0.125 | 0.08 | 261 | 0 | 0.364 | 1 | 4 | cs | TRUE
57 | LV_60-1_0_8_line_57 |  | 54 | 56 | 0.026415 | 0.125 | 0.08 | 261 | 0 | 0.364 | 1 | 4 | cs | TRUE
58 | LV_60-1_0_8_line_58 |  | 55 | 57 | 0.013909 | 0.125 | 0.08 | 261 | 0 | 0.364 | 1 | 4 | cs | TRUE
59 | LV_60-1_0_8_line_59 |  | 56 | 58 | 0.011123 | 0.125 | 0.08 | 261 | 0 | 0.364 | 1 | 4 | cs | TRUE
60 | LV_60-1_0_8_line_60 |  | 57 | 59 | 0.009502 | 0.125 | 0.08 | 261 | 0 | 0.364 | 1 | 4 | cs | TRUE
61 | LV_60-1_0_8_line_61 |  | 57 | 60 | 0.015186 | 0.125 | 0.08 | 261 | 0 | 0.364 | 1 | 1 | cs | TRUE
62 | LV_60-1_0_8_line_62 |  | 58 | 61 | 0.019973 | 0.125 | 0.08 | 261 | 0 | 0.364 | 1 | 4 | cs | TRUE
63 | LV_60-1_0_8_line_63 |  | 59 | 62 | 0.024536 | 0.125 | 0.08 | 261 | 0 | 0.364 | 1 | 4 | cs | TRUE
64 | LV_60-1_0_8_line_64 |  | 61 | 63 | 0.011928 | 0.125 | 0.08 | 261 | 0 | 0.364 | 1 | 4 | cs | TRUE
65 | LV_60-1_0_8_line_65 |  | 62 | 67 | 0.016908 | 0.125 | 0.08 | 261 | 0 | 0.364 | 1 | 4 | cs | TRUE
66 | LV_60-1_0_8_line_66 |  | 63 | 182 | 0.010074 | 0.125 | 0.08 | 261 | 0 | 0.364 | 1 | 4 | cs | TRUE
67 | LV_60-1_0_8_line_67 |  | 65 | 66 | 0.0057933 | 0.125 | 0.08 | 261 | 0 | 0.364 | 1 | 1 | cs | TRUE
68 | LV_60-1_0_8_line_68 |  | 66 | 69 | 0.012194 | 0.125 | 0.08 | 261 | 0 | 0.364 | 1 | 1 | cs | TRUE
69 | LV_60-1_0_8_line_69 |  | 67 | 71 | 0.026943 | 0.125 | 0.08 | 261 | 0 | 0.364 | 1 | 4 | cs | TRUE
70 | LV_60-1_0_8_line_70 |  | 68 | 70 | 0.0076109 | 0.125 | 0.08 | 261 | 0 | 0.364 | 1 | 1 | cs | TRUE
71 | LV_60-1_0_8_line_71 |  | 69 | 70 | 0.0015304 | 0.125 | 0.08 | 261 | 0 | 0.364 | 1 | 1 | cs | TRUE
72 | LV_60-1_0_8_line_72 |  | 71 | 72 | 0.014998 | 0.125 | 0.08 | 261 | 0 | 0.364 | 1 | 4 | cs | TRUE
73 | LV_60-1_0_8_line_73 |  | 71 | 73 | 0.017874 | 0.125 | 0.08 | 261 | 0 | 0.364 | 1 | 4 | cs | TRUE
74 | LV_60-1_0_8_line_74 |  | 71 | 74 | 0.017961 | 0.125 | 0.08 | 261 | 0 | 0.364 | 1 | 1 | cs | TRUE
75 | LV_60-1_0_8_line_75 |  | 72 | 75 | 0.021017 | 0.125 | 0.08 | 261 | 0 | 0.364 | 1 | 4 | cs | TRUE
76 | LV_60-1_0_8_line_76 |  | 73 | 76 | 0.012886 | 0.125 | 0.08 | 261 | 0 | 0.364 | 1 | 4 | cs | TRUE
77 | LV_60-1_0_8_line_77 |  | 74 | 77 | 0.0026178 | 0.125 | 0.08 | 261 | 0 | 0.364 | 1 | 1 | cs | TRUE
78 | LV_60-1_0_8_line_78 |  | 75 | 81 | 0.0064656 | 0.125 | 0.08 | 261 | 0 | 0.364 | 1 | 4 | cs | TRUE
79 | LV_60-1_0_8_line_79 |  | 76 | 82 | 0.025989 | 0.125 | 0.08 | 261 | 0 | 0.364 | 1 | 1 | cs | TRUE
80 | LV_60-1_0_8_line_80 |  | 77 | 78 | 0.02179 | 0.125 | 0.08 | 261 | 0 | 0.364 | 1 | 1 | cs | TRUE
81 | LV_60-1_0_8_line_81 |  | 78 | 79 | 0.00084154 | 0.125 | 0.08 | 261 | 0 | 0.364 | 1 | 1 | cs | TRUE
82 | LV_60-1_0_8_line_82 |  | 79 | 80 | 0.022353 | 0.125 | 0.08 | 261 | 0 | 0.364 | 1 | 1 | cs | TRUE
83 | LV_60-1_0_8_line_83 |  | 80 | 83 | 0.023914 | 0.125 | 0.08 | 261 | 0 | 0.364 | 1 | 1 | cs | TRUE
84 | LV_60-1_0_8_line_84 |  | 81 | 85 | 0.020296 | 0.125 | 0.08 | 261 | 0 | 0.364 | 1 | 4 | cs | TRUE
85 | LV_60-1_0_8_line_85 |  | 82 | 96 | 0.0096318 | 0.125 | 0.08 | 261 | 0 | 0.364 | 1 | 1 | cs | TRUE
86 | LV_60-1_0_8_line_86 |  | 83 | 84 | 0.0040472 | 0.125 | 0.08 | 261 | 0 | 0.364 | 1 | 1 | cs | TRUE
87 | LV_60-1_0_8_line_87 |  | 85 | 86 | 0.015699 | 0.125 | 0.08 | 261 | 0 | 0.364 | 1 | 4 | cs | TRUE
88 | LV_60-1_0_8_line_88 |  | 86 | 87 | 0.013178 | 0.125 | 0.08 | 261 | 0 | 0.364 | 1 | 4 | cs | TRUE
89 | LV_60-1_0_8_line_89 |  | 87 | 88 | 0.027151 | 0.125 | 0.08 | 261 | 0 | 0.364 | 1 | 4 | cs | TRUE
90 | LV_60-1_0_8_line_90 |  | 88 | 89 | 0.014462 | 0.125 | 0.08 | 261 | 0 | 0.364 | 1 | 4 | cs | TRUE
91 | LV_60-1_0_8_line_91 |  | 89 | 178 | 0.021293 | 0.125 | 0.08 | 261 | 0 | 0.364 | 1 | 4 | cs | TRUE
92 | LV_60-1_0_8_line_92 |  | 90 | 91 | 0.018449 | 0.125 | 0.08 | 261 | 0 | 0.364 | 1 | 1 | cs | TRUE
93 | LV_60-1_0_8_line_93 |  | 91 | 92 | 0.0025544 | 0.125 | 0.08 | 261 | 0 | 0.364 | 1 | 1 | cs | TRUE
94 | LV_60-1_0_8_line_94 |  | 92 | 96 | 0.017966 | 0.125 | 0.08 | 261 | 0 | 0.364 | 1 | 1 | cs | TRUE
95 | LV_60-1_0_8_line_95 |  | 93 | 94 | 0.023921 | 0.125 | 0.08 | 261 | 0 | 0.364 | 1 | 4 | cs | TRUE
96 | LV_60-1_0_8_line_96 |  | 93 | 95 | 0.0022927 | 0.125 | 0.08 | 261 | 0 | 0.364 | 1 | 4 | cs | TRUE
97 | LV_60-1_0_8_line_97 |  | 94 | 97 | 0.015231 | 0.125 | 0.08 | 261 | 0 | 0.364 | 1 | 4 | cs | TRUE
98 | LV_60-1_0_8_line_98 |  | 95 | 98 | 0.022016 | 0.125 | 0.08 | 261 | 0 | 0.364 | 1 | 4 | cs | TRUE
99 | LV_60-1_0_8_line_99 |  | 96 | 99 | 0.013326 | 0.125 | 0.08 | 261 | 0 | 0.364 | 1 | 1 | cs | TRUE
100 | LV_60-1_0_8_line_100 |  | 97 | 100 | 0.008658 | 0.125 | 0.08 | 261 | 0 | 0.364 | 1 | 4 | cs | TRUE
101 | LV_60-1_0_8_line_101 |  | 98 | 101 | 0.0066742 | 0.125 | 0.08 | 261 | 0 | 0.364 | 1 | 4 | cs | TRUE
102 | LV_60-1_0_8_line_102 |  | 99 | 102 | 0.028181 | 0.125 | 0.08 | 261 | 0 | 0.364 | 1 | 1 | cs | TRUE
103 | LV_60-1_0_8_line_103 |  | 100 | 174 | 0.006322 | 0.125 | 0.08 | 261 | 0 | 0.364 | 1 | 4 | cs | TRUE
104 | LV_60-1_0_8_line_104 |  | 101 | 177 | 0.020007 | 0.125 | 0.08 | 261 | 0 | 0.364 | 1 | 4 | cs | TRUE
105 | LV_60-1_0_8_line_105 |  | 102 | 103 | 0.00823 | 0.125 | 0.08 | 261 | 0 | 0.364 | 1 | 1 | cs | TRUE
106 | LV_60-1_0_8_line_106 |  | 103 | 104 | 0.014726 | 0.125 | 0.08 | 261 | 0 | 0.364 | 1 | 1 | cs | TRUE
107 | LV_60-1_0_8_line_107 |  | 104 | 105 | 0.013567 | 0.125 | 0.08 | 261 | 0 | 0.364 | 1 | 1 | cs | TRUE
108 | LV_60-1_0_8_line_108 |  | 105 | 106 | 0.0045007 | 0.125 | 0.08 | 261 | 0 | 0.364 | 1 | 1 | cs | TRUE
109 | LV_60-1_0_8_line_109 |  | 106 | 107 | 0.020932 | 0.125 | 0.08 | 261 | 0 | 0.364 | 1 | 1 | cs | TRUE
110 | LV_60-1_0_8_line_110 |  | 107 | 108 | 0.019796 | 0.125 | 0.08 | 261 | 0 | 0.364 | 1 | 1 | cs | TRUE
111 | LV_60-1_0_8_line_111 |  | 108 | 109 | 0.020041 | 0.125 | 0.08 | 261 | 0 | 0.364 | 1 | 1 | cs | TRUE
112 | LV_60-1_0_8_line_112 |  | 109 | 112 | 0.016242 | 0.125 | 0.08 | 261 | 0 | 0.364 | 1 | 1 | cs | TRUE
113 | LV_60-1_0_8_line_113 |  | 110 | 111 | 0.028818 | 0.125 | 0.08 | 261 | 0 | 0.364 | 1 | 1 | cs | TRUE
114 | LV_60-1_0_8_line_114 |  | 111 | 115 | 0.030448 | 0.125 | 0.08 | 261 | 0 | 0.364 | 1 | 1 | cs | TRUE
115 | LV_60-1_0_8_line_115 |  | 112 | 113 | 0.045791 | 0.125 | 0.08 | 261 | 0 | 0.364 | 1 | 1 | cs | TRUE
116 | LV_60-1_0_8_line_116 |  | 113 | 114 | 0.023167 | 0.125 | 0.08 | 261 | 0 | 0.364 | 1 | 1 | cs | TRUE
117 | LV_60-1_0_8_line_117 |  | 114 | 116 | 0.035931 | 0.125 | 0.08 | 261 | 0 | 0.364 | 1 | 1 | cs | TRUE
118 | LV_60-1_0_8_line_118 |  | 115 | 135 | 0.013557 | 0.125 | 0.08 | 261 | 0 | 0.364 | 1 | 1 | cs | TRUE
119 | LV_60-1_0_8_line_119 |  | 116 | 117 | 0.030617 | 0.125 | 0.08 | 261 | 0 | 0.364 | 1 | 1 | cs | TRUE
120 | LV_60-1_0_8_line_120 |  | 117 | 118 | 0.02475 | 0.125 | 0.08 | 261 | 0 | 0.364 | 1 | 1 | cs | TRUE
121 | LV_60-1_0_8_line_121 |  | 119 | 120 | 0.015751 | 0.125 | 0.08 | 261 | 0 | 0.364 | 1 | 4 | cs | TRUE
122 | LV_60-1_0_8_line_122 |  | 119 | 121 | 0.0090758 | 0.125 | 0.08 | 261 | 0 | 0.364 | 1 | 4 | cs | TRUE
123 | LV_60-1_0_8_line_123 |  | 120 | 122 | 0.00011569 | 0.125 | 0.08 | 261 | 0 | 0.364 | 1 | 4 | cs | TRUE
124 | LV_60-1_0_8_line_124 |  | 121 | 123 | 0.025872 | 0.125 | 0.08 | 261 | 0 | 0.364 | 1 | 4 | cs | TRUE
125 | LV_60-1_0_8_line_125 |  | 122 | 124 | 0.028424 | 0.125 | 0.08 | 261 | 0 | 0.364 | 1 | 4 | cs | TRUE
126 | LV_60-1_0_8_line_126 |  | 123 | 125 | 0.013316 | 0.125 | 0.08 | 261 | 0 | 0.364 | 1 | 4 | cs | TRUE
127 | LV_60-1_0_8_line_127 |  | 124 | 126 | 0.0047916 | 0.125 | 0.08 | 261 | 0 | 0.364 | 1 | 1 | cs | TRUE
128 | LV_60-1_0_8_line_128 |  | 124 | 127 | 0.016689 | 0.125 | 0.08 | 261 | 0 | 0.364 | 1 | 4 | cs | TRUE
129 | LV_60-1_0_8_line_129 |  | 125 | 128 | 0.0095138 | 0.125 | 0.08 | 261 | 0 | 0.364 | 1 | 4 | cs | TRUE
130 | LV_60-1_0_8_line_130 |  | 126 | 129 | 0.012986 | 0.125 | 0.08 | 261 | 0 | 0.364 | 1 | 1 | cs | TRUE
131 | LV_60-1_0_8_line_131 |  | 127 | 130 | 0.030458 | 0.125 | 0.08 | 261 | 0 | 0.364 | 1 | 4 | cs | TRUE
132 | LV_60-1_0_8_line_132 |  | 128 | 142 | 0.01102 | 0.125 | 0.08 | 261 | 0 | 0.364 | 1 | 4 | cs | TRUE
133 | LV_60-1_0_8_line_133 |  | 129 | 134 | 0.018675 | 0.125 | 0.08 | 261 | 0 | 0.364 | 1 | 1 | cs | TRUE
134 | LV_60-1_0_8_line_134 |  | 130 | 131 | 0.016713 | 0.125 | 0.08 | 261 | 0 | 0.364 | 1 | 4 | cs | TRUE
135 | LV_60-1_0_8_line_135 |  | 130 | 132 | 0.093038 | 0.125 | 0.08 | 261 | 0 | 0.364 | 1 | 2 | cs | TRUE
136 | LV_60-1_0_8_line_136 |  | 131 | 133 | 0.022676 | 0.125 | 0.08 | 261 | 0 | 0.364 | 1 | 3 | cs | TRUE
137 | LV_60-1_0_8_line_137 |  | 135 | 136 | 0.0050296 | 0.125 | 0.08 | 261 | 0 | 0.364 | 1 | 1 | cs | TRUE
138 | LV_60-1_0_8_line_138 |  | 136 | 137 | 0.01786 | 0.125 | 0.08 | 261 | 0 | 0.364 | 1 | 1 | cs | TRUE
139 | LV_60-1_0_8_line_139 |  | 137 | 138 | 0.016857 | 0.125 | 0.08 | 261 | 0 | 0.364 | 1 | 1 | cs | TRUE
140 | LV_60-1_0_8_line_140 |  | 138 | 139 | 0.0058271 | 0.125 | 0.08 | 261 | 0 | 0.364 | 1 | 1 | cs | TRUE
141 | LV_60-1_0_8_line_141 |  | 139 | 140 | 0.0017805 | 0.125 | 0.08 | 261 | 0 | 0.364 | 1 | 2 | cs | TRUE
142 | LV_60-1_0_8_line_142 |  | 140 | 141 | 0.016677 | 0.125 | 0.08 | 261 | 0 | 0.364 | 1 | 4 | cs | TRUE
143 | LV_60-1_0_8_line_143 |  | 141 | 171 | 0.0094848 | 0.125 | 0.08 | 261 | 0 | 0.364 | 1 | 4 | cs | TRUE
144 | LV_60-1_0_8_line_144 |  | 142 | 143 | 0.009187 | 0.125 | 0.08 | 261 | 0 | 0.364 | 1 | 4 | cs | TRUE
145 | LV_60-1_0_8_line_145 |  | 143 | 144 | 0.030977 | 0.125 | 0.08 | 261 | 0 | 0.364 | 1 | 4 | cs | TRUE
146 | LV_60-1_0_8_line_146 |  | 143 | 145 | 0.0037077 | 0.125 | 0.08 | 261 | 0 | 0.364 | 1 | 4 | cs | TRUE
147 | LV_60-1_0_8_line_147 |  | 144 | 146 | 0.025162 | 0.125 | 0.08 | 261 | 0 | 0.364 | 1 | 4 | cs | TRUE
148 | LV_60-1_0_8_line_148 |  | 145 | 147 | 0.041596 | 0.125 | 0.08 | 261 | 0 | 0.364 | 1 | 4 | cs | TRUE
149 | LV_60-1_0_8_line_149 |  | 146 | 153 | 0.015998 | 0.125 | 0.08 | 261 | 0 | 0.364 | 1 | 4 | cs | TRUE
150 | LV_60-1_0_8_line_150 |  | 147 | 150 | 0.059787 | 0.125 | 0.08 | 261 | 0 | 0.364 | 1 | 4 | cs | TRUE
151 | LV_60-1_0_8_line_151 |  | 148 | 149 | 0.032468 | 0.125 | 0.08 | 261 | 0 | 0.364 | 1 | 4 | cs | TRUE
152 | LV_60-1_0_8_line_152 |  | 148 | 150 | 0.024926 | 0.125 | 0.08 | 261 | 0 | 0.364 | 1 | 4 | cs | TRUE
153 | LV_60-1_0_8_line_153 |  | 149 | 151 | 0.020301 | 0.125 | 0.08 | 261 | 0 | 0.364 | 1 | 4 | cs | TRUE
154 | LV_60-1_0_8_line_154 |  | 151 | 152 | 0.060698 | 0.125 | 0.08 | 261 | 0 | 0.364 | 1 | 2 | cs | TRUE
155 | LV_60-1_0_8_line_155 |  | 153 | 154 | 0.02673 | 0.125 | 0.08 | 261 | 0 | 0.364 | 1 | 4 | cs | TRUE
156 | LV_60-1_0_8_line_156 |  | 153 | 155 | 0.005797 | 0.125 | 0.08 | 261 | 0 | 0.364 | 1 | 3 | cs | TRUE
157 | LV_60-1_0_8_line_157 |  | 154 | 156 | 0.029197 | 0.125 | 0.08 | 261 | 0 | 0.364 | 1 | 4 | cs | TRUE
158 | LV_60-1_0_8_line_158 |  | 155 | 157 | 0.039382 | 0.125 | 0.08 | 261 | 0 | 0.364 | 1 | 2 | cs | TRUE
159 | LV_60-1_0_8_line_159 |  | 156 | 158 | 0.022123 | 0.125 | 0.08 | 261 | 0 | 0.364 | 1 | 4 | cs | TRUE
160 | LV_60-1_0_8_line_160 |  | 157 | 159 | 0.012634 | 0.125 | 0.08 | 261 | 0 | 0.364 | 1 | 1 | cs | TRUE
161 | LV_60-1_0_8_line_161 |  | 158 | 160 | 0.0022465 | 0.125 | 0.08 | 261 | 0 | 0.364 | 1 | 4 | cs | TRUE
162 | LV_60-1_0_8_line_162 |  | 159 | 192 | 0.064407 | 0.125 | 0.08 | 261 | 0 | 0.364 | 1 | 1 | cs | TRUE
163 | LV_60-1_0_8_line_163 |  | 159 | 190 | 0.023647 | 0.125 | 0.08 | 261 | 0 | 0.364 | 1 | 1 | cs | TRUE
164 | LV_60-1_0_8_line_164 |  | 160 | 161 | 0.01921 | 0.125 | 0.08 | 261 | 0 | 0.364 | 1 | 4 | cs | TRUE
165 | LV_60-1_0_8_line_165 |  | 160 | 162 | 0.02055 | 0.125 | 0.08 | 261 | 0 | 0.364 | 1 | 4 | cs | TRUE
166 | LV_60-1_0_8_line_166 |  | 161 | 163 | 0.0099228 | 0.125 | 0.08 | 261 | 0 | 0.364 | 1 | 4 | cs | TRUE
167 | LV_60-1_0_8_line_167 |  | 162 | 164 | 0.0062214 | 0.125 | 0.08 | 261 | 0 | 0.364 | 1 | 4 | cs | TRUE
168 | LV_60-1_0_8_line_168 |  | 163 | 165 | 0.015735 | 0.125 | 0.08 | 261 | 0 | 0.364 | 1 | 4 | cs | TRUE
169 | LV_60-1_0_8_line_169 |  | 164 | 166 | 0.018079 | 0.125 | 0.08 | 261 | 0 | 0.364 | 1 | 4 | cs | TRUE
170 | LV_60-1_0_8_line_170 |  | 165 | 167 | 0.002184 | 0.125 | 0.08 | 261 | 0 | 0.364 | 1 | 4 | cs | TRUE
171 | LV_60-1_0_8_line_171 |  | 166 | 186 | 0.021717 | 0.125 | 0.08 | 261 | 0 | 0.364 | 1 | 4 | cs | TRUE
172 | LV_60-1_0_8_line_172 |  | 166 | 187 | 0.004429 | 0.125 | 0.08 | 261 | 0 | 0.364 | 1 | 4 | cs | TRUE
173 | LV_60-1_0_8_line_173 |  | 167 | 168 | 0.013589 | 0.125 | 0.08 | 261 | 0 | 0.364 | 1 | 4 | cs | TRUE
174 | LV_60-1_0_8_line_174 |  | 168 | 169 | 0.014008 | 0.125 | 0.08 | 261 | 0 | 0.364 | 1 | 4 | cs | TRUE
175 | LV_60-1_0_8_line_175 |  | 169 | 170 | 0.0069676 | 0.125 | 0.08 | 261 | 0 | 0.364 | 1 | 4 | cs | TRUE
176 | LV_60-1_0_8_line_176 |  | 170 | 176 | 0.020585 | 0.125 | 0.08 | 261 | 0 | 0.364 | 1 | 4 | cs | TRUE
177 | LV_60-1_0_8_line_177 |  | 170 | 173 | 0.020538 | 0.125 | 0.08 | 261 | 0 | 0.364 | 1 | 4 | cs | TRUE
178 | LV_60-1_0_8_line_178 |  | 171 | 172 | 0.0010866 | 0.125 | 0.08 | 261 | 0 | 0.364 | 1 | 4 | cs | TRUE
179 | LV_60-1_0_8_line_179 |  | 172 | 173 | 0.021565 | 0.125 | 0.08 | 261 | 0 | 0.364 | 1 | 4 | cs | TRUE
180 | LV_60-1_0_8_line_180 |  | 174 | 175 | 0.013741 | 0.125 | 0.08 | 261 | 0 | 0.364 | 1 | 4 | cs | TRUE
181 | LV_60-1_0_8_line_181 |  | 176 | 177 | 0.0051746 | 0.125 | 0.08 | 261 | 0 | 0.364 | 1 | 4 | cs | TRUE
182 | LV_60-1_0_8_line_182 |  | 178 | 179 | 0.0054899 | 0.125 | 0.08 | 261 | 0 | 0.364 | 1 | 4 | cs | TRUE
183 | LV_60-1_0_8_line_183 |  | 179 | 180 | 0.0029432 | 0.125 | 0.08 | 261 | 0 | 0.364 | 1 | 4 | cs | TRUE
184 | LV_60-1_0_8_line_184 |  | 180 | 181 | 0.023757 | 0.125 | 0.08 | 261 | 0 | 0.364 | 1 | 4 | cs | TRUE
185 | LV_60-1_0_8_line_185 |  | 181 | 189 | 0.017801 | 0.125 | 0.08 | 261 | 0 | 0.364 | 1 | 4 | cs | TRUE
186 | LV_60-1_0_8_line_186 |  | 181 | 185 | 0.0076173 | 0.125 | 0.08 | 261 | 0 | 0.364 | 1 | 4 | cs | TRUE
187 | LV_60-1_0_8_line_187 |  | 182 | 183 | 0.020813 | 0.125 | 0.08 | 261 | 0 | 0.364 | 1 | 4 | cs | TRUE
188 | LV_60-1_0_8_line_188 |  | 182 | 184 | 0.018688 | 0.125 | 0.08 | 261 | 0 | 0.364 | 1 | 1 | cs | TRUE
189 | LV_60-1_0_8_line_189 |  | 186 | 188 | 0.00035732 | 0.125 | 0.08 | 261 | 0 | 0.364 | 1 | 4 | cs | TRUE
190 | LV_60-1_0_8_line_190 |  | 188 | 189 | 0.013399 | 0.125 | 0.08 | 261 | 0 | 0.364 | 1 | 4 | cs | TRUE
191 | LV_60-1_0_8_line_191 |  | 190 | 191 | 0.012663 | 0.125 | 0.08 | 261 | 0 | 0.364 | 1 | 1 | cs | TRUE
192 | LV_60-1_0_8_line_192 |  | 191 | 193 | 0.011427 | 0.125 | 0.08 | 261 | 0 | 0.364 | 1 | 1 | cs | TRUE
193 | LV_60-1_0_8_line_193 |  | 191 | 194 | 0.014443 | 0.125 | 0.08 | 261 | 0 | 0.364 | 1 | 1 | cs | TRUE
194 | LV_60-1_0_8_line_194 |  | 192 | 195 | 0.023455 | 0.125 | 0.08 | 261 | 0 | 0.364 | 1 | 1 | cs | TRUE
195 | LV_60-1_0_8_line_195 |  | 193 | 197 | 0.026578 | 0.125 | 0.08 | 261 | 0 | 0.364 | 1 | 1 | cs | TRUE
196 | LV_60-1_0_8_line_196 |  | 194 | 198 | 0.042786 | 0.125 | 0.08 | 261 | 0 | 0.364 | 1 | 1 | cs | TRUE
197 | LV_60-1_0_8_line_197 |  | 195 | 196 | 0.019828 | 0.125 | 0.08 | 261 | 0 | 0.364 | 1 | 1 | cs | TRUE
198 | LV_60-1_0_8_line_198 |  | 196 | 200 | 0.049661 | 0.125 | 0.08 | 261 | 0 | 0.364 | 1 | 1 | cs | TRUE
199 | LV_60-1_0_8_line_199 |  | 197 | 199 | 0.033688 | 0.125 | 0.08 | 261 | 0 | 0.364 | 1 | 1 | cs | TRUE
200 | LV_60-1_0_8_line_200 |  | 200 | 201 | 0.042308 | 0.125 | 0.08 | 261 | 0 | 0.364 | 1 | 1 | cs | TRUE
201 | LV_60-1_0_8_line_201 |  | 201 | 202 | 0.033811 | 0.125 | 0.08 | 261 | 0 | 0.364 | 1 | 1 | cs | TRUE
202 | LV_60-1_0_8_line_202 |  | 201 | 203 | 0.01829 | 0.125 | 0.08 | 261 | 0 | 0.364 | 1 | 1 | cs | TRUE
203 | LV_60-1_0_8_line_203 |  | 203 | 204 | 0.031112 | 0.125 | 0.08 | 261 | 0 | 0.364 | 1 | 1 | cs | TRUE
204 | LV_60-1_0_8_line_204 |  | 204 | 205 | 0.049637 | 0.125 | 0.08 | 261 | 0 | 0.364 | 1 | 1 | cs | TRUE

## trafo
| name | std_type | hv_bus | lv_bus | sn_mva | vn_hv_kv | vn_lv_kv | vk_percent | vkr_percent | pfe_kw | i0_percent | shift_degree | tap_side | tap_neutral | tap_min | tap_max | tap_step_percent | tap_step_degree | tap_pos | tap_phase_shifter | parallel | df | in_service
0 | LV_60-1_0_8_trafo_46 | 0.63 MVA 20/0.4 kV | 206 | 58 | 0.63 | 20 | 0.4 | 6 | 1.206 | 1.65 | 0.2619 | 150 | hv | 0 | -2 | 2 | 2.5 | 0 | 0 | FALSE | 1 | 1 | TRUE

## line_geodata
| x0 | y0 | x1 | y1 | x2 | y2 | x3 | y3 | x4 | y4 | x5 | y5
0 | 2679567.9747 | 1261802.4485 | 2679587.9005 | 1261814.2539
1 | 2679602.2668 | 1261822.7655 | 2679587.9005 | 1261814.2539
2 | 2679555.657 | 1261795.1506 | 2679567.9747 | 1261802.4485
3 | 2679602.2668 | 1261822.7655 | 2679599.6572 | 1261826.9392
4 | 2679602.2668 | 1261822.7655 | 2679648.0295 | 1261820.9466
5 | 2679555.657 | 1261795.1506 | 2679545.9136 | 1261756.5455
6 | 2679585.026 | 1261845.7513 | 2679593.3799 | 1261836.9791 | 2679599.6572 | 1261826.9392
7 | 2679648.0295 | 1261820.9466 | 2679652.5628 | 1261824.5104 | 2679652.8746 | 1261824.5193
8 | 2679545.9136 | 1261756.5455 | 2679493.0875 | 1261741.1792
9 | 2679585.026 | 1261845.7513 | 2679604.968 | 1261864.4673 | 2679605.9197 | 1261865.128
10 | 2679585.026 | 1261845.7513 | 2679575.7257 | 1261850.9413
11 | 2679689.9179 | 1261840.0197 | 2679665.9998 | 1261826.0481 | 2679662.2116 | 1261824.785 | 2679652.8746 | 1261824.5193
12 | 2679689.9179 | 1261840.0197 | 2679699.9046 | 1261845.8533 | 2679713.6575 | 1261854.6667
13 | 2679621.7275 | 1261876.1018 | 2679605.9197 | 1261865.128
14 | 2679575.7257 | 1261850.9413 | 2679563.4853 | 1261855.1132 | 2679557.0441 | 1261857.1337
15 | 2679557.0441 | 1261857.1337 | 2679550.1336 | 1261859.3013
16 | 2679537.9599 | 1261863.12 | 2679550.1336 | 1261859.3013
17 | 2679523.788 | 1261873.2268 | 2679528.8592 | 1261867.0569 | 2679535.7825 | 1261863.803 | 2679537.9599 | 1261863.12
18 | 2679523.788 | 1261873.2268 | 2679515.7795 | 1261868.093
19 | 2679523.788 | 1261873.2268 | 2679519.3787 | 1261883.9647 | 2679518.8602 | 1261889.1448
20 | 2679515.7795 | 1261868.093 | 2679515.7316 | 1261868.094
21 | 2679519.1481 | 1261901.9072 | 2679518.7085 | 1261890.6608 | 2679518.8602 | 1261889.1448
22 | 2679621.7275 | 1261876.1018 | 2679617.1726 | 1261884.2134 | 2679613.2021 | 1261889.5367
23 | 2679621.7275 | 1261876.1018 | 2679627.1182 | 1261879.2286
24 | 2679726.2334 | 1261864.7559 | 2679714.6514 | 1261855.3037 | 2679713.6575 | 1261854.6667
25 | 2679668.8425 | 1261903.7695 | 2679665.7498 | 1261901.6363 | 2679650.3735 | 1261892.7175
26 | 2679647.4583 | 1261891.0265 | 2679650.3735 | 1261892.7175
27 | 2679669.8527 | 1261904.4663 | 2679668.8425 | 1261903.7695
28 | 2679647.4583 | 1261891.0265 | 2679627.1182 | 1261879.2286
29 | 2679791.8798 | 1261910.4158 | 2679767.3062 | 1261888.6407
30 | 2679817.0277 | 1261935.7183 | 2679795.3131 | 1261913.458 | 2679791.8798 | 1261910.4158
31 | 2679689.6147 | 1261921.8553 | 2679686.5767 | 1261918.3963 | 2679678.0979 | 1261910.1536 | 2679669.8527 | 1261904.4663
32 | 2679689.6147 | 1261921.8553 | 2679697.1221 | 1261930.4032 | 2679703.9499 | 1261937.6704
33 | 2679703.9499 | 1261937.6704 | 2679715.8193 | 1261950.3037 | 2679716.0108 | 1261950.5152
34 | 2679612.8673 | 1261889.9854 | 2679613.2021 | 1261889.5367
35 | 2679519.1481 | 1261901.9072 | 2679519.7587 | 1261917.531
36 | 2679520.1625 | 1261927.8614 | 2679519.7587 | 1261917.531
37 | 2679520.1625 | 1261927.8614 | 2679521.2198 | 1261954.9122
38 | 2679521.4883 | 1261961.7809 | 2679521.2198 | 1261954.9122
39 | 2679522.2889 | 1261982.2655 | 2679521.4883 | 1261961.7809
40 | 2679522.2889 | 1261982.2655 | 2679522.4195 | 1261985.6061 | 2679525.1291 | 1261991.9919
41 | 2679716.0108 | 1261950.5152 | 2679727.2974 | 1261962.9793
42 | 2679600.6432 | 1261903.3649 | 2679609.6755 | 1261894.2647 | 2679612.8673 | 1261889.9854
43 | 2679590.1378 | 1261908.2126 | 2679590.1378 | 1261908.2126 | 2679599.5467 | 1261904.4696 | 2679600.6432 | 1261903.3649
44 | 2679590.1378 | 1261908.2126 | 2679587.2193 | 1261906.1606 | 2679582.7231 | 1261898.7166 | 2679582.7231 | 1261898.7166
45 | 2679582.7231 | 1261898.7166 | 2679567.2621 | 1261903.7613
46 | 2679553.8881 | 1261908.125 | 2679567.2621 | 1261903.7613
47 | 2679529.051 | 1261996.1923 | 2679525.1291 | 1261991.9919 | 2679525.1291 | 1261991.9919
48 | 2679654.781 | 1261955.6389 | 2679630.5453 | 1261958.5863
49 | 2679630.5453 | 1261958.5863 | 2679606.3961 | 1261961.5231
50 | 2679595.0011 | 1261966.1782 | 2679598.5396 | 1261962.4785 | 2679606.3961 | 1261961.5231
51 | 2679595.0011 | 1261966.1782 | 2679596.198 | 1261978.2873
52 | 2679595.0011 | 1261966.1782 | 2679582.3442 | 1261967.1734
53 | 2679596.198 | 1261978.2873 | 2679596.3524 | 1261979.849
54 | 2679567.4695 | 1261968.3429 | 2679582.3442 | 1261967.1734
55 | 2679638.5028 | 1261990.5087 | 2679653.2837 | 1261988.8901
56 | 2679638.5028 | 1261990.5087 | 2679611.6727 | 1261993.4468
57 | 2679653.2837 | 1261988.8901 | 2679679.5422 | 1261986.0146
58 | 2679597.8461 | 1261994.9609 | 2679611.6727 | 1261993.4468
59 | 2679690.5987 | 1261984.8038 | 2679679.5422 | 1261986.0146
60 | 2679597.8461 | 1261994.9609 | 2679588.3489 | 1261995.756
61 | 2679597.8461 | 1261994.9609 | 2679596.3524 | 1261979.849
62 | 2679710.4528 | 1261982.6297 | 2679690.5987 | 1261984.8038
63 | 2679588.3489 | 1261995.756 | 2679589.7067 | 1262005.1593 | 2679593.0183 | 1262019.8254
64 | 2679710.4528 | 1261982.6297 | 2679719.2769 | 1261981.6634 | 2679722.3245 | 1261981.8131
65 | 2679596.7425 | 1262036.3186 | 2679593.0183 | 1262019.8254
66 | 2679732.3865 | 1261982.3072 | 2679722.3245 | 1261981.8131
67 | 2679549.5314 | 1261999.5551 | 2679555.2972 | 1261998.9908
68 | 2679549.5314 | 1261999.5551 | 2679542.2048 | 1262000.2722 | 2679537.4181 | 1261999.6094
69 | 2679602.6769 | 1262062.6003 | 2679596.7425 | 1262036.3186
70 | 2679529.051 | 1261996.1923 | 2679529.051 | 1261996.1923 | 2679534.9998 | 1261999.2746 | 2679535.9021 | 1261999.3995
71 | 2679537.4181 | 1261999.6094 | 2679535.9021 | 1261999.3995
72 | 2679602.6769 | 1262062.6003 | 2679617.4555 | 1262060.0427
73 | 2679602.6769 | 1262062.6003 | 2679606.3591 | 1262080.0905
74 | 2679602.6769 | 1262062.6003 | 2679584.8971 | 1262065.1486
75 | 2679617.4555 | 1262060.0427 | 2679638.1647 | 1262056.4588
76 | 2679606.3591 | 1262080.0905 | 2679609.0138 | 1262092.6997
77 | 2679582.3058 | 1262065.52 | 2679584.8971 | 1262065.1486
78 | 2679644.5356 | 1262055.3562 | 2679638.1647 | 1262056.4588
79 | 2679609.0138 | 1262092.6997 | 2679614.3678 | 1262118.131
80 | 2679582.3058 | 1262065.52 | 2679564.7337 | 1262068.0385 | 2679560.7833 | 1262068.8745
81 | 2679560.7833 | 1262068.8745 | 2679559.96 | 1262069.0488
82 | 2679538.0913 | 1262073.6768 | 2679559.96 | 1262069.0488
83 | 2679514.6959 | 1262078.6279 | 2679538.0913 | 1262073.6768
84 | 2679644.5356 | 1262055.3562 | 2679664.5347 | 1262051.8952
85 | 2679616.8658 | 1262127.4301 | 2679614.7088 | 1262119.7507 | 2679614.3678 | 1262118.131
86 | 2679514.6959 | 1262078.6279 | 2679510.7364 | 1262079.4658
87 | 2679664.5347 | 1262051.8952 | 2679680.0037 | 1262049.2181
88 | 2679680.0037 | 1262049.2181 | 2679692.9883 | 1262046.971
89 | 2679692.9883 | 1262046.971 | 2679705.8658 | 1262044.7424 | 2679719.7301 | 1262042.2728
90 | 2679733.9676 | 1262039.7367 | 2679719.7301 | 1262042.2728
91 | 2679754.5204 | 1262034.515 | 2679746.7199 | 1262037.4651 | 2679733.9676 | 1262039.7367
92 | 2679654.7752 | 1262118.399 | 2679636.8281 | 1262122.6745
93 | 2679634.3432 | 1262123.2665 | 2679636.8281 | 1262122.6745
94 | 2679616.8658 | 1262127.4301 | 2679634.3432 | 1262123.2665
95 | 2679685.872 | 1262110.9909 | 2679694.2399 | 1262133.4008
96 | 2679685.872 | 1262110.9909 | 2679688.105 | 1262110.4711
97 | 2679699.5678 | 1262147.6692 | 2679694.2399 | 1262133.4008
98 | 2679709.5473 | 1262105.4798 | 2679688.105 | 1262110.4711
99 | 2679616.8658 | 1262127.4301 | 2679620.6024 | 1262138.6668 | 2679621.1436 | 1262140.0493
100 | 2679702.5965 | 1262155.7802 | 2679699.5678 | 1262147.6692
101 | 2679709.5473 | 1262105.4798 | 2679716.0477 | 1262103.9667
102 | 2679621.1436 | 1262140.0493 | 2679631.4165 | 1262166.2906
103 | 2679704.2259 | 1262161.8504 | 2679703.8415 | 1262159.1145 | 2679702.5965 | 1262155.7802
104 | 2679735.5337 | 1262099.4308 | 2679716.0477 | 1262103.9667
105 | 2679631.4165 | 1262166.2906 | 2679634.4166 | 1262173.9543
106 | 2679634.4166 | 1262173.9543 | 2679639.7848 | 1262187.6669
107 | 2679644.6696 | 1262200.3236 | 2679640.5971 | 1262189.742 | 2679639.7848 | 1262187.6669
108 | 2679644.6696 | 1262200.3236 | 2679646.2862 | 1262204.5239
109 | 2679653.8047 | 1262224.0595 | 2679646.2862 | 1262204.5239
110 | 2679660.9149 | 1262242.534 | 2679653.8047 | 1262224.0595
111 | 2679660.9149 | 1262242.534 | 2679641.4446 | 1262247.2836
112 | 2679625.6654 | 1262251.1328 | 2679641.4446 | 1262247.2836
113 | 2679712.1147 | 1262227.3667 | 2679725.9914 | 1262222.9622 | 2679739.444 | 1262218.2358
114 | 2679739.444 | 1262218.2358 | 2679768.1705 | 1262208.1431
115 | 2679625.6654 | 1262251.1328 | 2679633.9874 | 1262277.1316 | 2679639.291 | 1262280.5389 | 2679649.0291 | 1262281.404 | 2679651.4028 | 1262280.9709
116 | 2679674.1934 | 1262276.813 | 2679651.4028 | 1262280.9709
117 | 2679674.1934 | 1262276.813 | 2679686.6587 | 1262274.5388 | 2679708.9268 | 1262267.818
118 | 2679768.1705 | 1262208.1431 | 2679772.8073 | 1262206.5139 | 2679781.1672 | 1262204.3212
119 | 2679708.9268 | 1262267.818 | 2679734.1992 | 1262260.1905 | 2679738.153 | 1262258.7205
120 | 2679738.153 | 1262258.7205 | 2679761.3518 | 1262250.0952
121 | 2679897.81 | 1262175.9348 | 2679890.5319 | 1262182.2838 | 2679885.362 | 1262185.5079
122 | 2679904.6492 | 1262169.9685 | 2679897.81 | 1262175.9348
123 | 2679885.2638 | 1262185.5691 | 2679885.362 | 1262185.5079
124 | 2679904.6492 | 1262169.9685 | 2679924.1454 | 1262152.9611
125 | 2679859.7965 | 1262198.0143 | 2679877.0062 | 1262190.7188 | 2679885.2638 | 1262185.5691
126 | 2679924.1454 | 1262152.9611 | 2679934.1796 | 1262144.2077
127 | 2679859.7965 | 1262198.0143 | 2679855.1722 | 1262199.2695
128 | 2679859.7965 | 1262198.0143 | 2679858.8663 | 1262209.9776 | 2679857.7714 | 1262214.5378
129 | 2679934.1796 | 1262144.2077 | 2679941.3489 | 1262137.9536
130 | 2679842.49 | 1262201.9015 | 2679847.8555 | 1262201.2556 | 2679855.1722 | 1262199.2695
131 | 2679850.0134 | 1262243.9844 | 2679854.4353 | 1262228.4321 | 2679857.7714 | 1262214.5378
132 | 2679949.6532 | 1262130.7093 | 2679941.3489 | 1262137.9536
133 | 2679823.8894 | 1262203.0347 | 2679827.1239 | 1262203.2107 | 2679833.3202 | 1262203.0053 | 2679842.49 | 1262201.9015
134 | 2679850.0134 | 1262243.9844 | 2679835.8669 | 1262240.3796 | 2679833.753 | 1262240.4005
135 | 2679850.0134 | 1262243.9844 | 2679857.3225 | 1262336.7348
136 | 2679833.753 | 1262240.4005 | 2679811.0783 | 1262240.6243
137 | 2679786.0322 | 1262203.0452 | 2679781.1672 | 1262204.3212
138 | 2679786.0322 | 1262203.0452 | 2679781.7576 | 1262185.7042
139 | 2679777.7231 | 1262169.3376 | 2679781.7576 | 1262185.7042
140 | 2679776.3284 | 1262163.6798 | 2679777.7231 | 1262169.3376
141 | 2679776.3284 | 1262163.6798 | 2679775.9022 | 1262161.951
142 | 2679772.0459 | 1262145.727 | 2679773.2024 | 1262150.9986 | 2679775.9022 | 1262161.951
143 | 2679772.0459 | 1262145.727 | 2679770.0136 | 1262136.4625
144 | 2679949.6532 | 1262130.7093 | 2679956.1013 | 1262124.1469
145 | 2679956.1013 | 1262124.1469 | 2679947.7731 | 1262114.8494 | 2679941.119 | 1262104.8851 | 2679937.995 | 1262099.1707
146 | 2679956.1013 | 1262124.1469 | 2679959.055 | 1262126.388
147 | 2679937.995 | 1262099.1707 | 2679925.9252 | 1262077.0923
148 | 2679992.102 | 1262151.6485 | 2679976.7381 | 1262139.8046 | 2679959.055 | 1262126.388
149 | 2679918.2513 | 1262063.055 | 2679925.9252 | 1262077.0923
150 | 2680037.3462 | 1262190.5412 | 2680027.1469 | 1262179.7727 | 2680017.3932 | 1262171.1452 | 2679992.102 | 1262151.6485
151 | 2679999.0788 | 1262232.5356 | 2680009.0488 | 1262225.9636 | 2680013.9371 | 1262217.7344 | 2680021.0843 | 1262209.4318
152 | 2680037.3462 | 1262190.5412 | 2680021.0843 | 1262209.4318
153 | 2679989.6075 | 1262250.0526 | 2679996.7176 | 1262234.092 | 2679999.0788 | 1262232.5356
154 | 2679989.6075 | 1262250.0526 | 2679981.1209 | 1262228.5324 | 2679973.167 | 1262204.94 | 2679969.501 | 1262192.8139
155 | 2679918.2513 | 1262063.055 | 2679914.5591 | 1262064.7398 | 2679897.3074 | 1262073.9917 | 2679894.377 | 1262074.9893
156 | 2679915.4037 | 1262058.0015 | 2679918.2513 | 1262063.055
157 | 2679894.377 | 1262074.9893 | 2679887.4745 | 1262077.3393 | 2679877.3012 | 1262079.6704 | 2679865.9227 | 1262081.1037
158 | 2679915.4037 | 1262058.0015 | 2679906.5414 | 1262041.9361 | 2679896.1114 | 1262023.6701
159 | 2679865.9227 | 1262081.1037 | 2679843.9731 | 1262083.8687
160 | 2679892.6325 | 1262011.7917 | 2679893.1217 | 1262017.9697 | 2679896.1114 | 1262023.6701
161 | 2679841.7442 | 1262084.1494 | 2679843.9731 | 1262083.8687
162 | 2679892.6325 | 1262011.7917 | 2679952.378 | 1261987.7358
163 | 2679892.6325 | 1262011.7917 | 2679889.7784 | 1262011.1193 | 2679887.1122 | 1262009.9157 | 2679884.5676 | 1262008.0799 | 2679882.4741 | 1262005.761 | 2679874.9624 | 1261997.0172
164 | 2679841.7442 | 1262084.1494 | 2679822.683 | 1262086.5329
165 | 2679841.7442 | 1262084.1494 | 2679839.9928 | 1262073.7956 | 2679835.9914 | 1262065.4574 | 2679835.4796 | 1262064.8422
166 | 2679822.683 | 1262086.5329 | 2679812.8369 | 1262087.7641
167 | 2679831.5007 | 1262060.0595 | 2679835.4796 | 1262064.8422
168 | 2679797.2236 | 1262089.7164 | 2679812.8369 | 1262087.7641
169 | 2679818.3894 | 1262047.6506 | 2679829.489 | 1262057.6414 | 2679831.5007 | 1262060.0595
170 | 2679795.0565 | 1262089.9874 | 2679797.2236 | 1262089.7164
171 | 2679818.3894 | 1262047.6506 | 2679801.9518 | 1262033.4585
172 | 2679821.1265 | 1262044.1626 | 2679818.3894 | 1262047.6506
173 | 2679795.0565 | 1262089.9874 | 2679781.5727 | 1262091.6734
174 | 2679767.6731 | 1262093.4115 | 2679781.5727 | 1262091.6734
175 | 2679760.7593 | 1262094.276 | 2679767.6731 | 1262093.4115
176 | 2679760.7593 | 1262094.276 | 2679750.036 | 1262096.055 | 2679740.5736 | 1262098.2577
177 | 2679760.7593 | 1262094.276 | 2679765.1601 | 1262114.3373
178 | 2679769.7808 | 1262135.4011 | 2679770.0136 | 1262136.4625
179 | 2679769.7808 | 1262135.4011 | 2679765.1601 | 1262114.3373
180 | 2679706.1377 | 1262175.458 | 2679704.2259 | 1262161.8504
181 | 2679735.5337 | 1262099.4308 | 2679740.5736 | 1262098.2577
182 | 2679759.0651 | 1262031.5382 | 2679756.0883 | 1262033.922 | 2679754.5204 | 1262034.515
183 | 2679761.3624 | 1262029.6984 | 2679759.0651 | 1262031.5382
184 | 2679778.0657 | 1262012.8354 | 2679763.5988 | 1262027.9075 | 2679761.3624 | 1262029.6984
185 | 2679778.0657 | 1262012.8354 | 2679791.5393 | 1262024.4685
186 | 2679778.0657 | 1262012.8354 | 2679772.3146 | 1262007.8406
187 | 2679732.3865 | 1261982.3072 | 2679733.0955 | 1261976.668 | 2679732.4386 | 1261971.7442 | 2679727.2974 | 1261962.9793 | 2679727.2974 | 1261962.9793
188 | 2679732.3865 | 1261982.3072 | 2679741.9076 | 1261984.7708 | 2679749.7951 | 1261988.7913
189 | 2679801.9518 | 1262033.4585 | 2679801.6814 | 1262033.225
190 | 2679791.5393 | 1262024.4685 | 2679801.6814 | 1262033.225
191 | 2679866.7104 | 1261987.4118 | 2679874.9624 | 1261997.0172
192 | 2679866.7104 | 1261987.4118 | 2679859.1102 | 1261978.8581
193 | 2679877.6063 | 1261977.896 | 2679866.7104 | 1261987.4118
194 | 2679952.378 | 1261987.7358 | 2679963.4701 | 1261967.0697
195 | 2679859.1102 | 1261978.8581 | 2679840.5514 | 1261959.833
196 | 2679877.6063 | 1261977.896 | 2679848.8325 | 1261946.2308
197 | 2679976.8352 | 1261952.4968 | 2679973.5823 | 1261957.0209 | 2679963.4701 | 1261967.0697
198 | 2679943.0367 | 1261927.4074 | 2679980.97 | 1261946.7462 | 2679976.8352 | 1261952.4968
199 | 2679840.5514 | 1261959.833 | 2679817.0277 | 1261935.7183
200 | 2679950.7695 | 1261886.0356 | 2679950.4997 | 1261897.0738 | 2679948.9388 | 1261906.0707 | 2679943.0367 | 1261927.4074
201 | 2679950.7695 | 1261886.0356 | 2679984.5718 | 1261886.7954
202 | 2679950.7695 | 1261886.0356 | 2679948.378 | 1261878.453 | 2679946.0044 | 1261874.5512 | 2679942.2529 | 1261870.1638
203 | 2679920.7557 | 1261847.7005 | 2679923.9899 | 1261850.9245 | 2679936.3465 | 1261863.2565 | 2679942.2529 | 1261870.1638
204 | 2679920.7557 | 1261847.7005 | 2679932.1751 | 1261831.8203 | 2679928.5099 | 1261814.7799 | 2679918.7484 | 1261806.7392

## bus_geodata
| x | y | coords
0 | 2679587.9005 | 1261814.2539
1 | 2679567.9747 | 1261802.4485
2 | 2679602.2668 | 1261822.7655
3 | 2679555.657 | 1261795.1506
4 | 2679599.6572 | 1261826.9392
5 | 2679648.0295 | 1261820.9466
6 | 2679545.9136 | 1261756.5455
7 | 2679585.026 | 1261845.7513
8 | 2679652.8746 | 1261824.5193
9 | 2679689.9179 | 1261840.0197
10 | 2679493.0875 | 1261741.1792
11 | 2679605.9197 | 1261865.128
12 | 2679575.7257 | 1261850.9413
13 | 2679557.0441 | 1261857.1337
14 | 2679550.1336 | 1261859.3013
15 | 2679537.9599 | 1261863.12
16 | 2679523.788 | 1261873.2268
17 | 2679515.7795 | 1261868.093
18 | 2679518.8602 | 1261889.1448
19 | 2679621.7275 | 1261876.1018
20 | 2679713.6575 | 1261854.6667
21 | 2679726.2334 | 1261864.7559
22 | 2679650.3735 | 1261892.7175
23 | 2679668.8425 | 1261903.7695
24 | 2679647.4583 | 1261891.0265
25 | 2679767.3062 | 1261888.6407
26 | 2679791.8798 | 1261910.4158
27 | 2679669.8527 | 1261904.4663
28 | 2679627.1182 | 1261879.2286
29 | 2679689.6147 | 1261921.8553
30 | 2679703.9499 | 1261937.6704
31 | 2679613.2021 | 1261889.5367
32 | 2679519.7587 | 1261917.531
33 | 2679519.1481 | 1261901.9072
34 | 2679520.1625 | 1261927.8614
35 | 2679521.2198 | 1261954.9122
36 | 2679521.4883 | 1261961.7809
37 | 2679522.2889 | 1261982.2655
38 | 2679515.7316 | 1261868.094
39 | 2679716.0108 | 1261950.5152
40 | 2679612.8673 | 1261889.9854
41 | 2679590.1378 | 1261908.2126
42 | 2679600.6432 | 1261903.3649
43 | 2679582.7231 | 1261898.7166
44 | 2679567.2621 | 1261903.7613
45 | 2679553.8881 | 1261908.125
46 | 2679525.1291 | 1261991.9919
47 | 2679654.781 | 1261955.6389
48 | 2679630.5453 | 1261958.5863
49 | 2679606.3961 | 1261961.5231
50 | 2679595.0011 | 1261966.1782
51 | 2679596.198 | 1261978.2873
52 | 2679582.3442 | 1261967.1734
53 | 2679638.5028 | 1261990.5087
54 | 2679653.2837 | 1261988.8901
55 | 2679611.6727 | 1261993.4468
56 | 2679679.5422 | 1261986.0146
57 | 2679597.8461 | 1261994.9609
58 | 2679690.5987 | 1261984.8038
59 | 2679588.3489 | 1261995.756
60 | 2679596.3524 | 1261979.849
61 | 2679710.4528 | 1261982.6297
62 | 2679593.0183 | 1262019.8254
63 | 2679722.3245 | 1261981.8131
64 | 2679567.4695 | 1261968.3429
65 | 2679555.2972 | 1261998.9908
66 | 2679549.5314 | 1261999.5551
67 | 2679596.7425 | 1262036.3186
68 | 2679529.051 | 1261996.1923
69 | 2679537.4181 | 1261999.6094
70 | 2679535.9021 | 1261999.3995
71 | 2679602.6769 | 1262062.6003
72 | 2679617.4555 | 1262060.0427
73 | 2679606.3591 | 1262080.0905
74 | 2679584.8971 | 1262065.1486
75 | 2679638.1647 | 1262056.4588
76 | 2679609.0138 | 1262092.6997
77 | 2679582.3058 | 1262065.52
78 | 2679560.7833 | 1262068.8745
79 | 2679559.96 | 1262069.0488
80 | 2679538.0913 | 1262073.6768
81 | 2679644.5356 | 1262055.3562
82 | 2679614.3678 | 1262118.131
83 | 2679514.6959 | 1262078.6279
84 | 2679510.7364 | 1262079.4658
85 | 2679664.5347 | 1262051.8952
86 | 2679680.0037 | 1262049.2181
87 | 2679692.9883 | 1262046.971
88 | 2679719.7301 | 1262042.2728
89 | 2679733.9676 | 1262039.7367
90 | 2679654.7752 | 1262118.399
91 | 2679636.8281 | 1262122.6745
92 | 2679634.3432 | 1262123.2665
93 | 2679685.872 | 1262110.9909
94 | 2679694.2399 | 1262133.4008
95 | 2679688.105 | 1262110.4711
96 | 2679616.8658 | 1262127.4301
97 | 2679699.5678 | 1262147.6692
98 | 2679709.5473 | 1262105.4798
99 | 2679621.1436 | 1262140.0493
100 | 2679702.5965 | 1262155.7802
101 | 2679716.0477 | 1262103.9667
102 | 2679631.4165 | 1262166.2906
103 | 2679634.4166 | 1262173.9543
104 | 2679639.7848 | 1262187.6669
105 | 2679644.6696 | 1262200.3236
106 | 2679646.2862 | 1262204.5239
107 | 2679653.8047 | 1262224.0595
108 | 2679660.9149 | 1262242.534
109 | 2679641.4446 | 1262247.2836
110 | 2679712.1147 | 1262227.3667
111 | 2679739.444 | 1262218.2358
112 | 2679625.6654 | 1262251.1328
113 | 2679651.4028 | 1262280.9709
114 | 2679674.1934 | 1262276.813
115 | 2679768.1705 | 1262208.1431
116 | 2679708.9268 | 1262267.818
117 | 2679738.153 | 1262258.7205
118 | 2679761.3518 | 1262250.0952
119 | 2679897.81 | 1262175.9348
120 | 2679885.362 | 1262185.5079
121 | 2679904.6492 | 1262169.9685
122 | 2679885.2638 | 1262185.5691
123 | 2679924.1454 | 1262152.9611
124 | 2679859.7965 | 1262198.0143
125 | 2679934.1796 | 1262144.2077
126 | 2679855.1722 | 1262199.2695
127 | 2679857.7714 | 1262214.5378
128 | 2679941.3489 | 1262137.9536
129 | 2679842.49 | 1262201.9015
130 | 2679850.0134 | 1262243.9844
131 | 2679833.753 | 1262240.4005
132 | 2679857.3225 | 1262336.7348
133 | 2679811.0783 | 1262240.6244
134 | 2679823.8894 | 1262203.0347
135 | 2679781.1672 | 1262204.3212
136 | 2679786.0322 | 1262203.0452
137 | 2679781.7576 | 1262185.7042
138 | 2679777.7231 | 1262169.3376
139 | 2679776.3284 | 1262163.6798
140 | 2679775.9022 | 1262161.951
141 | 2679772.0459 | 1262145.727
142 | 2679949.6532 | 1262130.7093
143 | 2679956.1013 | 1262124.1469
144 | 2679937.995 | 1262099.1707
145 | 2679959.055 | 1262126.388
146 | 2679925.9252 | 1262077.0923
147 | 2679992.102 | 1262151.6485
148 | 2680021.0843 | 1262209.4318
149 | 2679999.0788 | 1262232.5356
150 | 2680037.3462 | 1262190.5412
151 | 2679989.6075 | 1262250.0526
152 | 2679969.501 | 1262192.8139
153 | 2679918.2513 | 1262063.055
154 | 2679894.377 | 1262074.9893
155 | 2679915.4037 | 1262058.0016
156 | 2679865.9227 | 1262081.1037
157 | 2679896.1114 | 1262023.6701
158 | 2679843.9731 | 1262083.8687
159 | 2679892.6325 | 1262011.7917
160 | 2679841.7442 | 1262084.1494
161 | 2679822.683 | 1262086.5329
162 | 2679835.4796 | 1262064.8422
163 | 2679812.8369 | 1262087.7641
164 | 2679831.5007 | 1262060.0595
165 | 2679797.2236 | 1262089.7164
166 | 2679818.3894 | 1262047.6506
167 | 2679795.0565 | 1262089.9874
168 | 2679781.5727 | 1262091.6734
169 | 2679767.6731 | 1262093.4115
170 | 2679760.7593 | 1262094.276
171 | 2679770.0136 | 1262136.4625
172 | 2679769.7808 | 1262135.4011
173 | 2679765.1601 | 1262114.3373
174 | 2679704.2259 | 1262161.8504
175 | 2679706.1377 | 1262175.458
176 | 2679740.5736 | 1262098.2577
177 | 2679735.5337 | 1262099.4308
178 | 2679754.5204 | 1262034.515
179 | 2679759.0651 | 1262031.5382
180 | 2679761.3624 | 1262029.6984
181 | 2679778.0657 | 1262012.8354
182 | 2679732.3865 | 1261982.3072
183 | 2679727.2974 | 1261962.9793
184 | 2679749.7951 | 1261988.7913
185 | 2679772.3146 | 1262007.8406
186 | 2679801.9518 | 1262033.4585
187 | 2679821.1265 | 1262044.1626
188 | 2679801.6814 | 1262033.225
189 | 2679791.5393 | 1262024.4685
190 | 2679874.9624 | 1261997.0172
191 | 2679866.7104 | 1261987.4118
192 | 2679952.378 | 1261987.7358
193 | 2679859.1102 | 1261978.8581
194 | 2679877.6063 | 1261977.896
195 | 2679963.4701 | 1261967.0697
196 | 2679976.8352 | 1261952.4968
197 | 2679840.5514 | 1261959.833
198 | 2679848.8325 | 1261946.2308
199 | 2679817.0277 | 1261935.7183
200 | 2679943.0367 | 1261927.4074
201 | 2679950.7695 | 1261886.0356
202 | 2679984.5718 | 1261886.7954
203 | 2679942.2529 | 1261870.1638
204 | 2679920.7557 | 1261847.7005
205 | 2679918.7484 | 1261806.7392
206 | 2679732.3865 | 1261982.3072

## line_std_types
| c_nf_per_km | r_ohm_per_km | x_ohm_per_km | max_i_ka | type | q_mm2 | alpha | voltage_rating
NAYY 4x50 SE | 210 | 0.642 | 0.083 | 0.142 | cs | 50 | 0.00403 | LV
NAYY 4x120 SE | 264 | 0.225 | 0.08 | 0.242 | cs | 120 | 0.00403 | LV
NAYY 4x150 SE | 261 | 0.208 | 0.08 | 0.27 | cs | 150 | 0.00403 | LV
NA2XS2Y 1x95 RM/25 12/20 kV | 216 | 0.313 | 0.132 | 0.252 | cs | 95 | 0.00403 | MV
NA2XS2Y 1x185 RM/25 12/20 kV | 273 | 0.161 | 0.117 | 0.362 | cs | 185 | 0.00403 | MV
NA2XS2Y 1x240 RM/25 12/20 kV | 304 | 0.122 | 0.112 | 0.421 | cs | 240 | 0.00403 | MV
NA2XS2Y 1x95 RM/25 6/10 kV | 315 | 0.313 | 0.123 | 0.249 | cs | 95 | 0.00403 | MV
NA2XS2Y 1x185 RM/25 6/10 kV | 406 | 0.161 | 0.11 | 0.358 | cs | 185 | 0.00403 | MV
NA2XS2Y 1x240 RM/25 6/10 kV | 456 | 0.122 | 0.105 | 0.416 | cs | 240 | 0.00403 | MV
NA2XS2Y 1x150 RM/25 12/20 kV | 250 | 0.206 | 0.116 | 0.319 | cs | 150 | 0.00403 | MV
NA2XS2Y 1x120 RM/25 12/20 kV | 230 | 0.253 | 0.119 | 0.283 | cs | 120 | 0.00403 | MV
NA2XS2Y 1x70 RM/25 12/20 kV | 190 | 0.443 | 0.132 | 0.22 | cs | 70 | 0.00403 | MV
NA2XS2Y 1x150 RM/25 6/10 kV | 360 | 0.206 | 0.11 | 0.315 | cs | 150 | 0.00403 | MV
NA2XS2Y 1x120 RM/25 6/10 kV | 340 | 0.253 | 0.113 | 0.28 | cs | 120 | 0.00403 | MV
NA2XS2Y 1x70 RM/25 6/10 kV | 280 | 0.443 | 0.123 | 0.217 | cs | 70 | 0.00403 | MV
N2XS(FL)2Y 1x120 RM/35 64/110 kV | 112 | 0.153 | 0.166 | 0.366 | cs | 120 | 0.00393 | HV
N2XS(FL)2Y 1x185 RM/35 64/110 kV | 125 | 0.099 | 0.156 | 0.457 | cs | 185 | 0.00393 | HV
N2XS(FL)2Y 1x240 RM/35 64/110 kV | 135 | 0.075 | 0.149 | 0.526 | cs | 240 | 0.00393 | HV
N2XS(FL)2Y 1x300 RM/35 64/110 kV | 144 | 0.06 | 0.144 | 0.588 | cs | 300 | 0.00393 | HV
15-AL1/3-ST1A 0.4 | 11 | 1.8769 | 0.35 | 0.105 | ol | 16 | 0.00403 | LV
24-AL1/4-ST1A 0.4 | 11.25 | 1.2012 | 0.335 | 0.14 | ol | 24 | 0.00403 | LV
48-AL1/8-ST1A 0.4 | 12.2 | 0.5939 | 0.3 | 0.21 | ol | 48 | 0.00403 | LV
94-AL1/15-ST1A 0.4 | 13.2 | 0.306 | 0.29 | 0.35 | ol | 94 | 0.00403 | LV
34-AL1/6-ST1A 10.0 | 9.7 | 0.8342 | 0.36 | 0.17 | ol | 34 | 0.00403 | MV
48-AL1/8-ST1A 10.0 | 10.1 | 0.5939 | 0.35 | 0.21 | ol | 48 | 0.00403 | MV
70-AL1/11-ST1A 10.0 | 10.4 | 0.4132 | 0.339 | 0.29 | ol | 70 | 0.00403 | MV
94-AL1/15-ST1A 10.0 | 10.75 | 0.306 | 0.33 | 0.35 | ol | 94 | 0.00403 | MV
122-AL1/20-ST1A 10.0 | 11.1 | 0.2376 | 0.323 | 0.41 | ol | 122 | 0.00403 | MV
149-AL1/24-ST1A 10.0 | 11.25 | 0.194 | 0.315 | 0.47 | ol | 149 | 0.00403 | MV
34-AL1/6-ST1A 20.0 | 9.15 | 0.8342 | 0.382 | 0.17 | ol | 34 | 0.00403 | MV
48-AL1/8-ST1A 20.0 | 9.5 | 0.5939 | 0.372 | 0.21 | ol | 48 | 0.00403 | MV
70-AL1/11-ST1A 20.0 | 9.7 | 0.4132 | 0.36 | 0.29 | ol | 70 | 0.00403 | MV
94-AL1/15-ST1A 20.0 | 10 | 0.306 | 0.35 | 0.35 | ol | 94 | 0.00403 | MV
122-AL1/20-ST1A 20.0 | 10.3 | 0.2376 | 0.344 | 0.41 | ol | 122 | 0.00403 | MV
149-AL1/24-ST1A 20.0 | 10.5 | 0.194 | 0.337 | 0.47 | ol | 149 | 0.00403 | MV
184-AL1/30-ST1A 20.0 | 10.75 | 0.1571 | 0.33 | 0.535 | ol | 184 | 0.00403 | MV
243-AL1/39-ST1A 20.0 | 11 | 0.1188 | 0.32 | 0.645 | ol | 243 | 0.00403 | MV
48-AL1/8-ST1A 110.0 | 8 | 0.5939 | 0.46 | 0.21 | ol | 48 | 0.00403 | HV
70-AL1/11-ST1A 110.0 | 8.4 | 0.4132 | 0.45 | 0.29 | ol | 70 | 0.00403 | HV
94-AL1/15-ST1A 110.0 | 8.65 | 0.306 | 0.44 | 0.35 | ol | 94 | 0.00403 | HV
122-AL1/20-ST1A 110.0 | 8.5 | 0.2376 | 0.43 | 0.41 | ol | 122 | 0.00403 | HV
149-AL1/24-ST1A 110.0 | 8.75 | 0.194 | 0.41 | 0.47 | ol | 149 | 0.00403 | HV
184-AL1/30-ST1A 110.0 | 8.8 | 0.1571 | 0.4 | 0.535 | ol | 184 | 0.00403 | HV
243-AL1/39-ST1A 110.0 | 9 | 0.1188 | 0.39 | 0.645 | ol | 243 | 0.00403 | HV
305-AL1/39-ST1A 110.0 | 9.2 | 0.0949 | 0.38 | 0.74 | ol | 305 | 0.00403 | HV
490-AL1/64-ST1A 110.0 | 9.75 | 0.059 | 0.37 | 0.96 | ol | 490 | 0.00403 | HV
679-AL1/86-ST1A 110.0 | 9.95 | 0.042 | 0.36 | 1.15 | ol | 679 | 0.00403 | HV
490-AL1/64-ST1A 220.0 | 10 | 0.059 | 0.285 | 0.96 | ol | 490 | 0.00403 | HV
679-AL1/86-ST1A 220.0 | 11.7 | 0.042 | 0.275 | 1.15 | ol | 679 | 0.00403 | HV
490-AL1/64-ST1A 380.0 | 11 | 0.059 | 0.253 | 0.96 | ol | 490 | 0.00403 | HV
679-AL1/86-ST1A 380.0 | 14.6 | 0.042 | 0.25 | 1.15 | ol | 679 | 0.00403 | HV

## trafo_std_types
| i0_percent | pfe_kw | vkr_percent | sn_mva | vn_lv_kv | vn_hv_kv | vk_percent | shift_degree | vector_group | tap_side | tap_neutral | tap_min | tap_max | tap_step_degree | tap_step_percent | tap_phase_shifter
160 MVA 380/110 kV | 0.06 | 60 | 0.25 | 160 | 110 | 380 | 12.2 | 0 | Yy0 | hv | 0 | -9 | 9 | 0 | 1.5 | FALSE
100 MVA 220/110 kV | 0.06 | 55 | 0.26 | 100 | 110 | 220 | 12 | 0 | Yy0 | hv | 0 | -9 | 9 | 0 | 1.5 | FALSE
63 MVA 110/20 kV | 0.04 | 22 | 0.32 | 63 | 20 | 110 | 18 | 150 | YNd5 | hv | 0 | -9 | 9 | 0 | 1.5 | FALSE
40 MVA 110/20 kV | 0.05 | 18 | 0.34 | 40 | 20 | 110 | 16.2 | 150 | YNd5 | hv | 0 | -9 | 9 | 0 | 1.5 | FALSE
25 MVA 110/20 kV | 0.07 | 14 | 0.41 | 25 | 20 | 110 | 12 | 150 | YNd5 | hv | 0 | -9 | 9 | 0 | 1.5 | FALSE
63 MVA 110/10 kV | 0.04 | 22 | 0.32 | 63 | 10 | 110 | 18 | 150 | YNd5 | hv | 0 | -9 | 9 | 0 | 1.5 | FALSE
40 MVA 110/10 kV | 0.05 | 18 | 0.34 | 40 | 10 | 110 | 16.2 | 150 | YNd5 | hv | 0 | -9 | 9 | 0 | 1.5 | FALSE
25 MVA 110/10 kV | 0.07 | 14 | 0.41 | 25 | 10 | 110 | 12 | 150 | YNd5 | hv | 0 | -9 | 9 | 0 | 1.5 | FALSE
0.25 MVA 20/0.4 kV | 0.32 | 0.8 | 1.44 | 0.25 | 0.4 | 20 | 6 | 150 | Yzn5 | hv | 0 | -2 | 2 | 0 | 2.5 | FALSE
0.4 MVA 20/0.4 kV | 0.3375 | 1.35 | 1.425 | 0.4 | 0.4 | 20 | 6 | 150 | Dyn5 | hv | 0 | -2 | 2 | 0 | 2.5 | FALSE
0.63 MVA 20/0.4 kV | 0.2619 | 1.65 | 1.206 | 0.63 | 0.4 | 20 | 6 | 150 | Dyn5 | hv | 0 | -2 | 2 | 0 | 2.5 | FALSE
0.25 MVA 10/0.4 kV | 0.24 | 0.6 | 1.2 | 0.25 | 0.4 | 10 | 4 | 150 | Dyn5 | hv | 0 | -2 | 2 | 0 | 2.5 | FALSE
0.4 MVA 10/0.4 kV | 0.2375 | 0.95 | 1.325 | 0.4 | 0.4 | 10 | 4 | 150 | Dyn5 | hv | 0 | -2 | 2 | 0 | 2.5 | FALSE
0.63 MVA 10/0.4 kV | 0.1873 | 1.18 | 1.0794 | 0.63 | 0.4 | 10 | 4 | 150 | Dyn5 | hv | 0 | -2 | 2 | 0 | 2.5 | FALSE

## trafo3w_std_types
| sn_hv_mva | sn_mv_mva | sn_lv_mva | vn_hv_kv | vn_mv_kv | vn_lv_kv | vk_hv_percent | vk_mv_percent | vk_lv_percent | vkr_hv_percent | vkr_mv_percent | vkr_lv_percent | pfe_kw | i0_percent | shift_mv_degree | shift_lv_degree | vector_group | tap_side | tap_neutral | tap_min | tap_max | tap_step_percent
63/25/38 MVA 110/20/10 kV | 63 | 25 | 38 | 110 | 20 | 10 | 10.4 | 10.4 | 10.4 | 0.28 | 0.32 | 0.35 | 35 | 0.89 | 0 | 0 | YN0yn0yn0 | hv | 0 | -10 | 10 | 1.2
63/25/38 MVA 110/10/10 kV | 63 | 25 | 38 | 110 | 10 | 10 | 10.4 | 10.4 | 10.4 | 0.28 | 0.32 | 0.35 | 35 | 0.89 | 0 | 0 | YN0yn0yn0 | hv | 0 | -10 | 10 | 1.2

## fuse_std_types
| fuse_type | i_rated_a | t_avg | t_min | t_total | x_avg | x_min | x_total
HV 100A | HV 100A | 100 | 0 | [10.0, 3.64, 0.854, 0.281, 0.1, 0.0531, 0.022, 0.01] | [10.0, 4.267, 1.21, 0.403, 0.1, 0.058, 0.022, 0.01] | 0 | [300.0, 350.0, 450.0, 550.0, 700.0, 850.0, 1200.0, 1752.0] | [600.0, 700.0, 900.0, 1150.0, 1665.0, 2000.0, 3000.0, 4313.0]
HV 10A | HV 10A | 10 | 0 | [10.0, 1675.0, 0.344, 0.156, 0.1, 0.0417, 0.0171, 0.01] | [10.0, 1.3, 0.3, 0.155, 0.1, 0.0555, 0.023, 0.01] | 0 | [30.0, 32.0, 35.0, 37.0, 39.0, 50.0, 70.0, 88.0] | [60.0, 70.0, 80.0, 87.0, 94.0, 110.0, 150.0, 216.0]
HV 125A | HV 125A | 125 | 0 | [10.0, 1.82, 0.344, 0.1, 0.0467, 0.0269, 0.01] | [10.0, 2.478, 0.426, 0.1, 0.0427, 0.0211, 0.01] | 0 | [375.0, 500.0, 700.0, 925.0, 1200.0, 1500.0, 2341.0] | [750.0, 1000.0, 1500.0, 2200.0, 3000.0, 4000.0, 5765.0]
HV 160A | HV 160A | 160 | 0 | [10.0, 4.15, 1.03, 0.198, 0.1, 0.051, 0.0172, 0.01] | [10.0, 2.3, 0.734, 0.274, 0.1, 0.046, 0.0177, 0.01] | 0 | [480.0, 550.0, 700.0, 1000.0, 1260.0, 1600.0, 2500.0, 3227.0] | [960.0, 1300.0, 1700.0, 2200.0, 2996.0, 4000.0, 6000.0, 7946.0]
HV 16A | HV 16A | 16 | 0 | [10.0, 0.352, 0.164, 0.1, 0.0649, 0.0342, 0.01] | [10.0, 2.34, 0.722, 0.181, 0.1, 0.055, 0.0296, 0.01] | 0 | [48.0, 60.0, 65.0, 71.0, 80.0, 100.0, 162.0] | [96.0, 110.0, 125.0, 150.0, 168.0, 200.0, 250.0, 398.0]
HV 200A | HV 200A | 200 | 0 | [10.0, 4.267, 1.21, 0.403, 0.1, 0.058, 0.022, 0.01] | [10.0, 3.73, 1.654, 0.328, 0.1, 0.0531, 0.019, 0.01] | 0 | [600.0, 700.0, 900.0, 1150.0, 1665.0, 2000.0, 3000.0, 4313.0] | [1200.0, 1500.0, 1800.0, 2700.0, 3960.0, 5000.0, 7500.0, 10620.0]
HV 20A | HV 20A | 20 | 0 | [10.0, 1.3, 0.3, 0.155, 0.1, 0.0555, 0.023, 0.01] | [10.0, 1.3, 0.161, 0.1, 0.0611, 0.0399, 0.0141, 0.01] | 0 | [60.0, 70.0, 80.0, 87.0, 94.0, 110.0, 150.0, 216.0] | [120.0, 150.0, 200.0, 223.0, 260.0, 300.0, 450.0, 532.0]
HV 25A | HV 25A | 25 | 0 | [10.0, 2.512, 0.833, 0.299, 0.1, 0.0372, 0.0223, 0.01] | [10.0, 3.125, 0.597, 0.198, 0.1, 0.0378, 0.022, 0.01] | 0 | [75.0, 82.0, 90.0, 100.0, 124.0, 170.0, 200.0, 289.0] | [150.0, 170.0, 210.0, 250.0, 294.0, 400.0, 500.0, 711.0]
HV 31.5A | HV 31.5A | 31.5 | 0 | [10.0, 2.34, 0.722, 0.181, 0.1, 0.055, 0.0296, 0.01] | [10.0, 2.84, 0.368, 0.164, 0.1, 0.0621, 0.0378, 0.0195, 0.01] | 0 | [95.0, 110.0, 125.0, 150.0, 165.0, 200.0, 250.0, 390.0] | [189.0, 220.0, 300.0, 350.0, 393.0, 450.0, 530.0, 700.0, 960.0]
HV 40A | HV 40A | 40 | 0 | [10.0, 1.3, 0.161, 0.1, 0.0611, 0.0399, 0.0141, 0.01] | [10.0, 2.05, 0.369, 0.198, 0.1, 0.051, 0.0298, 0.01] | 0 | [120.0, 150.0, 200.0, 223.0, 260.0, 300.0, 450.0, 532.0] | [240.0, 300.0, 400.0, 450.0, 530.0, 650.0, 800.0, 1311.0]
HV 50A | HV 50A | 50 | 0 | [10.0, 3.215, 0.597, 0.198, 0.1, 0.0378, 0.022, 0.01] | [10.0, 3.64, 0.854, 0.281, 0.1, 0.0531, 0.022, 0.01] | 0 | [150.0, 170.0, 210.0, 250.0, 294.0, 400.0, 500.0, 711.0] | [300.0, 350.0, 450.0, 550.0, 700.0, 850.0, 1200.0, 1752.0]
HV 6.3A | HV 6.3A | 6.3 | 0 | [10.0, 1.39, 0.344, 0.168, 0.1, 0.056, 0.0263, 0.01] | [10.0, 1.711, 0.516, 0.198, 0.1, 0.0634, 0.0303, 0.01] | 0 | [19.0, 19.5, 20.4, 20.8, 22.0, 25.0, 32.0, 48.0] | [38.0, 40.0, 43.0, 48.0, 53.0, 60.0, 75.0, 118.0]
HV 63A | HV 63A | 63 | 0 | [10.0, 2.84, 0.368, 0.164, 0.1, 0.0621, 0.0378, 0.0195, 0.01] | [10.0, 1.82, 0.344, 0.1, 0.0467, 0.0269, 0.01] | 0 | [189.0, 220.0, 300.0, 350.0, 393.0, 450.0, 530.0, 700.0, 961.0] | [378.0, 500.0, 700.0, 934.0, 1200.0, 1500.0, 2366.0]
HV 80A | HV 80A | 80 | 0 | [10.0, 2.05, 0.369, 0.198, 0.1, 0.051, 0.0298, 0.01] | [10.0, 4.15, 1.03, 0.198, 0.1, 0.051, 0.0172, 0.01] | 0 | [240.0, 300.0, 400.0, 450.0, 530.0, 650.0, 800.0, 1311.0] | [480.0, 550.0, 700.0, 1000.0, 1260.0, 1600.0, 2500.0, 3227.0]
Siemens NH-1-100 | Siemens NH-1-100 | 100 | [5400.0, 2000.0, 400.0, 20.0, 1.0, 0.2, 0.012, 0.004] | 0 | 0 | [150.0, 190.0, 250.0, 430.0, 900.0, 1250.0, 2700.0, 3600.0] | 0 | 0
Siemens NH-1-125 | Siemens NH-1-125 | 125 | [4800.0, 120.0, 7.0, 0.1, 0.004] | 0 | 0 | [180.0, 400.0, 740.0, 2000.0, 4250.0] | 0 | 0
Siemens NH-1-16 | Siemens NH-1-16 | 16 | [4000.0, 400.0, 2.0, 0.1, 0.04, 0.01] | 0 | 0 | [26.0, 35.0, 75.0, 150.0, 200.0, 300.0] | 0 | 0
Siemens NH-1-160 | Siemens NH-1-160 | 160 | [4800.0, 120.0, 7.0, 0.1, 0.004] | 0 | 0 | [210.0, 500.0, 900.0, 2300.0, 5000.0] | 0 | 0
Siemens NH-1-25 | Siemens NH-1-25 | 25 | [4000.0, 1000.0, 10.0, 0.2, 0.02, 0.01] | 0 | 0 | [40.0, 50.0, 100.0, 210.0, 400.0, 500.0] | 0 | 0
Siemens NH-1-50 | Siemens NH-1-50 | 50 | [4000.0, 40.0, 4.0, 1.0, 0.02, 0.01] | 0 | 0 | [86.0, 200.0, 300.0, 400.0, 1000.0, 1280.0] | 0 | 0
Siemens NH-1-63 | Siemens NH-1-63 | 63 | [4000.0, 100.0, 10.0, 2.0, 0.04, 0.01] | 0 | 0 | [100.0, 200.0, 300.0, 400.0, 1000.0, 1500.0] | 0 | 0
Siemens NH-1-80 | Siemens NH-1-80 | 80 | [4800.0, 120.0, 7.0, 0.1, 0.01] | 0 | 0 | [150.58, 250.0, 450.0, 1150.0, 2470.0] | 0 | 0
Siemens NH-2-1000 | Siemens NH-2-1000 | 1000 | [4800.0, 120.0, 7.0, 0.1, 0.004] | 0 | 0 | [1900.0, 3500.0, 8400.0, 24000.0, 52000.0] | 0 | 0
Siemens NH-2-200 | Siemens NH-2-200 | 200 | [4800.0, 120.0, 7.0, 0.1, 0.004] | 0 | 0 | [280.0, 650.0, 1200.0, 3000.0, 7000.0] | 0 | 0
Siemens NH-2-224 | Siemens NH-2-224 | 224 | [4800.0, 120.0, 7.0, 0.2, 0.04, 0.004] | 0 | 0 | [400.0, 750.0, 1453.0, 3025.0, 4315.0, 7600.0] | 0 | 0
Siemens NH-2-250 | Siemens NH-2-250 | 250 | [4800.0, 120.0, 7.0, 0.1, 0.004] | 0 | 0 | [450.0, 800.0, 1650.0, 4000.0, 8500.0] | 0 | 0
Siemens NH-2-315 | Siemens NH-2-315 | 315 | [4800.0, 120.0, 7.0, 0.1, 0.004] | 0 | 0 | [550.0, 920.0, 1900.0, 5000.0, 11000.0] | 0 | 0
Siemens NH-2-355 | Siemens NH-2-355 | 355 | [4800.0, 120.0, 6.0, 0.1, 0.004] | 0 | 0 | [650.0, 1116.27, 2350.0, 5840.0, 12790.0] | 0 | 0
Siemens NH-2-400 | Siemens NH-2-400 | 400 | [4800.0, 120.0, 7.0, 0.1, 0.004] | 0 | 0 | [720.0, 1350.0, 2800.0, 6500.0, 15000.0] | 0 | 0
Siemens NH-2-425 | Siemens NH-2-425 | 425 | [4800.0, 120.0, 7.0, 0.1, 0.004] | 0 | 0 | [850.0, 1500.0, 3050.0, 7500.0, 16500.0] | 0 | 0
Siemens NH-2-630 | Siemens NH-2-630 | 630 | [4800.0, 120.0, 7.0, 0.1, 0.004] | 0 | 0 | [1200.0, 2000.0, 4800.0, 12000.0, 26000.0] | 0 | 0

## dtypes
| element | column | dtype
0 | bus | name | object
1 | bus | vn_kv | float64
2 | bus | type | object
3 | bus | zone | object
4 | bus | in_service | bool
5 | load | name | object
6 | load | bus | uint32
7 | load | p_mw | float64
8 | load | q_mvar | float64
9 | load | const_z_percent | float64
10 | load | const_i_percent | float64
11 | load | sn_mva | float64
12 | load | scaling | float64
13 | load | in_service | bool
14 | load | type | object
15 | ext_grid | name | object
16 | ext_grid | bus | uint32
17 | ext_grid | vm_pu | float64
18 | ext_grid | va_degree | float64
19 | ext_grid | slack_weight | float64
20 | ext_grid | in_service | bool
21 | line | name | object
22 | line | std_type | object
23 | line | from_bus | uint32
24 | line | to_bus | uint32
25 | line | length_km | float64
26 | line | r_ohm_per_km | float64
27 | line | x_ohm_per_km | float64
28 | line | c_nf_per_km | float64
29 | line | g_us_per_km | float64
30 | line | max_i_ka | float64
31 | line | df | float64
32 | line | parallel | uint32
33 | line | type | object
34 | line | in_service | bool
35 | trafo | name | object
36 | trafo | std_type | object
37 | trafo | hv_bus | uint32
38 | trafo | lv_bus | uint32
39 | trafo | sn_mva | float64
40 | trafo | vn_hv_kv | float64
41 | trafo | vn_lv_kv | float64
42 | trafo | vk_percent | float64
43 | trafo | vkr_percent | float64
44 | trafo | pfe_kw | float64
45 | trafo | i0_percent | float64
46 | trafo | shift_degree | float64
47 | trafo | tap_side | object
48 | trafo | tap_neutral | int32
49 | trafo | tap_min | int32
50 | trafo | tap_max | int32
51 | trafo | tap_step_percent | float64
52 | trafo | tap_step_degree | float64
53 | trafo | tap_pos | int32
54 | trafo | tap_phase_shifter | bool
55 | trafo | parallel | uint32
56 | trafo | df | float64
57 | trafo | in_service | bool
58 | line_geodata | coords | object
59 | bus_geodata | x | float64
60 | bus_geodata | y | float64
61 | bus_geodata | coords | object

## parameters
| version | format_version | converged | OPF_converged | name | f_hz | sn_mva
0 | 2.14.6 | 2.14.0 | FALSE | FALSE |  | 50 | 1