## bus
| name | vn_kv | type | zone | in_service
0 | bus_LV_616-30_0_5_node_0 | 0.4 | n |  | TRUE
1 | bus_LV_616-30_0_5_node_1 | 0.4 | n |  | TRUE
2 | bus_LV_616-30_0_5_node_2 | 0.4 | n |  | TRUE
3 | bus_LV_616-30_0_5_node_3 | 0.4 | n |  | TRUE
4 | bus_LV_616-30_0_5_node_4 | 0.4 | n |  | TRUE
5 | bus_LV_616-30_0_5_node_5 | 0.4 | n |  | TRUE
6 | bus_LV_616-30_0_5_node_6 | 0.4 | n |  | TRUE
7 | bus_LV_616-30_0_5_node_7 | 0.4 | n |  | TRUE
8 | bus_LV_616-30_0_5_node_56 | 0.4 | n |  | TRUE
9 | bus_LV_616-30_0_5_node_9 | 0.4 | n |  | TRUE
10 | bus_LV_616-30_0_5_node_8 | 0.4 | n |  | TRUE
11 | bus_LV_616-30_0_5_node_10 | 0.4 | n |  | TRUE
12 | bus_LV_616-30_0_5_node_11 | 0.4 | n |  | TRUE
13 | bus_LV_616-30_0_5_node_12 | 0.4 | n |  | TRUE
14 | bus_LV_616-30_0_5_node_15 | 0.4 | n |  | TRUE
15 | bus_LV_616-30_0_5_node_16 | 0.4 | n |  | TRUE
16 | bus_LV_616-30_0_5_node_14 | 0.4 | n |  | TRUE
17 | bus_LV_616-30_0_5_node_123 | 0.4 | n |  | TRUE
18 | bus_LV_616-30_0_5_node_120 | 0.4 | n |  | TRUE
19 | bus_LV_616-30_0_5_node_24 | 0.4 | n |  | TRUE
20 | bus_LV_616-30_0_5_node_126 | 0.4 | n |  | TRUE
21 | bus_LV_616-30_0_5_node_141 | 0.4 | n |  | TRUE
22 | bus_LV_616-30_0_5_node_142 | 0.4 | n |  | TRUE
23 | bus_LV_616-30_0_5_node_125 | 0.4 | n |  | TRUE
24 | bus_LV_616-30_0_5_node_121 | 0.4 | n |  | TRUE
25 | bus_LV_616-30_0_5_node_21 | 0.4 | n |  | TRUE
26 | bus_LV_616-30_0_5_node_17 | 0.4 | n |  | TRUE
27 | bus_LV_616-30_0_5_node_18 | 0.4 | n |  | TRUE
28 | bus_LV_616-30_0_5_node_19 | 0.4 | n |  | TRUE
29 | bus_LV_616-30_0_5_node_20 | 0.4 | n |  | TRUE
30 | bus_LV_616-30_0_5_node_22 | 0.4 | n |  | TRUE
31 | bus_LV_616-30_0_5_node_23 | 0.4 | n |  | TRUE
32 | bus_LV_616-30_0_5_node_25 | 0.4 | n |  | TRUE
33 | bus_LV_616-30_0_5_node_155 | 0.4 | n |  | TRUE
34 | bus_LV_616-30_0_5_node_26 | 0.4 | n |  | TRUE
35 | bus_LV_616-30_0_5_node_46 | 0.4 | n |  | TRUE
36 | bus_LV_616-30_0_5_node_27 | 0.4 | n |  | TRUE
37 | bus_LV_616-30_0_5_node_28 | 0.4 | n |  | TRUE
38 | bus_LV_616-30_0_5_node_162 | 0.4 | n |  | TRUE
39 | bus_LV_616-30_0_5_node_29 | 0.4 | n |  | TRUE
40 | bus_LV_616-30_0_5_node_30 | 0.4 | n |  | TRUE
41 | bus_LV_616-30_0_5_node_31 | 0.4 | n |  | TRUE
42 | bus_LV_616-30_0_5_node_32 | 0.4 | n |  | TRUE
43 | bus_LV_616-30_0_5_node_33 | 0.4 | n |  | TRUE
44 | bus_LV_616-30_0_5_node_34 | 0.4 | n |  | TRUE
45 | bus_LV_616-30_0_5_node_65 | 0.4 | n |  | TRUE
46 | bus_LV_616-30_0_5_node_66 | 0.4 | n |  | TRUE
47 | bus_LV_616-30_0_5_node_35 | 0.4 | n |  | TRUE
48 | bus_LV_616-30_0_5_node_36 | 0.4 | n |  | TRUE
49 | bus_LV_616-30_0_5_node_37 | 0.4 | n |  | TRUE
50 | bus_LV_616-30_0_5_node_38 | 0.4 | n |  | TRUE
51 | bus_LV_616-30_0_5_node_39 | 0.4 | n |  | TRUE
52 | bus_LV_616-30_0_5_node_40 | 0.4 | n |  | TRUE
53 | bus_LV_616-30_0_5_node_41 | 0.4 | n |  | TRUE
54 | bus_LV_616-30_0_5_node_42 | 0.4 | n |  | TRUE
55 | bus_LV_616-30_0_5_node_43 | 0.4 | n |  | TRUE
56 | bus_LV_616-30_0_5_node_44 | 0.4 | n |  | TRUE
57 | bus_LV_616-30_0_5_node_47 | 0.4 | n |  | TRUE
58 | bus_LV_616-30_0_5_node_45 | 0.4 | n |  | TRUE
59 | bus_LV_616-30_0_5_node_114 | 0.4 | n |  | TRUE
60 | bus_LV_616-30_0_5_node_111 | 0.4 | n |  | TRUE
61 | bus_LV_616-30_0_5_node_48 | 0.4 | n |  | TRUE
62 | bus_LV_616-30_0_5_node_116 | 0.4 | n |  | TRUE
63 | bus_LV_616-30_0_5_node_117 | 0.4 | n |  | TRUE
64 | bus_LV_616-30_0_5_node_112 | 0.4 | n |  | TRUE
65 | bus_LV_616-30_0_5_node_77 | 0.4 | n |  | TRUE
66 | bus_LV_616-30_0_5_node_78 | 0.4 | n |  | TRUE
67 | bus_LV_616-30_0_5_node_73 | 0.4 | n |  | TRUE
68 | bus_LV_616-30_0_5_node_49 | 0.4 | n |  | TRUE
69 | bus_LV_616-30_0_5_node_50 | 0.4 | n |  | TRUE
70 | bus_LV_616-30_0_5_node_51 | 0.4 | n |  | TRUE
71 | bus_LV_616-30_0_5_node_52 | 0.4 | n |  | TRUE
72 | bus_LV_616-30_0_5_node_53 | 0.4 | n |  | TRUE
73 | bus_LV_616-30_0_5_node_54 | 0.4 | n |  | TRUE
74 | bus_LV_616-30_0_5_node_55 | 0.4 | n |  | TRUE
75 | bus_LV_616-30_0_5_node_61 | 0.4 | n |  | TRUE
76 | bus_LV_616-30_0_5_node_58 | 0.4 | n |  | TRUE
77 | bus_LV_616-30_0_5_node_59 | 0.4 | n |  | TRUE
78 | bus_LV_616-30_0_5_node_60 | 0.4 | n |  | TRUE
79 | bus_LV_616-30_0_5_node_62 | 0.4 | n |  | TRUE
80 | bus_LV_616-30_0_5_node_63 | 0.4 | n |  | TRUE
81 | bus_LV_616-30_0_5_node_64 | 0.4 | n |  | TRUE
82 | bus_LV_616-30_0_5_node_92 | 0.4 | n |  | TRUE
83 | bus_LV_616-30_0_5_node_85 | 0.4 | n |  | TRUE
84 | bus_LV_616-30_0_5_node_86 | 0.4 | n |  | TRUE
85 | bus_LV_616-30_0_5_node_82 | 0.4 | n |  | TRUE
86 | bus_LV_616-30_0_5_node_89 | 0.4 | n |  | TRUE
87 | bus_LV_616-30_0_5_node_80 | 0.4 | n |  | TRUE
88 | bus_LV_616-30_0_5_node_69 | 0.4 | n |  | TRUE
89 | bus_LV_616-30_0_5_node_72 | 0.4 | n |  | TRUE
90 | bus_LV_616-30_0_5_node_67 | 0.4 | n |  | TRUE
91 | bus_LV_616-30_0_5_node_68 | 0.4 | n |  | TRUE
92 | bus_LV_616-30_0_5_node_70 | 0.4 | n |  | TRUE
93 | bus_LV_616-30_0_5_node_71 | 0.4 | n |  | TRUE
94 | bus_LV_616-30_0_5_node_75 | 0.4 | n |  | TRUE
95 | bus_LV_616-30_0_5_node_76 | 0.4 | n |  | TRUE
96 | bus_LV_616-30_0_5_node_74 | 0.4 | n |  | TRUE
97 | bus_LV_616-30_0_5_node_98 | 0.4 | n |  | TRUE
98 | bus_LV_616-30_0_5_node_95 | 0.4 | n |  | TRUE
99 | bus_LV_616-30_0_5_node_154 | 0.4 | n |  | TRUE
100 | bus_LV_616-30_0_5_node_90 | 0.4 | n |  | TRUE
101 | bus_LV_616-30_0_5_node_79 | 0.4 | n |  | TRUE
102 | bus_LV_616-30_0_5_node_93 | 0.4 | n |  | TRUE
103 | bus_LV_616-30_0_5_node_153 | 0.4 | n |  | TRUE
104 | bus_LV_616-30_0_5_node_91 | 0.4 | n |  | TRUE
105 | bus_LV_616-30_0_5_node_81 | 0.4 | n |  | TRUE
106 | bus_LV_616-30_0_5_node_83 | 0.4 | n |  | TRUE
107 | bus_LV_616-30_0_5_node_84 | 0.4 | n |  | TRUE
108 | bus_LV_616-30_0_5_node_87 | 0.4 | n |  | TRUE
109 | bus_LV_616-30_0_5_node_88 | 0.4 | n |  | TRUE
110 | bus_LV_616-30_0_5_node_163 | 0.4 | n |  | TRUE
111 | bus_LV_616-30_0_5_node_94 | 0.4 | n |  | TRUE
112 | bus_LV_616-30_0_5_node_96 | 0.4 | n |  | TRUE
113 | bus_LV_616-30_0_5_node_97 | 0.4 | n |  | TRUE
114 | bus_LV_616-30_0_5_node_99 | 0.4 | n |  | TRUE
115 | bus_LV_616-30_0_5_node_103 | 0.4 | n |  | TRUE
116 | bus_LV_616-30_0_5_node_100 | 0.4 | n |  | TRUE
117 | bus_LV_616-30_0_5_node_167 | 0.4 | n |  | TRUE
118 | bus_LV_616-30_0_5_node_159 | 0.4 | n |  | TRUE
119 | bus_LV_616-30_0_5_node_101 | 0.4 | n |  | TRUE
120 | bus_LV_616-30_0_5_node_102 | 0.4 | n |  | TRUE
121 | bus_LV_616-30_0_5_node_105 | 0.4 | n |  | TRUE
122 | bus_LV_616-30_0_5_node_161 | 0.4 | n |  | TRUE
123 | bus_LV_616-30_0_5_node_156 | 0.4 | n |  | TRUE
124 | bus_LV_616-30_0_5_node_104 | 0.4 | n |  | TRUE
125 | bus_LV_616-30_0_5_node_168 | 0.4 | n |  | TRUE
126 | bus_LV_616-30_0_5_node_160 | 0.4 | n |  | TRUE
127 | bus_LV_616-30_0_5_node_157 | 0.4 | n |  | TRUE
128 | bus_LV_616-30_0_5_node_144 | 0.4 | n |  | TRUE
129 | bus_LV_616-30_0_5_node_165 | 0.4 | n |  | TRUE
130 | bus_LV_616-30_0_5_node_164 | 0.4 | n |  | TRUE
131 | bus_LV_616-30_0_5_node_140 | 0.4 | n |  | TRUE
132 | bus_LV_616-30_0_5_node_145 | 0.4 | n |  | TRUE
133 | bus_LV_616-30_0_5_node_139 | 0.4 | n |  | TRUE
134 | bus_LV_616-30_0_5_node_143 | 0.4 | n |  | TRUE
135 | bus_LV_616-30_0_5_node_106 | 0.4 | n |  | TRUE
136 | bus_LV_616-30_0_5_node_107 | 0.4 | n |  | TRUE
137 | bus_LV_616-30_0_5_node_108 | 0.4 | n |  | TRUE
138 | bus_LV_616-30_0_5_node_109 | 0.4 | n |  | TRUE
139 | bus_LV_616-30_0_5_node_110 | 0.4 | n |  | TRUE
140 | bus_LV_616-30_0_5_node_115 | 0.4 | n |  | TRUE
141 | bus_LV_616-30_0_5_node_118 | 0.4 | n |  | TRUE
142 | bus_LV_616-30_0_5_node_113 | 0.4 | n |  | TRUE
143 | bus_LV_616-30_0_5_node_119 | 0.4 | n |  | TRUE
144 | bus_LV_616-30_0_5_node_131 | 0.4 | n |  | TRUE
145 | bus_LV_616-30_0_5_node_150 | 0.4 | n |  | TRUE
146 | bus_LV_616-30_0_5_node_132 | 0.4 | n |  | TRUE
147 | bus_LV_616-30_0_5_node_148 | 0.4 | n |  | TRUE
148 | bus_LV_616-30_0_5_node_130 | 0.4 | n |  | TRUE
149 | bus_LV_616-30_0_5_node_122 | 0.4 | n |  | TRUE
150 | bus_LV_616-30_0_5_node_124 | 0.4 | n |  | TRUE
151 | bus_LV_616-30_0_5_node_128 | 0.4 | n |  | TRUE
152 | bus_LV_616-30_0_5_node_127 | 0.4 | n |  | TRUE
153 | bus_LV_616-30_0_5_node_129 | 0.4 | n |  | TRUE
154 | bus_LV_616-30_0_5_node_133 | 0.4 | n |  | TRUE
155 | bus_LV_616-30_0_5_node_134 | 0.4 | n |  | TRUE
156 | bus_LV_616-30_0_5_node_135 | 0.4 | n |  | TRUE
157 | bus_LV_616-30_0_5_node_136 | 0.4 | n |  | TRUE
158 | bus_LV_616-30_0_5_node_137 | 0.4 | n |  | TRUE
159 | bus_LV_616-30_0_5_node_138 | 0.4 | n |  | TRUE
160 | bus_LV_616-30_0_5_node_166 | 0.4 | n |  | TRUE
161 | bus_LV_616-30_0_5_node_146 | 0.4 | n |  | TRUE
162 | bus_LV_616-30_0_5_node_147 | 0.4 | n |  | TRUE
163 | bus_LV_616-30_0_5_node_149 | 0.4 | n |  | TRUE
164 | bus_LV_616-30_0_5_node_151 | 0.4 | n |  | TRUE
165 | bus_LV_616-30_0_5_node_152 | 0.4 | n |  | TRUE
166 | bus_LV_616-30_0_5_node_158 | 0.4 | n |  | TRUE
167 | bus_MV_98_0_node_166 | 20 | n |  | TRUE

## load
| name | bus | p_mw | q_mvar | const_z_percent | const_i_percent | sn_mva | scaling | in_service | type
0 | LV_616-30_0_5_load_0 | 0 | 0.0040077 | 0.0010044 | 0 | 0 |  | 1 | TRUE | wye
1 | LV_616-30_0_5_load_1 | 1 | 0.0046097 | 0.0011553 | 0 | 0 |  | 1 | TRUE | wye
2 | LV_616-30_0_5_load_2 | 2 | 0.0020224 | 0.00050685 | 0 | 0 |  | 1 | TRUE | wye
3 | LV_616-30_0_5_load_3 | 3 | 0.0034018 | 0.00085257 | 0 | 0 |  | 1 | TRUE | wye
4 | LV_616-30_0_5_load_4 | 4 | 0.0020022 | 0.0005018 | 0 | 0 |  | 1 | TRUE | wye
5 | LV_616-30_0_5_load_5 | 5 | 0.0039114 | 0.00098029 | 0 | 0 |  | 1 | TRUE | wye
6 | LV_616-30_0_5_load_6 | 6 | 0.0018622 | 0.0004667 | 0 | 0 |  | 1 | TRUE | wye
7 | LV_616-30_0_5_load_7 | 7 | 0.0013568 | 0.00034004 | 0 | 0 |  | 1 | TRUE | wye
8 | LV_616-30_0_5_load_56 | 8 | 0.0024959 | 0.00062554 | 0 | 0 |  | 1 | TRUE | wye
9 | LV_616-30_0_5_load_9 | 9 | 0.0021492 | 0.00053863 | 0 | 0 |  | 1 | TRUE | wye
10 | LV_616-30_0_5_load_8 | 10 | 0.002267 | 0.00056817 | 0 | 0 |  | 1 | TRUE | wye
11 | LV_616-30_0_5_load_11 | 12 | 0.0017601 | 0.00044113 | 0 | 0 |  | 1 | TRUE | wye
12 | LV_616-30_0_5_load_12 | 13 | 0.0016549 | 0.00041475 | 0 | 0 |  | 1 | TRUE | wye
13 | LV_616-30_0_5_load_15 | 14 | 0.0023773 | 0.00059581 | 0 | 0 |  | 1 | TRUE | wye
14 | LV_616-30_0_5_load_16 | 15 | 0.0017172 | 0.00043038 | 0 | 0 |  | 1 | TRUE | wye
15 | LV_616-30_0_5_load_120 | 18 | 0.0030211 | 0.00075717 | 0 | 0 |  | 1 | TRUE | wye
16 | LV_616-30_0_5_load_24 | 19 | 0.0022167 | 0.00055556 | 0 | 0 |  | 1 | TRUE | wye
17 | LV_616-30_0_5_load_126 | 20 | 0.0017184 | 0.00043068 | 0 | 0 |  | 1 | TRUE | wye
18 | LV_616-30_0_5_load_141 | 21 | 0.0028642 | 0.00071783 | 0 | 0 |  | 1 | TRUE | wye
19 | LV_616-30_0_5_load_121 | 24 | 0.0031393 | 0.00078677 | 0 | 0 |  | 1 | TRUE | wye
20 | LV_616-30_0_5_load_17 | 26 | 0.0023828 | 0.00059718 | 0 | 0 |  | 1 | TRUE | wye
21 | LV_616-30_0_5_load_18 | 27 | 0.0043492 | 0.00109 | 0 | 0 |  | 1 | TRUE | wye
22 | LV_616-30_0_5_load_19 | 28 | 0.0022787 | 0.00057109 | 0 | 0 |  | 1 | TRUE | wye
23 | LV_616-30_0_5_load_20 | 29 | 0.0034087 | 0.00085429 | 0 | 0 |  | 1 | TRUE | wye
24 | LV_616-30_0_5_load_22 | 30 | 0.0026093 | 0.00065396 | 0 | 0 |  | 1 | TRUE | wye
25 | LV_616-30_0_5_load_23 | 31 | 0.0043399 | 0.0010877 | 0 | 0 |  | 1 | TRUE | wye
26 | LV_616-30_0_5_load_25 | 32 | 0.0041978 | 0.0010521 | 0 | 0 |  | 1 | TRUE | wye
27 | LV_616-30_0_5_load_155 | 33 | 0.0034725 | 0.00087029 | 0 | 0 |  | 1 | TRUE | wye
28 | LV_616-30_0_5_load_26 | 34 | 0.004367 | 0.0010945 | 0 | 0 |  | 1 | TRUE | wye
29 | LV_616-30_0_5_load_46 | 35 | 0.003726 | 0.00093381 | 0 | 0 |  | 1 | TRUE | wye
30 | LV_616-30_0_5_load_27 | 36 | 0.0018368 | 0.00046034 | 0 | 0 |  | 1 | TRUE | wye
31 | LV_616-30_0_5_load_28 | 37 | 0.0021488 | 0.00053854 | 0 | 0 |  | 1 | TRUE | wye
32 | LV_616-30_0_5_load_162 | 38 | 0.0052 | 0.0013033 | 0 | 0 |  | 1 | TRUE | wye
33 | LV_616-30_0_5_load_29 | 39 | 0.0026886 | 0.00067382 | 0 | 0 |  | 1 | TRUE | wye
34 | LV_616-30_0_5_load_30 | 40 | 0.0024975 | 0.00062594 | 0 | 0 |  | 1 | TRUE | wye
35 | LV_616-30_0_5_load_32 | 42 | 0.010596 | 0.0026557 | 0 | 0 |  | 1 | TRUE | wye
36 | LV_616-30_0_5_load_33 | 43 | 0.010563 | 0.0026473 | 0 | 0 |  | 1 | TRUE | wye
37 | LV_616-30_0_5_load_34 | 44 | 0.0024181 | 0.00060603 | 0 | 0 |  | 1 | TRUE | wye
38 | LV_616-30_0_5_load_65 | 45 | 0.016616 | 0.0041644 | 0 | 0 |  | 1 | TRUE | wye
39 | LV_616-30_0_5_load_66 | 46 | 0.0026339 | 0.00066013 | 0 | 0 |  | 1 | TRUE | wye
40 | LV_616-30_0_5_load_35 | 47 | 0.0024063 | 0.00060308 | 0 | 0 |  | 1 | TRUE | wye
41 | LV_616-30_0_5_load_36 | 48 | 0.0028476 | 0.00071367 | 0 | 0 |  | 1 | TRUE | wye
42 | LV_616-30_0_5_load_39 | 51 | 0.0053331 | 0.0013366 | 0 | 0 |  | 1 | TRUE | wye
43 | LV_616-30_0_5_load_40 | 52 | 0.0029299 | 0.00073431 | 0 | 0 |  | 1 | TRUE | wye
44 | LV_616-30_0_5_load_41 | 53 | 0.0049197 | 0.001233 | 0 | 0 |  | 1 | TRUE | wye
45 | LV_616-30_0_5_load_42 | 54 | 0.0028434 | 0.00071263 | 0 | 0 |  | 1 | TRUE | wye
46 | LV_616-30_0_5_load_43 | 55 | 0.0045468 | 0.0011395 | 0 | 0 |  | 1 | TRUE | wye
47 | LV_616-30_0_5_load_44 | 56 | 0.0020788 | 0.000521 | 0 | 0 |  | 1 | TRUE | wye
48 | LV_616-30_0_5_load_47 | 57 | 0.0025097 | 0.000629 | 0 | 0 |  | 1 | TRUE | wye
49 | LV_616-30_0_5_load_111 | 60 | 0.0021285 | 0.00053345 | 0 | 0 |  | 1 | TRUE | wye
50 | LV_616-30_0_5_load_48 | 61 | 0.0025321 | 0.00063459 | 0 | 0 |  | 1 | TRUE | wye
51 | LV_616-30_0_5_load_116 | 62 | 0.0020059 | 0.00050272 | 0 | 0 |  | 1 | TRUE | wye
52 | LV_616-30_0_5_load_117 | 63 | 0.0033066 | 0.00082872 | 0 | 0 |  | 1 | TRUE | wye
53 | LV_616-30_0_5_load_112 | 64 | 0.0031079 | 0.00077892 | 0 | 0 |  | 1 | TRUE | wye
54 | LV_616-30_0_5_load_78 | 66 | 0.0099508 | 0.0024939 | 0 | 0 |  | 1 | TRUE | wye
55 | LV_616-30_0_5_load_73 | 67 | 0.0027821 | 0.00069726 | 0 | 0 |  | 1 | TRUE | wye
56 | LV_616-30_0_5_load_49 | 68 | 0.0022058 | 0.00055283 | 0 | 0 |  | 1 | TRUE | wye
57 | LV_616-30_0_5_load_50 | 69 | 0.0024853 | 0.00062287 | 0 | 0 |  | 1 | TRUE | wye
58 | LV_616-30_0_5_load_51 | 70 | 0.0022122 | 0.00055444 | 0 | 0 |  | 1 | TRUE | wye
59 | LV_616-30_0_5_load_52 | 71 | 0.0021578 | 0.00054079 | 0 | 0 |  | 1 | TRUE | wye
60 | LV_616-30_0_5_load_53 | 72 | 0.0021534 | 0.00053968 | 0 | 0 |  | 1 | TRUE | wye
61 | LV_616-30_0_5_load_54 | 73 | 0.0022397 | 0.00056131 | 0 | 0 |  | 1 | TRUE | wye
62 | LV_616-30_0_5_load_55 | 74 | 0.0021778 | 0.00054582 | 0 | 0 |  | 1 | TRUE | wye
63 | LV_616-30_0_5_load_61 | 75 | 0.0022545 | 0.00056504 | 0 | 0 |  | 1 | TRUE | wye
64 | LV_616-30_0_5_load_58 | 76 | 0.0021205 | 0.00053146 | 0 | 0 |  | 1 | TRUE | wye
65 | LV_616-30_0_5_load_59 | 77 | 0.0022662 | 0.00056797 | 0 | 0 |  | 1 | TRUE | wye
66 | LV_616-30_0_5_load_60 | 78 | 0.0034488 | 0.00086436 | 0 | 0 |  | 1 | TRUE | wye
67 | LV_616-30_0_5_load_63 | 80 | 0.0028795 | 0.00072166 | 0 | 0 |  | 1 | TRUE | wye
68 | LV_616-30_0_5_load_92 | 82 | 0.0020384 | 0.00051086 | 0 | 0 |  | 1 | TRUE | wye
69 | LV_616-30_0_5_load_85 | 83 | 0.0022466 | 0.00056305 | 0 | 0 |  | 1 | TRUE | wye
70 | LV_616-30_0_5_load_86 | 84 | 0.0062513 | 0.0015667 | 0 | 0 |  | 1 | TRUE | wye
71 | LV_616-30_0_5_load_82 | 85 | 0.0021118 | 0.00052926 | 0 | 0 |  | 1 | TRUE | wye
72 | LV_616-30_0_5_load_89 | 86 | 0.0020163 | 0.00050533 | 0 | 0 |  | 1 | TRUE | wye
73 | LV_616-30_0_5_load_80 | 87 | 0.0023396 | 0.00058636 | 0 | 0 |  | 1 | TRUE | wye
74 | LV_616-30_0_5_load_69 | 88 | 0.0024876 | 0.00062345 | 0 | 0 |  | 1 | TRUE | wye
75 | LV_616-30_0_5_load_72 | 89 | 0.011241 | 0.0028173 | 0 | 0 |  | 1 | TRUE | wye
76 | LV_616-30_0_5_load_67 | 90 | 0.0049239 | 0.001234 | 0 | 0 |  | 1 | TRUE | wye
77 | LV_616-30_0_5_load_71 | 93 | 0.0051245 | 0.0012843 | 0 | 0 |  | 1 | TRUE | wye
78 | LV_616-30_0_5_load_76 | 95 | 0.002308 | 0.00057843 | 0 | 0 |  | 1 | TRUE | wye
79 | LV_616-30_0_5_load_98 | 97 | 0.0093215 | 0.0023362 | 0 | 0 |  | 1 | TRUE | wye
80 | LV_616-30_0_5_load_154 | 99 | 0.0049754 | 0.001247 | 0 | 0 |  | 1 | TRUE | wye
81 | LV_616-30_0_5_load_90 | 100 | 0.002165 | 0.00054259 | 0 | 0 |  | 1 | TRUE | wye
82 | LV_616-30_0_5_load_79 | 101 | 0.0029398 | 0.00073679 | 0 | 0 |  | 1 | TRUE | wye
83 | LV_616-30_0_5_load_93 | 102 | 0.0060587 | 0.0015185 | 0 | 0 |  | 1 | TRUE | wye
84 | LV_616-30_0_5_load_153 | 103 | 0.0035913 | 0.00090007 | 0 | 0 |  | 1 | TRUE | wye
85 | LV_616-30_0_5_load_91 | 104 | 0.0020738 | 0.00051974 | 0 | 0 |  | 1 | TRUE | wye
86 | LV_616-30_0_5_load_81 | 105 | 0.0016849 | 0.00042226 | 0 | 0 |  | 1 | TRUE | wye
87 | LV_616-30_0_5_load_83 | 106 | 0.0021587 | 0.00054103 | 0 | 0 |  | 1 | TRUE | wye
88 | LV_616-30_0_5_load_84 | 107 | 0.0023748 | 0.00059519 | 0 | 0 |  | 1 | TRUE | wye
89 | LV_616-30_0_5_load_87 | 108 | 0.0023943 | 0.00060006 | 0 | 0 |  | 1 | TRUE | wye
90 | LV_616-30_0_5_load_88 | 109 | 0.002132 | 0.00053432 | 0 | 0 |  | 1 | TRUE | wye
91 | LV_616-30_0_5_load_163 | 110 | 0.01023 | 0.0025639 | 0 | 0 |  | 1 | TRUE | wye
92 | LV_616-30_0_5_load_94 | 111 | 0.010233 | 0.0025646 | 0 | 0 |  | 1 | TRUE | wye
93 | LV_616-30_0_5_load_99 | 114 | 0.0066684 | 0.0016712 | 0 | 0 |  | 1 | TRUE | wye
94 | LV_616-30_0_5_load_103 | 115 | 0.0049215 | 0.0012334 | 0 | 0 |  | 1 | TRUE | wye
95 | LV_616-30_0_5_load_167 | 117 | 0.0014609 | 0.00036613 | 0 | 0 |  | 1 | TRUE | wye
96 | LV_616-30_0_5_load_105 | 121 | 0.0012071 | 0.00030252 | 0 | 0 |  | 1 | TRUE | wye
97 | LV_616-30_0_5_load_161 | 122 | 0.0029808 | 0.00074705 | 0 | 0 |  | 1 | TRUE | wye
98 | LV_616-30_0_5_load_156 | 123 | 0.0029701 | 0.00074437 | 0 | 0 |  | 1 | TRUE | wye
99 | LV_616-30_0_5_load_104 | 124 | 0.0029194 | 0.00073167 | 0 | 0 |  | 1 | TRUE | wye
100 | LV_616-30_0_5_load_168 | 125 | 0.0021061 | 0.00052783 | 0 | 0 |  | 1 | TRUE | wye
101 | LV_616-30_0_5_load_165 | 129 | 0.0029118 | 0.00072977 | 0 | 0 |  | 1 | TRUE | wye
102 | LV_616-30_0_5_load_164 | 130 | 0.00036879 | 9.2428e-05 | 0 | 0 |  | 1 | TRUE | wye
103 | LV_616-30_0_5_load_145 | 132 | 0.0032668 | 0.00081873 | 0 | 0 |  | 1 | TRUE | wye
104 | LV_616-30_0_5_load_143 | 134 | 0.0031436 | 0.00078787 | 0 | 0 |  | 1 | TRUE | wye
105 | LV_616-30_0_5_load_106 | 135 | 0.0030592 | 0.00076671 | 0 | 0 |  | 1 | TRUE | wye
106 | LV_616-30_0_5_load_107 | 136 | 0.0031444 | 0.00078806 | 0 | 0 |  | 1 | TRUE | wye
107 | LV_616-30_0_5_load_108 | 137 | 0.0024934 | 0.0006249 | 0 | 0 |  | 1 | TRUE | wye
108 | LV_616-30_0_5_load_109 | 138 | 0.0044964 | 0.0011269 | 0 | 0 |  | 1 | TRUE | wye
109 | LV_616-30_0_5_load_115 | 140 | 0.0024211 | 0.00060679 | 0 | 0 |  | 1 | TRUE | wye
110 | LV_616-30_0_5_load_118 | 141 | 0.0029187 | 0.0007315 | 0 | 0 |  | 1 | TRUE | wye
111 | LV_616-30_0_5_load_113 | 142 | 0.0036534 | 0.00091562 | 0 | 0 |  | 1 | TRUE | wye
112 | LV_616-30_0_5_load_119 | 143 | 0.0025235 | 0.00063245 | 0 | 0 |  | 1 | TRUE | wye
113 | LV_616-30_0_5_load_131 | 144 | 0.002061 | 0.00051653 | 0 | 0 |  | 1 | TRUE | wye
114 | LV_616-30_0_5_load_150 | 145 | 0.0024182 | 0.00060605 | 0 | 0 |  | 1 | TRUE | wye
115 | LV_616-30_0_5_load_132 | 146 | 0.001911 | 0.00047894 | 0 | 0 |  | 1 | TRUE | wye
116 | LV_616-30_0_5_load_148 | 147 | 0.0059596 | 0.0014936 | 0 | 0 |  | 1 | TRUE | wye
117 | LV_616-30_0_5_load_130 | 148 | 0.0032993 | 0.00082688 | 0 | 0 |  | 1 | TRUE | wye
118 | LV_616-30_0_5_load_122 | 149 | 0.0031326 | 0.00078511 | 0 | 0 |  | 1 | TRUE | wye
119 | LV_616-30_0_5_load_124 | 150 | 0.0030921 | 0.00077496 | 0 | 0 |  | 1 | TRUE | wye
120 | LV_616-30_0_5_load_128 | 151 | 0.0032119 | 0.00080497 | 0 | 0 |  | 1 | TRUE | wye
121 | LV_616-30_0_5_load_127 | 152 | 0.0030254 | 0.00075824 | 0 | 0 |  | 1 | TRUE | wye
122 | LV_616-30_0_5_load_129 | 153 | 0.0031572 | 0.00079127 | 0 | 0 |  | 1 | TRUE | wye
123 | LV_616-30_0_5_load_133 | 154 | 0.002088 | 0.0005233 | 0 | 0 |  | 1 | TRUE | wye
124 | LV_616-30_0_5_load_134 | 155 | 0.0022805 | 0.00057155 | 0 | 0 |  | 1 | TRUE | wye
125 | LV_616-30_0_5_load_135 | 156 | 0.0019647 | 0.00049241 | 0 | 0 |  | 1 | TRUE | wye
126 | LV_616-30_0_5_load_136 | 157 | 0.003126 | 0.00078344 | 0 | 0 |  | 1 | TRUE | wye
127 | LV_616-30_0_5_load_137 | 158 | 0.0041229 | 0.0010333 | 0 | 0 |  | 1 | TRUE | wye
128 | LV_616-30_0_5_load_138 | 159 | 0.002974 | 0.00074534 | 0 | 0 |  | 1 | TRUE | wye
129 | LV_616-30_0_5_load_166 | 160 | 0.0029123 | 0.00072989 | 0 | 0 |  | 1 | TRUE | wye
130 | LV_616-30_0_5_load_146 | 161 | 0.0034683 | 0.00086924 | 0 | 0 |  | 1 | TRUE | wye
131 | LV_616-30_0_5_load_147 | 162 | 0.0021752 | 0.00054515 | 0 | 0 |  | 1 | TRUE | wye
132 | LV_616-30_0_5_load_149 | 163 | 0.0070516 | 0.0017673 | 0 | 0 |  | 1 | TRUE | wye
133 | LV_616-30_0_5_load_151 | 164 | 0.0046734 | 0.0011713 | 0 | 0 |  | 1 | TRUE | wye
134 | LV_616-30_0_5_load_152 | 165 | 0.0041025 | 0.0010282 | 0 | 0 |  | 1 | TRUE | wye
135 | LV_616-30_0_5_load_158 | 166 | 0.001921 | 0.00048146 | 0 | 0 |  | 1 | TRUE | wye

## ext_grid
| name | bus | vm_pu | va_degree | slack_weight | in_service
0 |  | 49 | 1 | 0 | 1 | TRUE

## line
| name | std_type | from_bus | to_bus | length_km | r_ohm_per_km | x_ohm_per_km | c_nf_per_km | g_us_per_km | max_i_ka | df | parallel | type | in_service
0 | LV_616-30_0_5_line_0 |  | 0 | 1 | 0.012497 | 0.125 | 0.08 | 261 | 0 | 0.364 | 1 | 1 | cs | TRUE
1 | LV_616-30_0_5_line_1 |  | 0 | 2 | 0.0051559 | 0.125 | 0.08 | 261 | 0 | 0.364 | 1 | 1 | cs | TRUE
2 | LV_616-30_0_5_line_2 |  | 1 | 3 | 0.012865 | 0.125 | 0.08 | 261 | 0 | 0.364 | 1 | 1 | cs | TRUE
3 | LV_616-30_0_5_line_3 |  | 2 | 4 | 0.0018963 | 0.125 | 0.08 | 261 | 0 | 0.364 | 1 | 1 | cs | TRUE
4 | LV_616-30_0_5_line_4 |  | 3 | 5 | 0.01958 | 0.125 | 0.08 | 261 | 0 | 0.364 | 1 | 1 | cs | TRUE
5 | LV_616-30_0_5_line_5 |  | 4 | 6 | 0.0019954 | 0.125 | 0.08 | 261 | 0 | 0.364 | 1 | 1 | cs | TRUE
6 | LV_616-30_0_5_line_6 |  | 5 | 7 | 0.0041934 | 0.125 | 0.08 | 261 | 0 | 0.364 | 1 | 1 | cs | TRUE
7 | LV_616-30_0_5_line_7 |  | 6 | 8 | 0.0024019 | 0.125 | 0.08 | 261 | 0 | 0.364 | 1 | 1 | cs | TRUE
8 | LV_616-30_0_5_line_8 |  | 7 | 9 | 0.014994 | 0.125 | 0.08 | 261 | 0 | 0.364 | 1 | 1 | cs | TRUE
9 | LV_616-30_0_5_line_9 |  | 9 | 10 | 0.014091 | 0.125 | 0.08 | 261 | 0 | 0.364 | 1 | 1 | cs | TRUE
10 | LV_616-30_0_5_line_10 |  | 10 | 11 | 0.022851 | 0.125 | 0.08 | 261 | 0 | 0.364 | 1 | 1 | cs | TRUE
11 | LV_616-30_0_5_line_11 |  | 11 | 12 | 0.015194 | 0.125 | 0.08 | 261 | 0 | 0.364 | 1 | 2 | cs | TRUE
12 | LV_616-30_0_5_line_12 |  | 11 | 13 | 0.022896 | 0.125 | 0.08 | 261 | 0 | 0.364 | 1 | 1 | cs | TRUE
13 | LV_616-30_0_5_line_13 |  | 12 | 14 | 0.0016754 | 0.125 | 0.08 | 261 | 0 | 0.364 | 1 | 2 | cs | TRUE
14 | LV_616-30_0_5_line_14 |  | 13 | 15 | 0.0089517 | 0.125 | 0.08 | 261 | 0 | 0.364 | 1 | 1 | cs | TRUE
15 | LV_616-30_0_5_line_15 |  | 14 | 19 | 0.031732 | 0.125 | 0.08 | 261 | 0 | 0.364 | 1 | 2 | cs | TRUE
16 | LV_616-30_0_5_line_16 |  | 15 | 20 | 0.0074797 | 0.125 | 0.08 | 261 | 0 | 0.364 | 1 | 1 | cs | TRUE
17 | LV_616-30_0_5_line_17 |  | 16 | 17 | 0.012432 | 0.125 | 0.08 | 261 | 0 | 0.364 | 1 | 1 | cs | TRUE
18 | LV_616-30_0_5_line_18 |  | 16 | 18 | 0.012754 | 0.125 | 0.08 | 261 | 0 | 0.364 | 1 | 1 | cs | TRUE
19 | LV_616-30_0_5_line_19 |  | 17 | 23 | 0.015404 | 0.125 | 0.08 | 261 | 0 | 0.364 | 1 | 1 | cs | TRUE
20 | LV_616-30_0_5_line_20 |  | 17 | 20 | 0.014191 | 0.125 | 0.08 | 261 | 0 | 0.364 | 1 | 1 | cs | TRUE
21 | LV_616-30_0_5_line_21 |  | 18 | 24 | 0.018993 | 0.125 | 0.08 | 261 | 0 | 0.364 | 1 | 1 | cs | TRUE
22 | LV_616-30_0_5_line_22 |  | 19 | 25 | 0.022136 | 0.125 | 0.08 | 261 | 0 | 0.364 | 1 | 2 | cs | TRUE
23 | LV_616-30_0_5_line_23 |  | 21 | 22 | 0.016717 | 0.125 | 0.08 | 261 | 0 | 0.364 | 1 | 1 | cs | TRUE
24 | LV_616-30_0_5_line_24 |  | 22 | 134 | 0.027901 | 0.125 | 0.08 | 261 | 0 | 0.364 | 1 | 1 | cs | TRUE
25 | LV_616-30_0_5_line_25 |  | 22 | 131 | 0.054604 | 0.125 | 0.08 | 261 | 0 | 0.364 | 1 | 1 | cs | TRUE
26 | LV_616-30_0_5_line_26 |  | 23 | 148 | 0.018509 | 0.125 | 0.08 | 261 | 0 | 0.364 | 1 | 1 | cs | TRUE
27 | LV_616-30_0_5_line_27 |  | 23 | 143 | 0.017902 | 0.125 | 0.08 | 261 | 0 | 0.364 | 1 | 1 | cs | TRUE
28 | LV_616-30_0_5_line_28 |  | 24 | 149 | 0.019346 | 0.125 | 0.08 | 261 | 0 | 0.364 | 1 | 1 | cs | TRUE
29 | LV_616-30_0_5_line_29 |  | 25 | 31 | 0.0059709 | 0.125 | 0.08 | 261 | 0 | 0.364 | 1 | 2 | cs | TRUE
30 | LV_616-30_0_5_line_30 |  | 25 | 28 | 0.025333 | 0.125 | 0.08 | 261 | 0 | 0.364 | 1 | 1 | cs | TRUE
31 | LV_616-30_0_5_line_31 |  | 26 | 27 | 0.007669 | 0.125 | 0.08 | 261 | 0 | 0.364 | 1 | 1 | cs | TRUE
32 | LV_616-30_0_5_line_32 |  | 26 | 28 | 0.0069786 | 0.125 | 0.08 | 261 | 0 | 0.364 | 1 | 1 | cs | TRUE
33 | LV_616-30_0_5_line_33 |  | 27 | 29 | 0.013065 | 0.125 | 0.08 | 261 | 0 | 0.364 | 1 | 1 | cs | TRUE
34 | LV_616-30_0_5_line_34 |  | 29 | 30 | 0.00072926 | 0.125 | 0.08 | 261 | 0 | 0.364 | 1 | 1 | cs | TRUE
35 | LV_616-30_0_5_line_35 |  | 30 | 32 | 0.013193 | 0.125 | 0.08 | 261 | 0 | 0.364 | 1 | 1 | cs | TRUE
36 | LV_616-30_0_5_line_36 |  | 31 | 33 | 0.0036383 | 0.125 | 0.08 | 261 | 0 | 0.364 | 1 | 2 | cs | TRUE
37 | LV_616-30_0_5_line_37 |  | 32 | 34 | 0.018988 | 0.125 | 0.08 | 261 | 0 | 0.364 | 1 | 1 | cs | TRUE
38 | LV_616-30_0_5_line_38 |  | 33 | 35 | 0.0064323 | 0.125 | 0.08 | 261 | 0 | 0.364 | 1 | 2 | cs | TRUE
39 | LV_616-30_0_5_line_39 |  | 34 | 36 | 0.0028086 | 0.125 | 0.08 | 261 | 0 | 0.364 | 1 | 1 | cs | TRUE
40 | LV_616-30_0_5_line_40 |  | 35 | 54 | 0.0017693 | 0.125 | 0.08 | 261 | 0 | 0.364 | 1 | 2 | cs | TRUE
41 | LV_616-30_0_5_line_41 |  | 36 | 37 | 0.0053558 | 0.125 | 0.08 | 261 | 0 | 0.364 | 1 | 1 | cs | TRUE
42 | LV_616-30_0_5_line_42 |  | 37 | 38 | 0.0023881 | 0.125 | 0.08 | 261 | 0 | 0.364 | 1 | 1 | cs | TRUE
43 | LV_616-30_0_5_line_43 |  | 39 | 40 | 0.0046486 | 0.125 | 0.08 | 261 | 0 | 0.364 | 1 | 1 | cs | TRUE
44 | LV_616-30_0_5_line_44 |  | 39 | 41 | 0.001831 | 0.125 | 0.08 | 261 | 0 | 0.364 | 1 | 1 | cs | TRUE
45 | LV_616-30_0_5_line_45 |  | 41 | 42 | 0.021568 | 0.125 | 0.08 | 261 | 0 | 0.364 | 1 | 1 | cs | TRUE
46 | LV_616-30_0_5_line_46 |  | 41 | 43 | 0.015666 | 0.125 | 0.08 | 261 | 0 | 0.364 | 1 | 1 | cs | TRUE
47 | LV_616-30_0_5_line_47 |  | 42 | 44 | 0.0079872 | 0.125 | 0.08 | 261 | 0 | 0.364 | 1 | 1 | cs | TRUE
48 | LV_616-30_0_5_line_48 |  | 44 | 45 | 0.020668 | 0.125 | 0.08 | 261 | 0 | 0.364 | 1 | 1 | cs | TRUE
49 | LV_616-30_0_5_line_49 |  | 45 | 46 | 0.012971 | 0.125 | 0.08 | 261 | 0 | 0.364 | 1 | 1 | cs | TRUE
50 | LV_616-30_0_5_line_50 |  | 46 | 88 | 0.032075 | 0.125 | 0.08 | 261 | 0 | 0.364 | 1 | 1 | cs | TRUE
51 | LV_616-30_0_5_line_51 |  | 47 | 48 | 0.0035822 | 0.125 | 0.08 | 261 | 0 | 0.364 | 1 | 2 | cs | TRUE
52 | LV_616-30_0_5_line_52 |  | 47 | 49 | 0.017852 | 0.125 | 0.08 | 261 | 0 | 0.364 | 1 | 2 | cs | TRUE
53 | LV_616-30_0_5_line_53 |  | 48 | 50 | 0.028372 | 0.125 | 0.08 | 261 | 0 | 0.364 | 1 | 2 | cs | TRUE
54 | LV_616-30_0_5_line_54 |  | 49 | 51 | 0.0056839 | 0.125 | 0.08 | 261 | 0 | 0.364 | 1 | 2 | cs | TRUE
55 | LV_616-30_0_5_line_55 |  | 49 | 52 | 0.017985 | 0.125 | 0.08 | 261 | 0 | 0.364 | 1 | 1 | cs | TRUE
56 | LV_616-30_0_5_line_56 |  | 50 | 53 | 0.021683 | 0.125 | 0.08 | 261 | 0 | 0.364 | 1 | 1 | cs | TRUE
57 | LV_616-30_0_5_line_57 |  | 50 | 54 | 0.016074 | 0.125 | 0.08 | 261 | 0 | 0.364 | 1 | 2 | cs | TRUE
58 | LV_616-30_0_5_line_58 |  | 51 | 55 | 0.034354 | 0.125 | 0.08 | 261 | 0 | 0.364 | 1 | 2 | cs | TRUE
59 | LV_616-30_0_5_line_59 |  | 52 | 56 | 0.0020758 | 0.125 | 0.08 | 261 | 0 | 0.364 | 1 | 1 | cs | TRUE
60 | LV_616-30_0_5_line_60 |  | 55 | 57 | 0.0034235 | 0.125 | 0.08 | 261 | 0 | 0.364 | 1 | 2 | cs | TRUE
61 | LV_616-30_0_5_line_61 |  | 57 | 61 | 0.0034794 | 0.125 | 0.08 | 261 | 0 | 0.364 | 1 | 2 | cs | TRUE
62 | LV_616-30_0_5_line_62 |  | 58 | 59 | 0.008037 | 0.125 | 0.08 | 261 | 0 | 0.364 | 1 | 1 | cs | TRUE
63 | LV_616-30_0_5_line_63 |  | 58 | 60 | 0.010643 | 0.125 | 0.08 | 261 | 0 | 0.364 | 1 | 1 | cs | TRUE
64 | LV_616-30_0_5_line_64 |  | 59 | 62 | 0.017099 | 0.125 | 0.08 | 261 | 0 | 0.364 | 1 | 1 | cs | TRUE
65 | LV_616-30_0_5_line_65 |  | 59 | 63 | 0.013915 | 0.125 | 0.08 | 261 | 0 | 0.364 | 1 | 1 | cs | TRUE
66 | LV_616-30_0_5_line_66 |  | 60 | 64 | 0.018169 | 0.125 | 0.08 | 261 | 0 | 0.364 | 1 | 1 | cs | TRUE
67 | LV_616-30_0_5_line_67 |  | 61 | 65 | 0.029893 | 0.125 | 0.08 | 261 | 0 | 0.364 | 1 | 2 | cs | TRUE
68 | LV_616-30_0_5_line_68 |  | 62 | 144 | 0.0046461 | 0.125 | 0.08 | 261 | 0 | 0.364 | 1 | 1 | cs | TRUE
69 | LV_616-30_0_5_line_69 |  | 63 | 145 | 0.017174 | 0.125 | 0.08 | 261 | 0 | 0.364 | 1 | 1 | cs | TRUE
70 | LV_616-30_0_5_line_70 |  | 64 | 142 | 0.0023792 | 0.125 | 0.08 | 261 | 0 | 0.364 | 1 | 1 | cs | TRUE
71 | LV_616-30_0_5_line_71 |  | 65 | 66 | 0.02187 | 0.125 | 0.08 | 261 | 0 | 0.364 | 1 | 1 | cs | TRUE
72 | LV_616-30_0_5_line_72 |  | 65 | 67 | 0.00028477 | 0.125 | 0.08 | 261 | 0 | 0.364 | 1 | 2 | cs | TRUE
73 | LV_616-30_0_5_line_73 |  | 66 | 101 | 0.014095 | 0.125 | 0.08 | 261 | 0 | 0.364 | 1 | 1 | cs | TRUE
74 | LV_616-30_0_5_line_74 |  | 67 | 92 | 0.017834 | 0.125 | 0.08 | 261 | 0 | 0.364 | 1 | 2 | cs | TRUE
75 | LV_616-30_0_5_line_75 |  | 68 | 69 | 0.015386 | 0.125 | 0.08 | 261 | 0 | 0.364 | 1 | 1 | cs | TRUE
76 | LV_616-30_0_5_line_76 |  | 68 | 70 | 0.007827 | 0.125 | 0.08 | 261 | 0 | 0.364 | 1 | 1 | cs | TRUE
77 | LV_616-30_0_5_line_77 |  | 69 | 71 | 0.0057722 | 0.125 | 0.08 | 261 | 0 | 0.364 | 1 | 1 | cs | TRUE
78 | LV_616-30_0_5_line_78 |  | 70 | 72 | 0.0054827 | 0.125 | 0.08 | 261 | 0 | 0.364 | 1 | 1 | cs | TRUE
79 | LV_616-30_0_5_line_79 |  | 71 | 73 | 0.0055107 | 0.125 | 0.08 | 261 | 0 | 0.364 | 1 | 1 | cs | TRUE
80 | LV_616-30_0_5_line_80 |  | 72 | 74 | 0.0074806 | 0.125 | 0.08 | 261 | 0 | 0.364 | 1 | 1 | cs | TRUE
81 | LV_616-30_0_5_line_81 |  | 73 | 75 | 0.0055966 | 0.125 | 0.08 | 261 | 0 | 0.364 | 1 | 1 | cs | TRUE
82 | LV_616-30_0_5_line_82 |  | 74 | 76 | 0.0095611 | 0.125 | 0.08 | 261 | 0 | 0.364 | 1 | 1 | cs | TRUE
83 | LV_616-30_0_5_line_83 |  | 75 | 77 | 0.0056651 | 0.125 | 0.08 | 261 | 0 | 0.364 | 1 | 1 | cs | TRUE
84 | LV_616-30_0_5_line_84 |  | 77 | 78 | 0.0232 | 0.125 | 0.08 | 261 | 0 | 0.364 | 1 | 1 | cs | TRUE
85 | LV_616-30_0_5_line_85 |  | 78 | 79 | 0.019015 | 0.125 | 0.08 | 261 | 0 | 0.364 | 1 | 1 | cs | TRUE
86 | LV_616-30_0_5_line_86 |  | 79 | 80 | 0.098292 | 0.125 | 0.08 | 261 | 0 | 0.364 | 1 | 1 | cs | TRUE
87 | LV_616-30_0_5_line_87 |  | 79 | 81 | 0.08853 | 0.125 | 0.08 | 261 | 0 | 0.364 | 1 | 1 | cs | TRUE
88 | LV_616-30_0_5_line_88 |  | 80 | 82 | 0.066601 | 0.125 | 0.08 | 261 | 0 | 0.364 | 1 | 1 | cs | TRUE
89 | LV_616-30_0_5_line_89 |  | 81 | 83 | 0.020353 | 0.125 | 0.08 | 261 | 0 | 0.364 | 1 | 1 | cs | TRUE
90 | LV_616-30_0_5_line_90 |  | 81 | 84 | 0.013947 | 0.125 | 0.08 | 261 | 0 | 0.364 | 1 | 1 | cs | TRUE
91 | LV_616-30_0_5_line_91 |  | 81 | 85 | 0.022811 | 0.125 | 0.08 | 261 | 0 | 0.364 | 1 | 1 | cs | TRUE
92 | LV_616-30_0_5_line_92 |  | 83 | 86 | 0.00067236 | 0.125 | 0.08 | 261 | 0 | 0.364 | 1 | 1 | cs | TRUE
93 | LV_616-30_0_5_line_93 |  | 85 | 87 | 0.0058623 | 0.125 | 0.08 | 261 | 0 | 0.364 | 1 | 1 | cs | TRUE
94 | LV_616-30_0_5_line_94 |  | 86 | 104 | 0.026578 | 0.125 | 0.08 | 261 | 0 | 0.364 | 1 | 1 | cs | TRUE
95 | LV_616-30_0_5_line_95 |  | 87 | 105 | 0.051926 | 0.125 | 0.08 | 261 | 0 | 0.364 | 1 | 1 | cs | TRUE
96 | LV_616-30_0_5_line_96 |  | 88 | 89 | 0.010053 | 0.125 | 0.08 | 261 | 0 | 0.364 | 1 | 1 | cs | TRUE
97 | LV_616-30_0_5_line_97 |  | 88 | 90 | 0.016196 | 0.125 | 0.08 | 261 | 0 | 0.364 | 1 | 1 | cs | TRUE
98 | LV_616-30_0_5_line_98 |  | 90 | 91 | 0.013374 | 0.125 | 0.08 | 261 | 0 | 0.364 | 1 | 1 | cs | TRUE
99 | LV_616-30_0_5_line_99 |  | 91 | 92 | 0.036193 | 0.125 | 0.08 | 261 | 0 | 0.364 | 1 | 2 | cs | TRUE
100 | LV_616-30_0_5_line_100 |  | 91 | 93 | 0.025183 | 0.125 | 0.08 | 261 | 0 | 0.364 | 1 | 1 | cs | TRUE
101 | LV_616-30_0_5_line_101 |  | 92 | 94 | 0.055522 | 0.125 | 0.08 | 261 | 0 | 0.364 | 1 | 1 | cs | TRUE
102 | LV_616-30_0_5_line_102 |  | 93 | 95 | 0.020303 | 0.125 | 0.08 | 261 | 0 | 0.364 | 1 | 1 | cs | TRUE
103 | LV_616-30_0_5_line_103 |  | 94 | 99 | 0.018465 | 0.125 | 0.08 | 261 | 0 | 0.364 | 1 | 1 | cs | TRUE
104 | LV_616-30_0_5_line_104 |  | 95 | 100 | 0.00011707 | 0.125 | 0.08 | 261 | 0 | 0.364 | 1 | 1 | cs | TRUE
105 | LV_616-30_0_5_line_105 |  | 96 | 97 | 0.003232 | 0.125 | 0.08 | 261 | 0 | 0.364 | 1 | 1 | cs | TRUE
106 | LV_616-30_0_5_line_106 |  | 96 | 98 | 0.042399 | 0.125 | 0.08 | 261 | 0 | 0.364 | 1 | 1 | cs | TRUE
107 | LV_616-30_0_5_line_107 |  | 98 | 101 | 0.015286 | 0.125 | 0.08 | 261 | 0 | 0.364 | 1 | 1 | cs | TRUE
108 | LV_616-30_0_5_line_108 |  | 98 | 102 | 0.0086724 | 0.125 | 0.08 | 261 | 0 | 0.364 | 1 | 1 | cs | TRUE
109 | LV_616-30_0_5_line_109 |  | 99 | 103 | 0.028855 | 0.125 | 0.08 | 261 | 0 | 0.364 | 1 | 1 | cs | TRUE
110 | LV_616-30_0_5_line_110 |  | 100 | 104 | 0.0001139 | 0.125 | 0.08 | 261 | 0 | 0.364 | 1 | 1 | cs | TRUE
111 | LV_616-30_0_5_line_111 |  | 102 | 111 | 0.013413 | 0.125 | 0.08 | 261 | 0 | 0.364 | 1 | 1 | cs | TRUE
112 | LV_616-30_0_5_line_112 |  | 103 | 165 | 0.019042 | 0.125 | 0.08 | 261 | 0 | 0.364 | 1 | 1 | cs | TRUE
113 | LV_616-30_0_5_line_113 |  | 105 | 106 | 0.0069365 | 0.125 | 0.08 | 261 | 0 | 0.364 | 1 | 1 | cs | TRUE
114 | LV_616-30_0_5_line_114 |  | 106 | 107 | 0.0035926 | 0.125 | 0.08 | 261 | 0 | 0.364 | 1 | 1 | cs | TRUE
115 | LV_616-30_0_5_line_115 |  | 107 | 108 | 0.0013963 | 0.125 | 0.08 | 261 | 0 | 0.364 | 1 | 1 | cs | TRUE
116 | LV_616-30_0_5_line_116 |  | 108 | 109 | 0.0012303 | 0.125 | 0.08 | 261 | 0 | 0.364 | 1 | 1 | cs | TRUE
117 | LV_616-30_0_5_line_117 |  | 109 | 110 | 0.011513 | 0.125 | 0.08 | 261 | 0 | 0.364 | 1 | 1 | cs | TRUE
118 | LV_616-30_0_5_line_118 |  | 111 | 112 | 0.01545 | 0.125 | 0.08 | 261 | 0 | 0.364 | 1 | 1 | cs | TRUE
119 | LV_616-30_0_5_line_119 |  | 112 | 113 | 0.017808 | 0.125 | 0.08 | 261 | 0 | 0.364 | 1 | 1 | cs | TRUE
120 | LV_616-30_0_5_line_120 |  | 113 | 114 | 0.026107 | 0.125 | 0.08 | 261 | 0 | 0.364 | 1 | 1 | cs | TRUE
121 | LV_616-30_0_5_line_121 |  | 114 | 115 | 0.01153 | 0.125 | 0.08 | 261 | 0 | 0.364 | 1 | 1 | cs | TRUE
122 | LV_616-30_0_5_line_122 |  | 115 | 124 | 0.014294 | 0.125 | 0.08 | 261 | 0 | 0.364 | 1 | 1 | cs | TRUE
123 | LV_616-30_0_5_line_123 |  | 116 | 117 | 0.004113 | 0.125 | 0.08 | 261 | 0 | 0.364 | 1 | 1 | cs | TRUE
124 | LV_616-30_0_5_line_124 |  | 116 | 118 | 0.036864 | 0.125 | 0.08 | 261 | 0 | 0.364 | 1 | 1 | cs | TRUE
125 | LV_616-30_0_5_line_125 |  | 118 | 125 | 0.003388 | 0.125 | 0.08 | 261 | 0 | 0.364 | 1 | 1 | cs | TRUE
126 | LV_616-30_0_5_line_126 |  | 118 | 126 | 0.11898 | 0.125 | 0.08 | 261 | 0 | 0.364 | 1 | 1 | cs | TRUE
127 | LV_616-30_0_5_line_127 |  | 118 | 127 | 0.042904 | 0.125 | 0.08 | 261 | 0 | 0.364 | 1 | 1 | cs | TRUE
128 | LV_616-30_0_5_line_128 |  | 119 | 120 | 0.034861 | 0.125 | 0.08 | 261 | 0 | 0.364 | 1 | 1 | cs | TRUE
129 | LV_616-30_0_5_line_129 |  | 119 | 121 | 0.02328 | 0.125 | 0.08 | 261 | 0 | 0.364 | 1 | 1 | cs | TRUE
130 | LV_616-30_0_5_line_130 |  | 120 | 122 | 0.014909 | 0.125 | 0.08 | 261 | 0 | 0.364 | 1 | 1 | cs | TRUE
131 | LV_616-30_0_5_line_131 |  | 120 | 123 | 0.0064415 | 0.125 | 0.08 | 261 | 0 | 0.364 | 1 | 1 | cs | TRUE
132 | LV_616-30_0_5_line_132 |  | 121 | 124 | 0.0085683 | 0.125 | 0.08 | 261 | 0 | 0.364 | 1 | 1 | cs | TRUE
133 | LV_616-30_0_5_line_133 |  | 123 | 127 | 0.08054 | 0.125 | 0.08 | 261 | 0 | 0.364 | 1 | 1 | cs | TRUE
134 | LV_616-30_0_5_line_134 |  | 126 | 130 | 0.034063 | 0.125 | 0.08 | 261 | 0 | 0.364 | 1 | 1 | cs | TRUE
135 | LV_616-30_0_5_line_135 |  | 127 | 166 | 0.006557 | 0.125 | 0.08 | 261 | 0 | 0.364 | 1 | 1 | cs | TRUE
136 | LV_616-30_0_5_line_136 |  | 128 | 129 | 0.022868 | 0.125 | 0.08 | 261 | 0 | 0.364 | 1 | 1 | cs | TRUE
137 | LV_616-30_0_5_line_137 |  | 128 | 130 | 0.055168 | 0.125 | 0.08 | 261 | 0 | 0.364 | 1 | 1 | cs | TRUE
138 | LV_616-30_0_5_line_138 |  | 129 | 160 | 0.007665 | 0.125 | 0.08 | 261 | 0 | 0.364 | 1 | 1 | cs | TRUE
139 | LV_616-30_0_5_line_139 |  | 131 | 132 | 0.009614 | 0.125 | 0.08 | 261 | 0 | 0.364 | 1 | 1 | cs | TRUE
140 | LV_616-30_0_5_line_140 |  | 131 | 133 | 0.034219 | 0.125 | 0.08 | 261 | 0 | 0.364 | 1 | 1 | cs | TRUE
141 | LV_616-30_0_5_line_141 |  | 133 | 158 | 0.014905 | 0.125 | 0.08 | 261 | 0 | 0.364 | 1 | 1 | cs | TRUE
142 | LV_616-30_0_5_line_142 |  | 134 | 156 | 0.011396 | 0.125 | 0.08 | 261 | 0 | 0.364 | 1 | 1 | cs | TRUE
143 | LV_616-30_0_5_line_143 |  | 135 | 136 | 0.019161 | 0.125 | 0.08 | 261 | 0 | 0.364 | 1 | 1 | cs | TRUE
144 | LV_616-30_0_5_line_144 |  | 135 | 137 | 0.019202 | 0.125 | 0.08 | 261 | 0 | 0.364 | 1 | 1 | cs | TRUE
145 | LV_616-30_0_5_line_145 |  | 137 | 138 | 0.018355 | 0.125 | 0.08 | 261 | 0 | 0.364 | 1 | 1 | cs | TRUE
146 | LV_616-30_0_5_line_146 |  | 138 | 139 | 0.021405 | 0.125 | 0.08 | 261 | 0 | 0.364 | 1 | 1 | cs | TRUE
147 | LV_616-30_0_5_line_147 |  | 139 | 140 | 0.0026915 | 0.125 | 0.08 | 261 | 0 | 0.364 | 1 | 1 | cs | TRUE
148 | LV_616-30_0_5_line_148 |  | 139 | 141 | 0.003321 | 0.125 | 0.08 | 261 | 0 | 0.364 | 1 | 1 | cs | TRUE
149 | LV_616-30_0_5_line_149 |  | 140 | 142 | 0.020896 | 0.125 | 0.08 | 261 | 0 | 0.364 | 1 | 1 | cs | TRUE
150 | LV_616-30_0_5_line_150 |  | 141 | 143 | 0.0078926 | 0.125 | 0.08 | 261 | 0 | 0.364 | 1 | 1 | cs | TRUE
151 | LV_616-30_0_5_line_151 |  | 144 | 146 | 0.018775 | 0.125 | 0.08 | 261 | 0 | 0.364 | 1 | 1 | cs | TRUE
152 | LV_616-30_0_5_line_152 |  | 145 | 147 | 0.0070271 | 0.125 | 0.08 | 261 | 0 | 0.364 | 1 | 1 | cs | TRUE
153 | LV_616-30_0_5_line_153 |  | 146 | 154 | 0.0014756 | 0.125 | 0.08 | 261 | 0 | 0.364 | 1 | 1 | cs | TRUE
154 | LV_616-30_0_5_line_154 |  | 147 | 161 | 0.0078891 | 0.125 | 0.08 | 261 | 0 | 0.364 | 1 | 1 | cs | TRUE
155 | LV_616-30_0_5_line_155 |  | 148 | 151 | 0.019127 | 0.125 | 0.08 | 261 | 0 | 0.364 | 1 | 1 | cs | TRUE
156 | LV_616-30_0_5_line_156 |  | 149 | 150 | 0.019054 | 0.125 | 0.08 | 261 | 0 | 0.364 | 1 | 1 | cs | TRUE
157 | LV_616-30_0_5_line_157 |  | 151 | 152 | 0.021255 | 0.125 | 0.08 | 261 | 0 | 0.364 | 1 | 1 | cs | TRUE
158 | LV_616-30_0_5_line_158 |  | 152 | 153 | 0.019575 | 0.125 | 0.08 | 261 | 0 | 0.364 | 1 | 1 | cs | TRUE
159 | LV_616-30_0_5_line_159 |  | 154 | 155 | 0.00078702 | 0.125 | 0.08 | 261 | 0 | 0.364 | 1 | 1 | cs | TRUE
160 | LV_616-30_0_5_line_160 |  | 155 | 156 | 0.019187 | 0.125 | 0.08 | 261 | 0 | 0.364 | 1 | 1 | cs | TRUE
161 | LV_616-30_0_5_line_161 |  | 157 | 158 | 0.025601 | 0.125 | 0.08 | 261 | 0 | 0.364 | 1 | 1 | cs | TRUE
162 | LV_616-30_0_5_line_162 |  | 157 | 159 | 0.0029855 | 0.125 | 0.08 | 261 | 0 | 0.364 | 1 | 1 | cs | TRUE
163 | LV_616-30_0_5_line_163 |  | 161 | 162 | 0.0080727 | 0.125 | 0.08 | 261 | 0 | 0.364 | 1 | 1 | cs | TRUE
164 | LV_616-30_0_5_line_164 |  | 162 | 163 | 0.022294 | 0.125 | 0.08 | 261 | 0 | 0.364 | 1 | 1 | cs | TRUE
165 | LV_616-30_0_5_line_165 |  | 164 | 165 | 0.018306 | 0.125 | 0.08 | 261 | 0 | 0.364 | 1 | 1 | cs | TRUE

## trafo
| name | std_type | hv_bus | lv_bus | sn_mva | vn_hv_kv | vn_lv_kv | vk_percent | vkr_percent | pfe_kw | i0_percent | shift_degree | tap_side | tap_neutral | tap_min | tap_max | tap_step_percent | tap_step_degree | tap_pos | tap_phase_shifter | parallel | df | in_service
0 | LV_616-30_0_5_trafo_37 | 0.63 MVA 20/0.4 kV | 167 | 49 | 0.63 | 20 | 0.4 | 6 | 1.206 | 1.65 | 0.2619 | 150 | hv | 0 | -2 | 2 | 2.5 | 0 | 0 | FALSE | 1 | 1 | TRUE

## line_geodata
| x0 | y0 | x1 | y1 | x2 | y2 | x3 | y3 | x4 | y4 | x5 | y5 | x6 | y6 | x7 | y7 | x8 | y8 | x9 | y9
0 | 2608305.1509 | 1191167.3683 | 2608305.1509 | 1191167.3683 | 2608310.1179 | 1191170.1433 | 2608315.8081 | 1191173.8807
1 | 2608305.1509 | 1191167.3683 | 2608305.3855 | 1191163.122 | 2608304.6115 | 1191162.6567
2 | 2608315.8081 | 1191173.8807 | 2608322.9067 | 1191178.5431 | 2608326.6145 | 1191180.8593
3 | 2608302.9863 | 1191161.6796 | 2608304.6115 | 1191162.6567
4 | 2608326.6145 | 1191180.8593 | 2608343.2203 | 1191191.2327
5 | 2608301.2761 | 1191160.6515 | 2608302.9863 | 1191161.6796
6 | 2608346.7776 | 1191193.4532 | 2608345.5758 | 1191192.7041 | 2608343.2203 | 1191191.2327
7 | 2608301.2761 | 1191160.6515 | 2608299.2175 | 1191159.4139
8 | 2608346.7776 | 1191193.4532 | 2608359.5025 | 1191201.3847
9 | 2608371.6108 | 1191208.5809 | 2608367.4373 | 1191206.3304 | 2608359.5025 | 1191201.3847
10 | 2608391.7238 | 1191219.4266 | 2608371.6108 | 1191208.5809
11 | 2608391.7238 | 1191219.4266 | 2608397.3628 | 1191205.3177
12 | 2608391.7238 | 1191219.4266 | 2608399.2739 | 1191223.1168 | 2608407.3274 | 1191226.5854 | 2608412.7786 | 1191228.3292
13 | 2608397.9846 | 1191203.762 | 2608397.3628 | 1191205.3177
14 | 2608412.7786 | 1191228.3292 | 2608420.3812 | 1191230.7613 | 2608421.3277 | 1191230.9717
15 | 2608412.3565 | 1191175.543 | 2608407.5546 | 1191183.9411 | 2608401.8531 | 1191194.0829 | 2608397.9846 | 1191203.762
16 | 2608421.3277 | 1191230.9717 | 2608428.6292 | 1191232.5946
17 | 2608442.6447 | 1191234.7501 | 2608442.1013 | 1191247.167
18 | 2608442.1013 | 1191247.167 | 2608454.4599 | 1191250.3174
19 | 2608442.6447 | 1191234.7501 | 2608444.3457 | 1191228.627 | 2608447.1252 | 1191220.0153
20 | 2608442.6447 | 1191234.7501 | 2608432.2096 | 1191233.3903 | 2608428.6292 | 1191232.5946
21 | 2608454.4599 | 1191250.3174 | 2608472.8644 | 1191255.0091
22 | 2608423.3441 | 1191156.3264 | 2608412.3565 | 1191175.543
23 | 2608601.6796 | 1191179.468 | 2608589.2694 | 1191189.1554 | 2608588.5886 | 1191189.8509
24 | 2608601.6796 | 1191179.468 | 2608592.5274 | 1191176.6424 | 2608574.8592 | 1191171.7898
25 | 2608631.9503 | 1191208.6488 | 2608636.3799 | 1191197.9495 | 2608636.2542 | 1191195.1701 | 2608635.4347 | 1191192.4675 | 2608633.8753 | 1191190.0751 | 2608632.033 | 1191188.216 | 2608629.8097 | 1191186.1784 | 2608613.3177 | 1191181.9859 | 2608608.7679 | 1191180.8344 | 2608601.6796 | 1191179.468
26 | 2608447.1252 | 1191220.0153 | 2608464.8721 | 1191225.2732
27 | 2608447.1252 | 1191220.0153 | 2608455.888 | 1191207.0208 | 2608457.0787 | 1191205.137
28 | 2608472.8644 | 1191255.0091 | 2608491.6111 | 1191259.788
29 | 2608423.3441 | 1191156.3264 | 2608426.3054 | 1191151.1416
30 | 2608423.3441 | 1191156.3264 | 2608401.1729 | 1191144.0715
31 | 2608388.3533 | 1191136.9855 | 2608395.0652 | 1191140.6955
32 | 2608401.1729 | 1191144.0715 | 2608395.0652 | 1191140.6955
33 | 2608388.3533 | 1191136.9855 | 2608376.9186 | 1191130.6651
34 | 2608376.9186 | 1191130.6651 | 2608376.2803 | 1191130.3123
35 | 2608364.734 | 1191123.9301 | 2608376.2803 | 1191130.3123
36 | 2608426.3054 | 1191151.1416 | 2608428.1099 | 1191147.9823
37 | 2608348.1157 | 1191114.7445 | 2608364.734 | 1191123.9301
38 | 2608431.3 | 1191142.3969 | 2608428.1099 | 1191147.9823
39 | 2608348.1157 | 1191114.7445 | 2608348.1157 | 1191114.7445 | 2608348.6207 | 1191111.9816
40 | 2608432.4189 | 1191141.0264 | 2608431.3 | 1191142.3969 | 2608431.3 | 1191142.3969
41 | 2608348.6207 | 1191111.9816 | 2608349.5838 | 1191106.7131
42 | 2608350.0132 | 1191104.3639 | 2608349.5838 | 1191106.7131
43 | 2608407.3393 | 1191080.4745 | 2608410.3753 | 1191076.9542
44 | 2608411.5711 | 1191075.5676 | 2608410.3753 | 1191076.9542
45 | 2608411.5711 | 1191075.5676 | 2608426.6791 | 1191061.1701 | 2608427.1564 | 1191060.6601
46 | 2608399.7836 | 1191065.2124 | 2608411.5711 | 1191075.5676
47 | 2608427.1564 | 1191060.6601 | 2608432.6142 | 1191054.8286
48 | 2608446.7373 | 1191039.7385 | 2608432.6142 | 1191054.8286
49 | 2608446.7373 | 1191039.7385 | 2608449.3106 | 1191036.989 | 2608455.4138 | 1191030.0983
50 | 2608475.1555 | 1191004.8418 | 2608471.2676 | 1191010.0279 | 2608465.8745 | 1191017.502 | 2608458.4663 | 1191026.652 | 2608455.4138 | 1191030.0983
51 | 2608455.823 | 1191101.5454 | 2608453.9128 | 1191104.5758
52 | 2608465.3507 | 1191086.4486 | 2608455.8454 | 1191101.5098 | 2608455.823 | 1191101.5454
53 | 2608443.7449 | 1191129.6409 | 2608442.8622 | 1191128.4391 | 2608442.775 | 1191125.3484 | 2608443.198 | 1191122.7477 | 2608444.6975 | 1191119.0034 | 2608448.625 | 1191112.7278 | 2608451.5817 | 1191108.274 | 2608453.9128 | 1191104.5758
54 | 2608465.3507 | 1191086.4486 | 2608468.3822 | 1191081.6405
55 | 2608465.3507 | 1191086.4486 | 2608460.4211 | 1191078.7821 | 2608463.4429 | 1191070.4422
56 | 2608443.7449 | 1191129.6409 | 2608446.0512 | 1191132.29 | 2608448.6639 | 1191133.9501 | 2608451.5127 | 1191135.755 | 2608456.2069 | 1191137.2958 | 2608462.5074 | 1191139.7524
57 | 2608443.7449 | 1191129.6409 | 2608437.6601 | 1191135.7245 | 2608433.8202 | 1191139.3099 | 2608432.4189 | 1191141.0264
58 | 2608468.3822 | 1191081.6405 | 2608468.6211 | 1191081.2616 | 2608487.2895 | 1191052.9572
59 | 2608464.15 | 1191068.4906 | 2608463.4429 | 1191070.4422
60 | 2608489.1744 | 1191050.0993 | 2608487.2895 | 1191052.9572
61 | 2608491.0901 | 1191047.1947 | 2608489.1744 | 1191050.0993
62 | 2608495.8608 | 1191152.1259 | 2608503.7109 | 1191153.949
63 | 2608495.8608 | 1191152.1259 | 2608492.8622 | 1191159.281 | 2608491.0345 | 1191161.5127
64 | 2608503.7109 | 1191153.949 | 2608520.3667 | 1191157.8147
65 | 2608503.7109 | 1191153.949 | 2608506.0134 | 1191140.2258
66 | 2608479.5227 | 1191175.5691 | 2608491.0345 | 1191161.5127
67 | 2608507.5486 | 1191022.2409 | 2608491.0901 | 1191047.1947
68 | 2608524.8924 | 1191158.8651 | 2608520.3667 | 1191157.8147
69 | 2608506.0134 | 1191140.2258 | 2608508.8551 | 1191123.2885
70 | 2608479.5227 | 1191175.5691 | 2608478.0152 | 1191177.4098
71 | 2608507.5486 | 1191022.2409 | 2608525.9245 | 1191034.0986
72 | 2608507.5486 | 1191022.2409 | 2608507.7018 | 1191022.0009
73 | 2608538.3606 | 1191040.1614 | 2608537.2266 | 1191040.1145 | 2608534.6123 | 1191039.6327 | 2608532.3423 | 1191038.2399 | 2608525.9245 | 1191034.0986
74 | 2608517.2985 | 1191006.9689 | 2608507.7018 | 1191022.0009
75 | 2608328.581 | 1191019.2963 | 2608321.4902 | 1191028.2957 | 2608319.1977 | 1191031.4862
76 | 2608314.7232 | 1191037.9051 | 2608315.7765 | 1191036.2475 | 2608319.1977 | 1191031.4862
77 | 2608332.1533 | 1191014.7623 | 2608328.581 | 1191019.2963
78 | 2608314.7232 | 1191037.9051 | 2608311.7827 | 1191042.5326
79 | 2608335.5638 | 1191010.4338 | 2608332.1533 | 1191014.7623
80 | 2608311.7827 | 1191042.5326 | 2608310.7795 | 1191044.1115 | 2608308.0403 | 1191049.0072
81 | 2608339.0275 | 1191006.0378 | 2608335.5638 | 1191010.4338
82 | 2608308.0403 | 1191049.0072 | 2608306.2549 | 1191052.1983 | 2608304.4731 | 1191056.1091 | 2608303.8774 | 1191057.6015
83 | 2608339.0275 | 1191006.0378 | 2608342.5335 | 1191001.588
84 | 2608342.5335 | 1191001.588 | 2608356.8916 | 1190983.3651
85 | 2608368.6595 | 1190968.4296 | 2608356.8916 | 1190983.3651
86 | 2608368.6595 | 1190968.4296 | 2608352.0937 | 1190961.8587 | 2608339.1254 | 1190956.0711 | 2608310.2963 | 1190941.1012 | 2608306.2113 | 1190939.995 | 2608301.8804 | 1190940.2225 | 2608297.4556 | 1190942.2508 | 2608294.1179 | 1190946.5818 | 2608287.7056 | 1190960.01
87 | 2608368.6595 | 1190968.4296 | 2608415.4487 | 1190908.3743 | 2608417.9701 | 1190910.0009 | 2608423.2562 | 1190913.6213 | 2608425.6171 | 1190915.4589
88 | 2608259.0061 | 1191020.1104 | 2608287.7056 | 1190960.01
89 | 2608425.6171 | 1190915.4589 | 2608440.0425 | 1190929.8175
90 | 2608425.6171 | 1190915.4589 | 2608434.3088 | 1190904.5513
91 | 2608425.6171 | 1190915.4589 | 2608412.0055 | 1190933.6049 | 2608411.9292 | 1190933.7065
92 | 2608440.519 | 1190930.2918 | 2608440.0425 | 1190929.8175
93 | 2608411.9292 | 1190933.7065 | 2608408.4077 | 1190938.3931
94 | 2608440.519 | 1190930.2918 | 2608459.3564 | 1190949.042
95 | 2608408.4077 | 1190938.3931 | 2608387.9066 | 1190965.6771 | 2608387.2025 | 1190967.5993 | 2608387.2462 | 1190969.0779 | 2608387.9151 | 1190970.5574 | 2608389.6359 | 1190972.1829 | 2608397.4988 | 1190978.8064
96 | 2608467.2581 | 1190998.5941 | 2608475.1555 | 1191004.8418
97 | 2608475.1555 | 1191004.8418 | 2608484.5406 | 1190991.6418
98 | 2608492.2903 | 1190980.7421 | 2608484.5406 | 1190991.6418
99 | 2608517.2985 | 1191006.9689 | 2608492.2903 | 1190980.7421
100 | 2608492.2903 | 1190980.7421 | 2608474.6941 | 1190964.3088 | 2608473.9096 | 1190963.5279
101 | 2608517.2985 | 1191006.9689 | 2608525.9253 | 1190993.3406 | 2608544.8738 | 1190964.5968 | 2608547.6777 | 1190960.4986
102 | 2608473.9096 | 1190963.5279 | 2608459.5201 | 1190949.205
103 | 2608547.6777 | 1190960.4986 | 2608563.0322 | 1190970.7551
104 | 2608459.5201 | 1190949.205 | 2608459.4371 | 1190949.1224
105 | 2608577.8306 | 1191003.7975 | 2608575.3328 | 1191001.7373
106 | 2608577.8306 | 1191003.7975 | 2608553.5442 | 1191038.5923
107 | 2608553.5442 | 1191038.5923 | 2608542.9982 | 1191039.9781 | 2608540.0092 | 1191040.2296 | 2608538.3606 | 1191040.1614
108 | 2608553.5442 | 1191038.5923 | 2608558.5145 | 1191039.0107 | 2608562.1691 | 1191039.4796
109 | 2608587.0261 | 1190986.7825 | 2608563.0322 | 1190970.7551
110 | 2608459.4371 | 1190949.1224 | 2608459.3564 | 1190949.042
111 | 2608562.1691 | 1191039.4796 | 2608566.3125 | 1191040.0112 | 2608571.8153 | 1191041.2085 | 2608575.1698 | 1191042.526
112 | 2608587.0261 | 1190986.7825 | 2608602.8606 | 1190997.3596
113 | 2608402.8039 | 1190983.2753 | 2608397.4988 | 1190978.8064
114 | 2608405.5516 | 1190985.5899 | 2608402.8039 | 1190983.2753
115 | 2608405.5516 | 1190985.5899 | 2608405.5516 | 1190985.5899 | 2608406.2437 | 1190986.8026
116 | 2608406.2437 | 1190986.8026 | 2608406.2437 | 1190986.8026 | 2608406.6309 | 1190987.9704
117 | 2608402.6212 | 1190998.5148 | 2608406.5276 | 1190990.9829 | 2608406.7202 | 1190989.5491 | 2608406.6309 | 1190987.9704 | 2608406.6309 | 1190987.9704
118 | 2608589.4165 | 1191048.4818 | 2608587.5499 | 1191047.6009 | 2608585.1957 | 1191046.4637 | 2608575.1698 | 1191042.526
119 | 2608588.0163 | 1191062.6984 | 2608585.3908 | 1191059.3707 | 2608583.4041 | 1191057.1111 | 2608586.0851 | 1191053.6242 | 2608588.491 | 1191050.615 | 2608589.4165 | 1191048.4818
120 | 2608588.0163 | 1191062.6984 | 2608586.05 | 1191067.5648 | 2608582.1162 | 1191072.7842 | 2608578.8363 | 1191079.2941 | 2608576.2043 | 1191085.816
121 | 2608576.2043 | 1191085.816 | 2608580.7789 | 1191091.0474 | 2608583.3209 | 1191094.8576
122 | 2608583.3209 | 1191094.8576 | 2608586.0054 | 1191098.8812 | 2608591.8818 | 1191105.4152 | 2608592.3554 | 1191105.8877
123 | 2608670.4324 | 1191057.0467 | 2608667.1882 | 1191054.5074
124 | 2608670.4324 | 1191057.0467 | 2608676.468 | 1191048.273 | 2608697.2813 | 1191064.3003
125 | 2608697.2813 | 1191064.3003 | 2608699.2599 | 1191061.5461
126 | 2608697.2813 | 1191064.3003 | 2608713.0455 | 1191076.4405 | 2608740.9678 | 1191042.6632 | 2608768.434 | 1191065.8486 | 2608756.2367 | 1191080.8276
127 | 2608697.2703 | 1191093.0709 | 2608706.2324 | 1191085.0574 | 2608713.0455 | 1191076.4405 | 2608697.2813 | 1191064.3003
128 | 2608609.0429 | 1191132.4316 | 2608615.7327 | 1191124.537 | 2608639.097 | 1191131.9521
129 | 2608609.0429 | 1191132.4316 | 2608606.9017 | 1191126.3031 | 2608602.9874 | 1191117.8153 | 2608598.4215 | 1191111.9391 | 2608598.4215 | 1191111.9391
130 | 2608639.097 | 1191131.9521 | 2608647.7752 | 1191119.8138
131 | 2608639.097 | 1191131.9521 | 2608645.4372 | 1191133.0904
132 | 2608598.4215 | 1191111.9391 | 2608592.3554 | 1191105.8877
133 | 2608697.2703 | 1191093.0709 | 2608682.6466 | 1191109.6363 | 2608679.9509 | 1191112.6896 | 2608672.5568 | 1191138.3702 | 2608668.7465 | 1191137.2752 | 2608645.4372 | 1191133.0904
134 | 2608756.2367 | 1191080.8276 | 2608736.188 | 1191105.467 | 2608734.8292 | 1191107.3191
135 | 2608697.2703 | 1191093.0709 | 2608692.3744 | 1191088.6949
136 | 2608712.0754 | 1191156.8257 | 2608690.0516 | 1191150.4462
137 | 2608712.0754 | 1191156.8257 | 2608722.4683 | 1191124.1681 | 2608734.8292 | 1191107.3191
138 | 2608690.0516 | 1191150.4462 | 2608692.2426 | 1191143.101
139 | 2608622.6682 | 1191206.0453 | 2608631.9503 | 1191208.6488
140 | 2608631.9503 | 1191208.6488 | 2608619.2646 | 1191240.4362
141 | 2608619.2646 | 1191240.4362 | 2608604.932 | 1191236.3469
142 | 2608574.8592 | 1191171.7898 | 2608563.8699 | 1191168.7715
143 | 2608520.1205 | 1191210.5516 | 2608538.6603 | 1191215.3915
144 | 2608520.1205 | 1191210.5516 | 2608501.5412 | 1191205.7013
145 | 2608483.7813 | 1191201.065 | 2608501.5412 | 1191205.7013
146 | 2608463.0703 | 1191195.6582 | 2608483.7813 | 1191201.065
147 | 2608463.0703 | 1191195.6582 | 2608464.7757 | 1191193.5759
148 | 2608463.0703 | 1191195.6582 | 2608461.2959 | 1191198.4654
149 | 2608478.0152 | 1191177.4098 | 2608464.7757 | 1191193.5759
150 | 2608457.0787 | 1191205.137 | 2608461.2959 | 1191198.4654
151 | 2608524.8924 | 1191158.8651 | 2608543.1817 | 1191163.1099
152 | 2608510.0179 | 1191116.3582 | 2608508.8551 | 1191123.2885
153 | 2608543.1817 | 1191163.1099 | 2608543.6622 | 1191163.2215 | 2608544.6094 | 1191163.4816
154 | 2608510.0179 | 1191116.3582 | 2608510.2692 | 1191114.86 | 2608510.1788 | 1191108.4907
155 | 2608464.8721 | 1191225.2732 | 2608483.2111 | 1191230.7065
156 | 2608510.0743 | 1191264.4947 | 2608491.6111 | 1191259.788
157 | 2608503.8974 | 1191235.5765 | 2608485.0531 | 1191231.2522 | 2608483.2111 | 1191230.7065
158 | 2608522.9768 | 1191239.9547 | 2608503.8974 | 1191235.5765
159 | 2608544.6094 | 1191163.4816 | 2608545.3683 | 1191163.6901
160 | 2608563.8699 | 1191168.7715 | 2608545.3683 | 1191163.6901
161 | 2608580.3131 | 1191229.3228 | 2608604.932 | 1191236.3469
162 | 2608577.4422 | 1191228.5037 | 2608580.3131 | 1191229.3228
163 | 2608510.1788 | 1191108.4907 | 2608510.0643 | 1191100.4188
164 | 2608518.5455 | 1191084.856 | 2608512.5606 | 1191084.9031 | 2608509.9017 | 1191088.9681 | 2608510.0643 | 1191100.4188
165 | 2608618.0831 | 1191007.5279 | 2608602.8606 | 1190997.3596

## bus_geodata
| x | y | coords
0 | 2608305.1509 | 1191167.3683
1 | 2608315.8081 | 1191173.8807
2 | 2608304.6115 | 1191162.6567
3 | 2608326.6145 | 1191180.8593
4 | 2608302.9863 | 1191161.6796
5 | 2608343.2203 | 1191191.2327
6 | 2608301.2761 | 1191160.6515
7 | 2608346.7776 | 1191193.4532
8 | 2608299.2175 | 1191159.4139
9 | 2608359.5025 | 1191201.3847
10 | 2608371.6108 | 1191208.5809
11 | 2608391.7238 | 1191219.4266
12 | 2608397.3628 | 1191205.3177
13 | 2608412.7786 | 1191228.3292
14 | 2608397.9846 | 1191203.762
15 | 2608421.3277 | 1191230.9717
16 | 2608442.1013 | 1191247.167
17 | 2608442.6447 | 1191234.7501
18 | 2608454.4599 | 1191250.3174
19 | 2608412.3565 | 1191175.543
20 | 2608428.6292 | 1191232.5946
21 | 2608588.5886 | 1191189.8509
22 | 2608601.6796 | 1191179.468
23 | 2608447.1252 | 1191220.0153
24 | 2608472.8644 | 1191255.0091
25 | 2608423.3441 | 1191156.3264
26 | 2608395.0652 | 1191140.6955
27 | 2608388.3533 | 1191136.9855
28 | 2608401.1729 | 1191144.0715
29 | 2608376.9186 | 1191130.6651
30 | 2608376.2803 | 1191130.3123
31 | 2608426.3054 | 1191151.1416
32 | 2608364.734 | 1191123.9301
33 | 2608428.1099 | 1191147.9823
34 | 2608348.1157 | 1191114.7445
35 | 2608431.3 | 1191142.3969
36 | 2608348.6207 | 1191111.9816
37 | 2608349.5838 | 1191106.7131
38 | 2608350.0132 | 1191104.3639
39 | 2608410.3753 | 1191076.9542
40 | 2608407.3393 | 1191080.4745
41 | 2608411.5711 | 1191075.5676
42 | 2608427.1564 | 1191060.6601
43 | 2608399.7836 | 1191065.2125
44 | 2608432.6142 | 1191054.8286
45 | 2608446.7373 | 1191039.7385
46 | 2608455.4138 | 1191030.0983
47 | 2608455.823 | 1191101.5454
48 | 2608453.9128 | 1191104.5758
49 | 2608465.3507 | 1191086.4486
50 | 2608443.7449 | 1191129.6409
51 | 2608468.3822 | 1191081.6405
52 | 2608463.4429 | 1191070.4422
53 | 2608462.5074 | 1191139.7524
54 | 2608432.4189 | 1191141.0264
55 | 2608487.2895 | 1191052.9572
56 | 2608464.15 | 1191068.4906
57 | 2608489.1744 | 1191050.0993
58 | 2608495.8608 | 1191152.1259
59 | 2608503.7109 | 1191153.949
60 | 2608491.0345 | 1191161.5127
61 | 2608491.0901 | 1191047.1947
62 | 2608520.3667 | 1191157.8147
63 | 2608506.0134 | 1191140.2258
64 | 2608479.5227 | 1191175.5691
65 | 2608507.5486 | 1191022.2409
66 | 2608525.9245 | 1191034.0986
67 | 2608507.7018 | 1191022.0009
68 | 2608319.1977 | 1191031.4862
69 | 2608328.581 | 1191019.2963
70 | 2608314.7232 | 1191037.9051
71 | 2608332.1533 | 1191014.7623
72 | 2608311.7827 | 1191042.5326
73 | 2608335.5638 | 1191010.4338
74 | 2608308.0403 | 1191049.0072
75 | 2608339.0275 | 1191006.0378
76 | 2608303.8774 | 1191057.6015
77 | 2608342.5335 | 1191001.588
78 | 2608356.8916 | 1190983.3651
79 | 2608368.6595 | 1190968.4296
80 | 2608287.7056 | 1190960.0099
81 | 2608425.6171 | 1190915.4589
82 | 2608259.0061 | 1191020.1104
83 | 2608440.0425 | 1190929.8175
84 | 2608434.3088 | 1190904.5513
85 | 2608411.9292 | 1190933.7065
86 | 2608440.519 | 1190930.2918
87 | 2608408.4077 | 1190938.3931
88 | 2608475.1555 | 1191004.8418
89 | 2608467.2581 | 1190998.5941
90 | 2608484.5406 | 1190991.6418
91 | 2608492.2903 | 1190980.7421
92 | 2608517.2985 | 1191006.9689
93 | 2608473.9096 | 1190963.5279
94 | 2608547.6777 | 1190960.4986
95 | 2608459.5201 | 1190949.205
96 | 2608577.8306 | 1191003.7975
97 | 2608575.3328 | 1191001.7373
98 | 2608553.5442 | 1191038.5923
99 | 2608563.0322 | 1190970.7551
100 | 2608459.4371 | 1190949.1224
101 | 2608538.3606 | 1191040.1614
102 | 2608562.1691 | 1191039.4796
103 | 2608587.0261 | 1190986.7825
104 | 2608459.3564 | 1190949.042
105 | 2608397.4988 | 1190978.8064
106 | 2608402.8039 | 1190983.2753
107 | 2608405.5516 | 1190985.5898
108 | 2608406.2437 | 1190986.8026
109 | 2608406.6309 | 1190987.9704
110 | 2608402.6212 | 1190998.5148
111 | 2608575.1698 | 1191042.526
112 | 2608589.4165 | 1191048.4818
113 | 2608588.0163 | 1191062.6984
114 | 2608576.2043 | 1191085.816
115 | 2608583.3209 | 1191094.8576
116 | 2608670.4324 | 1191057.0467
117 | 2608667.1882 | 1191054.5074
118 | 2608697.2813 | 1191064.3003
119 | 2608609.0429 | 1191132.4316
120 | 2608639.0971 | 1191131.9521
121 | 2608598.4215 | 1191111.9391
122 | 2608647.7752 | 1191119.8138
123 | 2608645.4372 | 1191133.0904
124 | 2608592.3554 | 1191105.8877
125 | 2608699.2599 | 1191061.5461
126 | 2608756.2367 | 1191080.8276
127 | 2608697.2703 | 1191093.0709
128 | 2608712.0754 | 1191156.8257
129 | 2608690.0516 | 1191150.4462
130 | 2608734.8292 | 1191107.3191
131 | 2608631.9503 | 1191208.6488
132 | 2608622.6682 | 1191206.0453
133 | 2608619.2646 | 1191240.4362
134 | 2608574.8592 | 1191171.7898
135 | 2608520.1205 | 1191210.5516
136 | 2608538.6603 | 1191215.3915
137 | 2608501.5412 | 1191205.7013
138 | 2608483.7813 | 1191201.065
139 | 2608463.0703 | 1191195.6582
140 | 2608464.7757 | 1191193.5759
141 | 2608461.2959 | 1191198.4654
142 | 2608478.0152 | 1191177.4098
143 | 2608457.0787 | 1191205.137
144 | 2608524.8924 | 1191158.8651
145 | 2608508.8551 | 1191123.2885
146 | 2608543.1817 | 1191163.1099
147 | 2608510.0179 | 1191116.3582
148 | 2608464.8721 | 1191225.2732
149 | 2608491.6111 | 1191259.788
150 | 2608510.0743 | 1191264.4947
151 | 2608483.2111 | 1191230.7065
152 | 2608503.8974 | 1191235.5765
153 | 2608522.9768 | 1191239.9547
154 | 2608544.6094 | 1191163.4816
155 | 2608545.3683 | 1191163.6901
156 | 2608563.8699 | 1191168.7715
157 | 2608580.3131 | 1191229.3228
158 | 2608604.932 | 1191236.3469
159 | 2608577.4422 | 1191228.5037
160 | 2608692.2426 | 1191143.101
161 | 2608510.1788 | 1191108.4907
162 | 2608510.0643 | 1191100.4188
163 | 2608518.5455 | 1191084.856
164 | 2608618.0831 | 1191007.5279
165 | 2608602.8606 | 1190997.3596
166 | 2608692.3744 | 1191088.6949
167 | 2608465.2965 | 1191065.3263

## line_std_types
| c_nf_per_km | r_ohm_per_km | x_ohm_per_km | max_i_ka | type | q_mm2 | alpha | voltage_rating
NAYY 4x50 SE | 210 | 0.642 | 0.083 | 0.142 | cs | 50 | 0.00403 | LV
NAYY 4x120 SE | 264 | 0.225 | 0.08 | 0.242 | cs | 120 | 0.00403 | LV
NAYY 4x150 SE | 261 | 0.208 | 0.08 | 0.27 | cs | 150 | 0.00403 | LV
NA2XS2Y 1x95 RM/25 12/20 kV | 216 | 0.313 | 0.132 | 0.252 | cs | 95 | 0.00403 | MV
NA2XS2Y 1x185 RM/25 12/20 kV | 273 | 0.161 | 0.117 | 0.362 | cs | 185 | 0.00403 | MV
NA2XS2Y 1x240 RM/25 12/20 kV | 304 | 0.122 | 0.112 | 0.421 | cs | 240 | 0.00403 | MV
NA2XS2Y 1x95 RM/25 6/10 kV | 315 | 0.313 | 0.123 | 0.249 | cs | 95 | 0.00403 | MV
NA2XS2Y 1x185 RM/25 6/10 kV | 406 | 0.161 | 0.11 | 0.358 | cs | 185 | 0.00403 | MV
NA2XS2Y 1x240 RM/25 6/10 kV | 456 | 0.122 | 0.105 | 0.416 | cs | 240 | 0.00403 | MV
NA2XS2Y 1x150 RM/25 12/20 kV | 250 | 0.206 | 0.116 | 0.319 | cs | 150 | 0.00403 | MV
NA2XS2Y 1x120 RM/25 12/20 kV | 230 | 0.253 | 0.119 | 0.283 | cs | 120 | 0.00403 | MV
NA2XS2Y 1x70 RM/25 12/20 kV | 190 | 0.443 | 0.132 | 0.22 | cs | 70 | 0.00403 | MV
NA2XS2Y 1x150 RM/25 6/10 kV | 360 | 0.206 | 0.11 | 0.315 | cs | 150 | 0.00403 | MV
NA2XS2Y 1x120 RM/25 6/10 kV | 340 | 0.253 | 0.113 | 0.28 | cs | 120 | 0.00403 | MV
NA2XS2Y 1x70 RM/25 6/10 kV | 280 | 0.443 | 0.123 | 0.217 | cs | 70 | 0.00403 | MV
N2XS(FL)2Y 1x120 RM/35 64/110 kV | 112 | 0.153 | 0.166 | 0.366 | cs | 120 | 0.00393 | HV
N2XS(FL)2Y 1x185 RM/35 64/110 kV | 125 | 0.099 | 0.156 | 0.457 | cs | 185 | 0.00393 | HV
N2XS(FL)2Y 1x240 RM/35 64/110 kV | 135 | 0.075 | 0.149 | 0.526 | cs | 240 | 0.00393 | HV
N2XS(FL)2Y 1x300 RM/35 64/110 kV | 144 | 0.06 | 0.144 | 0.588 | cs | 300 | 0.00393 | HV
15-AL1/3-ST1A 0.4 | 11 | 1.8769 | 0.35 | 0.105 | ol | 16 | 0.00403 | LV
24-AL1/4-ST1A 0.4 | 11.25 | 1.2012 | 0.335 | 0.14 | ol | 24 | 0.00403 | LV
48-AL1/8-ST1A 0.4 | 12.2 | 0.5939 | 0.3 | 0.21 | ol | 48 | 0.00403 | LV
94-AL1/15-ST1A 0.4 | 13.2 | 0.306 | 0.29 | 0.35 | ol | 94 | 0.00403 | LV
34-AL1/6-ST1A 10.0 | 9.7 | 0.8342 | 0.36 | 0.17 | ol | 34 | 0.00403 | MV
48-AL1/8-ST1A 10.0 | 10.1 | 0.5939 | 0.35 | 0.21 | ol | 48 | 0.00403 | MV
70-AL1/11-ST1A 10.0 | 10.4 | 0.4132 | 0.339 | 0.29 | ol | 70 | 0.00403 | MV
94-AL1/15-ST1A 10.0 | 10.75 | 0.306 | 0.33 | 0.35 | ol | 94 | 0.00403 | MV
122-AL1/20-ST1A 10.0 | 11.1 | 0.2376 | 0.323 | 0.41 | ol | 122 | 0.00403 | MV
149-AL1/24-ST1A 10.0 | 11.25 | 0.194 | 0.315 | 0.47 | ol | 149 | 0.00403 | MV
34-AL1/6-ST1A 20.0 | 9.15 | 0.8342 | 0.382 | 0.17 | ol | 34 | 0.00403 | MV
48-AL1/8-ST1A 20.0 | 9.5 | 0.5939 | 0.372 | 0.21 | ol | 48 | 0.00403 | MV
70-AL1/11-ST1A 20.0 | 9.7 | 0.4132 | 0.36 | 0.29 | ol | 70 | 0.00403 | MV
94-AL1/15-ST1A 20.0 | 10 | 0.306 | 0.35 | 0.35 | ol | 94 | 0.00403 | MV
122-AL1/20-ST1A 20.0 | 10.3 | 0.2376 | 0.344 | 0.41 | ol | 122 | 0.00403 | MV
149-AL1/24-ST1A 20.0 | 10.5 | 0.194 | 0.337 | 0.47 | ol | 149 | 0.00403 | MV
184-AL1/30-ST1A 20.0 | 10.75 | 0.1571 | 0.33 | 0.535 | ol | 184 | 0.00403 | MV
243-AL1/39-ST1A 20.0 | 11 | 0.1188 | 0.32 | 0.645 | ol | 243 | 0.00403 | MV
48-AL1/8-ST1A 110.0 | 8 | 0.5939 | 0.46 | 0.21 | ol | 48 | 0.00403 | HV
70-AL1/11-ST1A 110.0 | 8.4 | 0.4132 | 0.45 | 0.29 | ol | 70 | 0.00403 | HV
94-AL1/15-ST1A 110.0 | 8.65 | 0.306 | 0.44 | 0.35 | ol | 94 | 0.00403 | HV
122-AL1/20-ST1A 110.0 | 8.5 | 0.2376 | 0.43 | 0.41 | ol | 122 | 0.00403 | HV
149-AL1/24-ST1A 110.0 | 8.75 | 0.194 | 0.41 | 0.47 | ol | 149 | 0.00403 | HV
184-AL1/30-ST1A 110.0 | 8.8 | 0.1571 | 0.4 | 0.535 | ol | 184 | 0.00403 | HV
243-AL1/39-ST1A 110.0 | 9 | 0.1188 | 0.39 | 0.645 | ol | 243 | 0.00403 | HV
305-AL1/39-ST1A 110.0 | 9.2 | 0.0949 | 0.38 | 0.74 | ol | 305 | 0.00403 | HV
490-AL1/64-ST1A 110.0 | 9.75 | 0.059 | 0.37 | 0.96 | ol | 490 | 0.00403 | HV
679-AL1/86-ST1A 110.0 | 9.95 | 0.042 | 0.36 | 1.15 | ol | 679 | 0.00403 | HV
490-AL1/64-ST1A 220.0 | 10 | 0.059 | 0.285 | 0.96 | ol | 490 | 0.00403 | HV
679-AL1/86-ST1A 220.0 | 11.7 | 0.042 | 0.275 | 1.15 | ol | 679 | 0.00403 | HV
490-AL1/64-ST1A 380.0 | 11 | 0.059 | 0.253 | 0.96 | ol | 490 | 0.00403 | HV
679-AL1/86-ST1A 380.0 | 14.6 | 0.042 | 0.25 | 1.15 | ol | 679 | 0.00403 | HV

## trafo_std_types
| i0_percent | pfe_kw | vkr_percent | sn_mva | vn_lv_kv | vn_hv_kv | vk_percent | shift_degree | vector_group | tap_side | tap_neutral | tap_min | tap_max | tap_step_degree | tap_step_percent | tap_phase_shifter
160 MVA 380/110 kV | 0.06 | 60 | 0.25 | 160 | 110 | 380 | 12.2 | 0 | Yy0 | hv | 0 | -9 | 9 | 0 | 1.5 | FALSE
100 MVA 220/110 kV | 0.06 | 55 | 0.26 | 100 | 110 | 220 | 12 | 0 | Yy0 | hv | 0 | -9 | 9 | 0 | 1.5 | FALSE
63 MVA 110/20 kV | 0.04 | 22 | 0.32 | 63 | 20 | 110 | 18 | 150 | YNd5 | hv | 0 | -9 | 9 | 0 | 1.5 | FALSE
40 MVA 110/20 kV | 0.05 | 18 | 0.34 | 40 | 20 | 110 | 16.2 | 150 | YNd5 | hv | 0 | -9 | 9 | 0 | 1.5 | FALSE
25 MVA 110/20 kV | 0.07 | 14 | 0.41 | 25 | 20 | 110 | 12 | 150 | YNd5 | hv | 0 | -9 | 9 | 0 | 1.5 | FALSE
63 MVA 110/10 kV | 0.04 | 22 | 0.32 | 63 | 10 | 110 | 18 | 150 | YNd5 | hv | 0 | -9 | 9 | 0 | 1.5 | FALSE
40 MVA 110/10 kV | 0.05 | 18 | 0.34 | 40 | 10 | 110 | 16.2 | 150 | YNd5 | hv | 0 | -9 | 9 | 0 | 1.5 | FALSE
25 MVA 110/10 kV | 0.07 | 14 | 0.41 | 25 | 10 | 110 | 12 | 150 | YNd5 | hv | 0 | -9 | 9 | 0 | 1.5 | FALSE
0.25 MVA 20/0.4 kV | 0.32 | 0.8 | 1.44 | 0.25 | 0.4 | 20 | 6 | 150 | Yzn5 | hv | 0 | -2 | 2 | 0 | 2.5 | FALSE
0.4 MVA 20/0.4 kV | 0.3375 | 1.35 | 1.425 | 0.4 | 0.4 | 20 | 6 | 150 | Dyn5 | hv | 0 | -2 | 2 | 0 | 2.5 | FALSE
0.63 MVA 20/0.4 kV | 0.2619 | 1.65 | 1.206 | 0.63 | 0.4 | 20 | 6 | 150 | Dyn5 | hv | 0 | -2 | 2 | 0 | 2.5 | FALSE
0.25 MVA 10/0.4 kV | 0.24 | 0.6 | 1.2 | 0.25 | 0.4 | 10 | 4 | 150 | Dyn5 | hv | 0 | -2 | 2 | 0 | 2.5 | FALSE
0.4 MVA 10/0.4 kV | 0.2375 | 0.95 | 1.325 | 0.4 | 0.4 | 10 | 4 | 150 | Dyn5 | hv | 0 | -2 | 2 | 0 | 2.5 | FALSE
0.63 MVA 10/0.4 kV | 0.1873 | 1.18 | 1.0794 | 0.63 | 0.4 | 10 | 4 | 150 | Dyn5 | hv | 0 | -2 | 2 | 0 | 2.5 | FALSE

## trafo3w_std_types
| sn_hv_mva | sn_mv_mva | sn_lv_mva | vn_hv_kv | vn_mv_kv | vn_lv_kv | vk_hv_percent | vk_mv_percent | vk_lv_percent | vkr_hv_percent | vkr_mv_percent | vkr_lv_percent | pfe_kw | i0_percent | shift_mv_degree | shift_lv_degree | vector_group | tap_side | tap_neutral | tap_min | tap_max | tap_step_percent
63/25/38 MVA 110/20/10 kV | 63 | 25 | 38 | 110 | 20 | 10 | 10.4 | 10.4 | 10.4 | 0.28 | 0.32 | 0.35 | 35 | 0.89 | 0 | 0 | YN0yn0yn0 | hv | 0 | -10 | 10 | 1.2
63/25/38 MVA 110/10/10 kV | 63 | 25 | 38 | 110 | 10 | 10 | 10.4 | 10.4 | 10.4 | 0.28 | 0.32 | 0.35 | 35 | 0.89 | 0 | 0 | YN0yn0yn0 | hv | 0 | -10 | 10 | 1.2

## fuse_std_types
| fuse_type | i_rated_a | t_avg | t_min | t_total | x_avg | x_min | x_total
HV 100A | HV 100A | 100 | 0 | [10.0, 3.64, 0.854, 0.281, 0.1, 0.0531, 0.022, 0.01] | [10.0, 4.267, 1.21, 0.403, 0.1, 0.058, 0.022, 0.01] | 0 | [300.0, 350.0, 450.0, 550.0, 700.0, 850.0, 1200.0, 1752.0] | [600.0, 700.0, 900.0, 1150.0, 1665.0, 2000.0, 3000.0, 4313.0]
HV 10A | HV 10A | 10 | 0 | [10.0, 1675.0, 0.344, 0.156, 0.1, 0.0417, 0.0171, 0.01] | [10.0, 1.3, 0.3, 0.155, 0.1, 0.0555, 0.023, 0.01] | 0 | [30.0, 32.0, 35.0, 37.0, 39.0, 50.0, 70.0, 88.0] | [60.0, 70.0, 80.0, 87.0, 94.0, 110.0, 150.0, 216.0]
HV 125A | HV 125A | 125 | 0 | [10.0, 1.82, 0.344, 0.1, 0.0467, 0.0269, 0.01] | [10.0, 2.478, 0.426, 0.1, 0.0427, 0.0211, 0.01] | 0 | [375.0, 500.0, 700.0, 925.0, 1200.0, 1500.0, 2341.0] | [750.0, 1000.0, 1500.0, 2200.0, 3000.0, 4000.0, 5765.0]
HV 160A | HV 160A | 160 | 0 | [10.0, 4.15, 1.03, 0.198, 0.1, 0.051, 0.0172, 0.01] | [10.0, 2.3, 0.734, 0.274, 0.1, 0.046, 0.0177, 0.01] | 0 | [480.0, 550.0, 700.0, 1000.0, 1260.0, 1600.0, 2500.0, 3227.0] | [960.0, 1300.0, 1700.0, 2200.0, 2996.0, 4000.0, 6000.0, 7946.0]
HV 16A | HV 16A | 16 | 0 | [10.0, 0.352, 0.164, 0.1, 0.0649, 0.0342, 0.01] | [10.0, 2.34, 0.722, 0.181, 0.1, 0.055, 0.0296, 0.01] | 0 | [48.0, 60.0, 65.0, 71.0, 80.0, 100.0, 162.0] | [96.0, 110.0, 125.0, 150.0, 168.0, 200.0, 250.0, 398.0]
HV 200A | HV 200A | 200 | 0 | [10.0, 4.267, 1.21, 0.403, 0.1, 0.058, 0.022, 0.01] | [10.0, 3.73, 1.654, 0.328, 0.1, 0.0531, 0.019, 0.01] | 0 | [600.0, 700.0, 900.0, 1150.0, 1665.0, 2000.0, 3000.0, 4313.0] | [1200.0, 1500.0, 1800.0, 2700.0, 3960.0, 5000.0, 7500.0, 10620.0]
HV 20A | HV 20A | 20 | 0 | [10.0, 1.3, 0.3, 0.155, 0.1, 0.0555, 0.023, 0.01] | [10.0, 1.3, 0.161, 0.1, 0.0611, 0.0399, 0.0141, 0.01] | 0 | [60.0, 70.0, 80.0, 87.0, 94.0, 110.0, 150.0, 216.0] | [120.0, 150.0, 200.0, 223.0, 260.0, 300.0, 450.0, 532.0]
HV 25A | HV 25A | 25 | 0 | [10.0, 2.512, 0.833, 0.299, 0.1, 0.0372, 0.0223, 0.01] | [10.0, 3.125, 0.597, 0.198, 0.1, 0.0378, 0.022, 0.01] | 0 | [75.0, 82.0, 90.0, 100.0, 124.0, 170.0, 200.0, 289.0] | [150.0, 170.0, 210.0, 250.0, 294.0, 400.0, 500.0, 711.0]
HV 31.5A | HV 31.5A | 31.5 | 0 | [10.0, 2.34, 0.722, 0.181, 0.1, 0.055, 0.0296, 0.01] | [10.0, 2.84, 0.368, 0.164, 0.1, 0.0621, 0.0378, 0.0195, 0.01] | 0 | [95.0, 110.0, 125.0, 150.0, 165.0, 200.0, 250.0, 390.0] | [189.0, 220.0, 300.0, 350.0, 393.0, 450.0, 530.0, 700.0, 960.0]
HV 40A | HV 40A | 40 | 0 | [10.0, 1.3, 0.161, 0.1, 0.0611, 0.0399, 0.0141, 0.01] | [10.0, 2.05, 0.369, 0.198, 0.1, 0.051, 0.0298, 0.01] | 0 | [120.0, 150.0, 200.0, 223.0, 260.0, 300.0, 450.0, 532.0] | [240.0, 300.0, 400.0, 450.0, 530.0, 650.0, 800.0, 1311.0]
HV 50A | HV 50A | 50 | 0 | [10.0, 3.215, 0.597, 0.198, 0.1, 0.0378, 0.022, 0.01] | [10.0, 3.64, 0.854, 0.281, 0.1, 0.0531, 0.022, 0.01] | 0 | [150.0, 170.0, 210.0, 250.0, 294.0, 400.0, 500.0, 711.0] | [300.0, 350.0, 450.0, 550.0, 700.0, 850.0, 1200.0, 1752.0]
HV 6.3A | HV 6.3A | 6.3 | 0 | [10.0, 1.39, 0.344, 0.168, 0.1, 0.056, 0.0263, 0.01] | [10.0, 1.711, 0.516, 0.198, 0.1, 0.0634, 0.0303, 0.01] | 0 | [19.0, 19.5, 20.4, 20.8, 22.0, 25.0, 32.0, 48.0] | [38.0, 40.0, 43.0, 48.0, 53.0, 60.0, 75.0, 118.0]
HV 63A | HV 63A | 63 | 0 | [10.0, 2.84, 0.368, 0.164, 0.1, 0.0621, 0.0378, 0.0195, 0.01] | [10.0, 1.82, 0.344, 0.1, 0.0467, 0.0269, 0.01] | 0 | [189.0, 220.0, 300.0, 350.0, 393.0, 450.0, 530.0, 700.0, 961.0] | [378.0, 500.0, 700.0, 934.0, 1200.0, 1500.0, 2366.0]
HV 80A | HV 80A | 80 | 0 | [10.0, 2.05, 0.369, 0.198, 0.1, 0.051, 0.0298, 0.01] | [10.0, 4.15, 1.03, 0.198, 0.1, 0.051, 0.0172, 0.01] | 0 | [240.0, 300.0, 400.0, 450.0, 530.0, 650.0, 800.0, 1311.0] | [480.0, 550.0, 700.0, 1000.0, 1260.0, 1600.0, 2500.0, 3227.0]
Siemens NH-1-100 | Siemens NH-1-100 | 100 | [5400.0, 2000.0, 400.0, 20.0, 1.0, 0.2, 0.012, 0.004] | 0 | 0 | [150.0, 190.0, 250.0, 430.0, 900.0, 1250.0, 2700.0, 3600.0] | 0 | 0
Siemens NH-1-125 | Siemens NH-1-125 | 125 | [4800.0, 120.0, 7.0, 0.1, 0.004] | 0 | 0 | [180.0, 400.0, 740.0, 2000.0, 4250.0] | 0 | 0
Siemens NH-1-16 | Siemens NH-1-16 | 16 | [4000.0, 400.0, 2.0, 0.1, 0.04, 0.01] | 0 | 0 | [26.0, 35.0, 75.0, 150.0, 200.0, 300.0] | 0 | 0
Siemens NH-1-160 | Siemens NH-1-160 | 160 | [4800.0, 120.0, 7.0, 0.1, 0.004] | 0 | 0 | [210.0, 500.0, 900.0, 2300.0, 5000.0] | 0 | 0
Siemens NH-1-25 | Siemens NH-1-25 | 25 | [4000.0, 1000.0, 10.0, 0.2, 0.02, 0.01] | 0 | 0 | [40.0, 50.0, 100.0, 210.0, 400.0, 500.0] | 0 | 0
Siemens NH-1-50 | Siemens NH-1-50 | 50 | [4000.0, 40.0, 4.0, 1.0, 0.02, 0.01] | 0 | 0 | [86.0, 200.0, 300.0, 400.0, 1000.0, 1280.0] | 0 | 0
Siemens NH-1-63 | Siemens NH-1-63 | 63 | [4000.0, 100.0, 10.0, 2.0, 0.04, 0.01] | 0 | 0 | [100.0, 200.0, 300.0, 400.0, 1000.0, 1500.0] | 0 | 0
Siemens NH-1-80 | Siemens NH-1-80 | 80 | [4800.0, 120.0, 7.0, 0.1, 0.01] | 0 | 0 | [150.58, 250.0, 450.0, 1150.0, 2470.0] | 0 | 0
Siemens NH-2-1000 | Siemens NH-2-1000 | 1000 | [4800.0, 120.0, 7.0, 0.1, 0.004] | 0 | 0 | [1900.0, 3500.0, 8400.0, 24000.0, 52000.0] | 0 | 0
Siemens NH-2-200 | Siemens NH-2-200 | 200 | [4800.0, 120.0, 7.0, 0.1, 0.004] | 0 | 0 | [280.0, 650.0, 1200.0, 3000.0, 7000.0] | 0 | 0
Siemens NH-2-224 | Siemens NH-2-224 | 224 | [4800.0, 120.0, 7.0, 0.2, 0.04, 0.004] | 0 | 0 | [400.0, 750.0, 1453.0, 3025.0, 4315.0, 7600.0] | 0 | 0
Siemens NH-2-250 | Siemens NH-2-250 | 250 | [4800.0, 120.0, 7.0, 0.1, 0.004] | 0 | 0 | [450.0, 800.0, 1650.0, 4000.0, 8500.0] | 0 | 0
Siemens NH-2-315 | Siemens NH-2-315 | 315 | [4800.0, 120.0, 7.0, 0.1, 0.004] | 0 | 0 | [550.0, 920.0, 1900.0, 5000.0, 11000.0] | 0 | 0
Siemens NH-2-355 | Siemens NH-2-355 | 355 | [4800.0, 120.0, 6.0, 0.1, 0.004] | 0 | 0 | [650.0, 1116.27, 2350.0, 5840.0, 12790.0] | 0 | 0
Siemens NH-2-400 | Siemens NH-2-400 | 400 | [4800.0, 120.0, 7.0, 0.1, 0.004] | 0 | 0 | [720.0, 1350.0, 2800.0, 6500.0, 15000.0] | 0 | 0
Siemens NH-2-425 | Siemens NH-2-425 | 425 | [4800.0, 120.0, 7.0, 0.1, 0.004] | 0 | 0 | [850.0, 1500.0, 3050.0, 7500.0, 16500.0] | 0 | 0
Siemens NH-2-630 | Siemens NH-2-630 | 630 | [4800.0, 120.0, 7.0, 0.1, 0.004] | 0 | 0 | [1200.0, 2000.0, 4800.0, 12000.0, 26000.0] | 0 | 0

## dtypes
| element | column | dtype
0 | bus | name | object
1 | bus | vn_kv | float64
2 | bus | type | object
3 | bus | zone | object
4 | bus | in_service | bool
5 | load | name | object
6 | load | bus | uint32
7 | load | p_mw | float64
8 | load | q_mvar | float64
9 | load | const_z_percent | float64
10 | load | const_i_percent | float64
11 | load | sn_mva | float64
12 | load | scaling | float64
13 | load | in_service | bool
14 | load | type | object
15 | ext_grid | name | object
16 | ext_grid | bus | uint32
17 | ext_grid | vm_pu | float64
18 | ext_grid | va_degree | float64
19 | ext_grid | slack_weight | float64
20 | ext_grid | in_service | bool
21 | line | name | object
22 | line | std_type | object
23 | line | from_bus | uint32
24 | line | to_bus | uint32
25 | line | length_km | float64
26 | line | r_ohm_per_km | float64
27 | line | x_ohm_per_km | float64
28 | line | c_nf_per_km | float64
29 | line | g_us_per_km | float64
30 | line | max_i_ka | float64
31 | line | df | float64
32 | line | parallel | uint32
33 | line | type | object
34 | line | in_service | bool
35 | trafo | name | object
36 | trafo | std_type | object
37 | trafo | hv_bus | uint32
38 | trafo | lv_bus | uint32
39 | trafo | sn_mva | float64
40 | trafo | vn_hv_kv | float64
41 | trafo | vn_lv_kv | float64
42 | trafo | vk_percent | float64
43 | trafo | vkr_percent | float64
44 | trafo | pfe_kw | float64
45 | trafo | i0_percent | float64
46 | trafo | shift_degree | float64
47 | trafo | tap_side | object
48 | trafo | tap_neutral | int32
49 | trafo | tap_min | int32
50 | trafo | tap_max | int32
51 | trafo | tap_step_percent | float64
52 | trafo | tap_step_degree | float64
53 | trafo | tap_pos | int32
54 | trafo | tap_phase_shifter | bool
55 | trafo | parallel | uint32
56 | trafo | df | float64
57 | trafo | in_service | bool
58 | line_geodata | coords | object
59 | bus_geodata | x | float64
60 | bus_geodata | y | float64
61 | bus_geodata | coords | object

## parameters
| version | format_version | converged | OPF_converged | name | f_hz | sn_mva
0 | 2.14.6 | 2.14.0 | FALSE | FALSE |  | 50 | 1