## bus
| name | vn_kv | type | zone | in_service
0 | bus_LV_6459-4_0_6_node_0 | 0.4 | n |  | TRUE
1 | bus_LV_6459-4_0_6_node_1 | 0.4 | n |  | TRUE
2 | bus_LV_6459-4_0_6_node_2 | 0.4 | n |  | TRUE
3 | bus_LV_6459-4_0_6_node_3 | 0.4 | n |  | TRUE
4 | bus_LV_6459-4_0_6_node_4 | 0.4 | n |  | TRUE
5 | bus_LV_6459-4_0_6_node_11 | 0.4 | n |  | TRUE
6 | bus_LV_6459-4_0_6_node_125 | 0.4 | n |  | TRUE
7 | bus_LV_6459-4_0_6_node_123 | 0.4 | n |  | TRUE
8 | bus_LV_6459-4_0_6_node_5 | 0.4 | n |  | TRUE
9 | bus_LV_6459-4_0_6_node_6 | 0.4 | n |  | TRUE
10 | bus_LV_6459-4_0_6_node_7 | 0.4 | n |  | TRUE
11 | bus_LV_6459-4_0_6_node_8 | 0.4 | n |  | TRUE
12 | bus_LV_6459-4_0_6_node_9 | 0.4 | n |  | TRUE
13 | bus_LV_6459-4_0_6_node_10 | 0.4 | n |  | TRUE
14 | bus_LV_6459-4_0_6_node_57 | 0.4 | n |  | TRUE
15 | bus_LV_6459-4_0_6_node_113 | 0.4 | n |  | TRUE
16 | bus_LV_6459-4_0_6_node_111 | 0.4 | n |  | TRUE
17 | bus_LV_6459-4_0_6_node_58 | 0.4 | n |  | TRUE
18 | bus_LV_6459-4_0_6_node_66 | 0.4 | n |  | TRUE
19 | bus_LV_6459-4_0_6_node_67 | 0.4 | n |  | TRUE
20 | bus_LV_6459-4_0_6_node_68 | 0.4 | n |  | TRUE
21 | bus_LV_6459-4_0_6_node_12 | 0.4 | n |  | TRUE
22 | bus_LV_6459-4_0_6_node_13 | 0.4 | n |  | TRUE
23 | bus_LV_6459-4_0_6_node_14 | 0.4 | n |  | TRUE
24 | bus_LV_6459-4_0_6_node_15 | 0.4 | n |  | TRUE
25 | bus_LV_6459-4_0_6_node_16 | 0.4 | n |  | TRUE
26 | bus_LV_6459-4_0_6_node_17 | 0.4 | n |  | TRUE
27 | bus_LV_6459-4_0_6_node_60 | 0.4 | n |  | TRUE
28 | bus_LV_6459-4_0_6_node_65 | 0.4 | n |  | TRUE
29 | bus_LV_6459-4_0_6_node_62 | 0.4 | n |  | TRUE
30 | bus_LV_6459-4_0_6_node_61 | 0.4 | n |  | TRUE
31 | bus_LV_6459-4_0_6_node_132 | 0.4 | n |  | TRUE
32 | bus_LV_6459-4_0_6_node_63 | 0.4 | n |  | TRUE
33 | bus_LV_6459-4_0_6_node_18 | 0.4 | n |  | TRUE
34 | bus_LV_6459-4_0_6_node_19 | 0.4 | n |  | TRUE
35 | bus_LV_6459-4_0_6_node_20 | 0.4 | n |  | TRUE
36 | bus_LV_6459-4_0_6_node_21 | 0.4 | n |  | TRUE
37 | bus_LV_6459-4_0_6_node_22 | 0.4 | n |  | TRUE
38 | bus_LV_6459-4_0_6_node_127 | 0.4 | n |  | TRUE
39 | bus_LV_6459-4_0_6_node_121 | 0.4 | n |  | TRUE
40 | bus_LV_6459-4_0_6_node_128 | 0.4 | n |  | TRUE
41 | bus_LV_6459-4_0_6_node_122 | 0.4 | n |  | TRUE
42 | bus_LV_6459-4_0_6_node_23 | 0.4 | n |  | TRUE
43 | bus_LV_6459-4_0_6_node_24 | 0.4 | n |  | TRUE
44 | bus_LV_6459-4_0_6_node_25 | 0.4 | n |  | TRUE
45 | bus_LV_6459-4_0_6_node_26 | 0.4 | n |  | TRUE
46 | bus_LV_6459-4_0_6_node_27 | 0.4 | n |  | TRUE
47 | bus_LV_6459-4_0_6_node_157 | 0.4 | n |  | TRUE
48 | bus_LV_6459-4_0_6_node_28 | 0.4 | n |  | TRUE
49 | bus_LV_6459-4_0_6_node_177 | 0.4 | n |  | TRUE
50 | bus_LV_6459-4_0_6_node_29 | 0.4 | n |  | TRUE
51 | bus_LV_6459-4_0_6_node_30 | 0.4 | n |  | TRUE
52 | bus_LV_6459-4_0_6_node_31 | 0.4 | n |  | TRUE
53 | bus_LV_6459-4_0_6_node_32 | 0.4 | n |  | TRUE
54 | bus_LV_6459-4_0_6_node_37 | 0.4 | n |  | TRUE
55 | bus_LV_6459-4_0_6_node_176 | 0.4 | n |  | TRUE
56 | bus_LV_6459-4_0_6_node_35 | 0.4 | n |  | TRUE
57 | bus_LV_6459-4_0_6_node_33 | 0.4 | n |  | TRUE
58 | bus_LV_6459-4_0_6_node_34 | 0.4 | n |  | TRUE
59 | bus_LV_6459-4_0_6_node_36 | 0.4 | n |  | TRUE
60 | bus_LV_6459-4_0_6_node_38 | 0.4 | n |  | TRUE
61 | bus_LV_6459-4_0_6_node_153 | 0.4 | n |  | TRUE
62 | bus_LV_6459-4_0_6_node_180 | 0.4 | n |  | TRUE
63 | bus_LV_6459-4_0_6_node_154 | 0.4 | n |  | TRUE
64 | bus_LV_6459-4_0_6_node_182 | 0.4 | n |  | TRUE
65 | bus_LV_6459-4_0_6_node_175 | 0.4 | n |  | TRUE
66 | bus_LV_6459-4_0_6_node_181 | 0.4 | n |  | TRUE
67 | bus_LV_6459-4_0_6_node_39 | 0.4 | n |  | TRUE
68 | bus_LV_6459-4_0_6_node_40 | 0.4 | n |  | TRUE
69 | bus_LV_6459-4_0_6_node_41 | 0.4 | n |  | TRUE
70 | bus_LV_6459-4_0_6_node_42 | 0.4 | n |  | TRUE
71 | bus_LV_6459-4_0_6_node_44 | 0.4 | n |  | TRUE
72 | bus_LV_6459-4_0_6_node_146 | 0.4 | n |  | TRUE
73 | bus_LV_6459-4_0_6_node_143 | 0.4 | n |  | TRUE
74 | bus_LV_6459-4_0_6_node_43 | 0.4 | n |  | TRUE
75 | bus_LV_6459-4_0_6_node_162 | 0.4 | n |  | TRUE
76 | bus_LV_6459-4_0_6_node_184 | 0.4 | n |  | TRUE
77 | bus_LV_6459-4_0_6_node_152 | 0.4 | n |  | TRUE
78 | bus_LV_6459-4_0_6_node_147 | 0.4 | n |  | TRUE
79 | bus_LV_6459-4_0_6_node_144 | 0.4 | n |  | TRUE
80 | bus_LV_6459-4_0_6_node_160 | 0.4 | n |  | TRUE
81 | bus_LV_6459-4_0_6_node_119 | 0.4 | n |  | TRUE
82 | bus_LV_6459-4_0_6_node_45 | 0.4 | n |  | TRUE
83 | bus_LV_6459-4_0_6_node_47 | 0.4 | n |  | TRUE
84 | bus_LV_6459-4_0_6_node_46 | 0.4 | n |  | TRUE
85 | bus_LV_6459-4_0_6_node_48 | 0.4 | n |  | TRUE
86 | bus_LV_6459-4_0_6_node_49 | 0.4 | n |  | TRUE
87 | bus_LV_6459-4_0_6_node_54 | 0.4 | n |  | TRUE
88 | bus_LV_6459-4_0_6_node_148 | 0.4 | n |  | TRUE
89 | bus_LV_6459-4_0_6_node_55 | 0.4 | n |  | TRUE
90 | bus_LV_6459-4_0_6_node_56 | 0.4 | n |  | TRUE
91 | bus_LV_6459-4_0_6_node_50 | 0.4 | n |  | TRUE
92 | bus_LV_6459-4_0_6_node_51 | 0.4 | n |  | TRUE
93 | bus_LV_6459-4_0_6_node_52 | 0.4 | n |  | TRUE
94 | bus_LV_6459-4_0_6_node_53 | 0.4 | n |  | TRUE
95 | bus_LV_6459-4_0_6_node_104 | 0.4 | n |  | TRUE
96 | bus_LV_6459-4_0_6_node_101 | 0.4 | n |  | TRUE
97 | bus_LV_6459-4_0_6_node_114 | 0.4 | n |  | TRUE
98 | bus_LV_6459-4_0_6_node_102 | 0.4 | n |  | TRUE
99 | bus_LV_6459-4_0_6_node_106 | 0.4 | n |  | TRUE
100 | bus_LV_6459-4_0_6_node_103 | 0.4 | n |  | TRUE
101 | bus_LV_6459-4_0_6_node_107 | 0.4 | n |  | TRUE
102 | bus_LV_6459-4_0_6_node_59 | 0.4 | n |  | TRUE
103 | bus_LV_6459-4_0_6_node_120 | 0.4 | n |  | TRUE
104 | bus_LV_6459-4_0_6_node_137 | 0.4 | n |  | TRUE
105 | bus_LV_6459-4_0_6_node_131 | 0.4 | n |  | TRUE
106 | bus_LV_6459-4_0_6_node_139 | 0.4 | n |  | TRUE
107 | bus_LV_6459-4_0_6_node_64 | 0.4 | n |  | TRUE
108 | bus_LV_6459-4_0_6_node_189 | 0.4 | n |  | TRUE
109 | bus_LV_6459-4_0_6_node_187 | 0.4 | n |  | TRUE
110 | bus_LV_6459-4_0_6_node_133 | 0.4 | n |  | TRUE
111 | bus_LV_6459-4_0_6_node_78 | 0.4 | n |  | TRUE
112 | bus_LV_6459-4_0_6_node_71 | 0.4 | n |  | TRUE
113 | bus_LV_6459-4_0_6_node_84 | 0.4 | n |  | TRUE
114 | bus_LV_6459-4_0_6_node_81 | 0.4 | n |  | TRUE
115 | bus_LV_6459-4_0_6_node_69 | 0.4 | n |  | TRUE
116 | bus_LV_6459-4_0_6_node_85 | 0.4 | n |  | TRUE
117 | bus_LV_6459-4_0_6_node_86 | 0.4 | n |  | TRUE
118 | bus_LV_6459-4_0_6_node_70 | 0.4 | n |  | TRUE
119 | bus_LV_6459-4_0_6_node_72 | 0.4 | n |  | TRUE
120 | bus_LV_6459-4_0_6_node_73 | 0.4 | n |  | TRUE
121 | bus_LV_6459-4_0_6_node_74 | 0.4 | n |  | TRUE
122 | bus_LV_6459-4_0_6_node_75 | 0.4 | n |  | TRUE
123 | bus_LV_6459-4_0_6_node_76 | 0.4 | n |  | TRUE
124 | bus_LV_6459-4_0_6_node_83 | 0.4 | n |  | TRUE
125 | bus_LV_6459-4_0_6_node_77 | 0.4 | n |  | TRUE
126 | bus_LV_6459-4_0_6_node_108 | 0.4 | n |  | TRUE
127 | bus_LV_6459-4_0_6_node_190 | 0.4 | n |  | TRUE
128 | bus_LV_6459-4_0_6_node_82 | 0.4 | n |  | TRUE
129 | bus_LV_6459-4_0_6_node_80 | 0.4 | n |  | TRUE
130 | bus_LV_6459-4_0_6_node_109 | 0.4 | n |  | TRUE
131 | bus_LV_6459-4_0_6_node_79 | 0.4 | n |  | TRUE
132 | bus_LV_6459-4_0_6_node_188 | 0.4 | n |  | TRUE
133 | bus_LV_6459-4_0_6_node_201 | 0.4 | n |  | TRUE
134 | bus_LV_6459-4_0_6_node_142 | 0.4 | n |  | TRUE
135 | bus_LV_6459-4_0_6_node_202 | 0.4 | n |  | TRUE
136 | bus_LV_6459-4_0_6_node_200 | 0.4 | n |  | TRUE
137 | bus_LV_6459-4_0_6_node_97 | 0.4 | n |  | TRUE
138 | bus_LV_6459-4_0_6_node_87 | 0.4 | n |  | TRUE
139 | bus_LV_6459-4_0_6_node_88 | 0.4 | n |  | TRUE
140 | bus_LV_6459-4_0_6_node_89 | 0.4 | n |  | TRUE
141 | bus_LV_6459-4_0_6_node_90 | 0.4 | n |  | TRUE
142 | bus_LV_6459-4_0_6_node_91 | 0.4 | n |  | TRUE
143 | bus_LV_6459-4_0_6_node_92 | 0.4 | n |  | TRUE
144 | bus_LV_6459-4_0_6_node_150 | 0.4 | n |  | TRUE
145 | bus_LV_6459-4_0_6_node_110 | 0.4 | n |  | TRUE
146 | bus_LV_6459-4_0_6_node_151 | 0.4 | n |  | TRUE
147 | bus_LV_6459-4_0_6_node_93 | 0.4 | n |  | TRUE
148 | bus_LV_6459-4_0_6_node_94 | 0.4 | n |  | TRUE
149 | bus_LV_6459-4_0_6_node_95 | 0.4 | n |  | TRUE
150 | bus_LV_6459-4_0_6_node_96 | 0.4 | n |  | TRUE
151 | bus_LV_6459-4_0_6_node_105 | 0.4 | n |  | TRUE
152 | bus_LV_6459-4_0_6_node_140 | 0.4 | n |  | TRUE
153 | bus_LV_6459-4_0_6_node_141 | 0.4 | n |  | TRUE
154 | bus_LV_6459-4_0_6_node_100 | 0.4 | n |  | TRUE
155 | bus_LV_6459-4_0_6_node_98 | 0.4 | n |  | TRUE
156 | bus_LV_6459-4_0_6_node_99 | 0.4 | n |  | TRUE
157 | bus_LV_6459-4_0_6_node_115 | 0.4 | n |  | TRUE
158 | bus_LV_6459-4_0_6_node_117 | 0.4 | n |  | TRUE
159 | bus_LV_6459-4_0_6_node_204 | 0.4 | n |  | TRUE
160 | bus_LV_6459-4_0_6_node_165 | 0.4 | n |  | TRUE
161 | bus_LV_6459-4_0_6_node_167 | 0.4 | n |  | TRUE
162 | bus_LV_6459-4_0_6_node_118 | 0.4 | n |  | TRUE
163 | bus_LV_6459-4_0_6_node_163 | 0.4 | n |  | TRUE
164 | bus_LV_6459-4_0_6_node_193 | 0.4 | n |  | TRUE
165 | bus_LV_6459-4_0_6_node_199 | 0.4 | n |  | TRUE
166 | bus_LV_6459-4_0_6_node_194 | 0.4 | n |  | TRUE
167 | bus_LV_6459-4_0_6_node_166 | 0.4 | n |  | TRUE
168 | bus_LV_6459-4_0_6_node_164 | 0.4 | n |  | TRUE
169 | bus_LV_6459-4_0_6_node_138 | 0.4 | n |  | TRUE
170 | bus_LV_6459-4_0_6_node_124 | 0.4 | n |  | TRUE
171 | bus_LV_6459-4_0_6_node_126 | 0.4 | n |  | TRUE
172 | bus_LV_6459-4_0_6_node_130 | 0.4 | n |  | TRUE
173 | bus_LV_6459-4_0_6_node_136 | 0.4 | n |  | TRUE
174 | bus_LV_6459-4_0_6_node_135 | 0.4 | n |  | TRUE
175 | bus_LV_6459-4_0_6_node_129 | 0.4 | n |  | TRUE
176 | bus_LV_6459-4_0_6_node_183 | 0.4 | n |  | TRUE
177 | bus_LV_6459-4_0_6_node_134 | 0.4 | n |  | TRUE
178 | bus_LV_6459-4_0_6_node_145 | 0.4 | n |  | TRUE
179 | bus_LV_6459-4_0_6_node_155 | 0.4 | n |  | TRUE
180 | bus_LV_6459-4_0_6_node_149 | 0.4 | n |  | TRUE
181 | bus_LV_6459-4_0_6_node_156 | 0.4 | n |  | TRUE
182 | bus_LV_6459-4_0_6_node_186 | 0.4 | n |  | TRUE
183 | bus_LV_6459-4_0_6_node_158 | 0.4 | n |  | TRUE
184 | bus_LV_6459-4_0_6_node_159 | 0.4 | n |  | TRUE
185 | bus_LV_6459-4_0_6_node_161 | 0.4 | n |  | TRUE
186 | bus_LV_6459-4_0_6_node_178 | 0.4 | n |  | TRUE
187 | bus_LV_6459-4_0_6_node_179 | 0.4 | n |  | TRUE
188 | bus_LV_6459-4_0_6_node_185 | 0.4 | n |  | TRUE
189 | bus_LV_6459-4_0_6_node_168 | 0.4 | n |  | TRUE
190 | bus_LV_6459-4_0_6_node_169 | 0.4 | n |  | TRUE
191 | bus_LV_6459-4_0_6_node_170 | 0.4 | n |  | TRUE
192 | bus_LV_6459-4_0_6_node_171 | 0.4 | n |  | TRUE
193 | bus_LV_6459-4_0_6_node_172 | 0.4 | n |  | TRUE
194 | bus_LV_6459-4_0_6_node_173 | 0.4 | n |  | TRUE
195 | bus_LV_6459-4_0_6_node_174 | 0.4 | n |  | TRUE
196 | bus_LV_6459-4_0_6_node_191 | 0.4 | n |  | TRUE
197 | bus_LV_6459-4_0_6_node_192 | 0.4 | n |  | TRUE
198 | bus_LV_6459-4_0_6_node_195 | 0.4 | n |  | TRUE
199 | bus_LV_6459-4_0_6_node_196 | 0.4 | n |  | TRUE
200 | bus_LV_6459-4_0_6_node_197 | 0.4 | n |  | TRUE
201 | bus_LV_6459-4_0_6_node_198 | 0.4 | n |  | TRUE
202 | bus_LV_6459-4_0_6_node_203 | 0.4 | n |  | TRUE
203 | bus_MV_444_2_node_53 | 20 | n |  | TRUE

## load
| name | bus | p_mw | q_mvar | const_z_percent | const_i_percent | sn_mva | scaling | in_service | type
0 | LV_6459-4_0_6_load_0 | 0 | 0.012532 | 0.0031408 | 0 | 0 |  | 1 | TRUE | wye
1 | LV_6459-4_0_6_load_1 | 1 | 0.0039357 | 0.00098638 | 0 | 0 |  | 1 | TRUE | wye
2 | LV_6459-4_0_6_load_3 | 3 | 0.0033953 | 0.00085095 | 0 | 0 |  | 1 | TRUE | wye
3 | LV_6459-4_0_6_load_4 | 4 | 0.0068242 | 0.0017103 | 0 | 0 |  | 1 | TRUE | wye
4 | LV_6459-4_0_6_load_11 | 5 | 0.0025689 | 0.00064383 | 0 | 0 |  | 1 | TRUE | wye
5 | LV_6459-4_0_6_load_125 | 6 | 0.0047847 | 0.0011992 | 0 | 0 |  | 1 | TRUE | wye
6 | LV_6459-4_0_6_load_123 | 7 | 0.0047366 | 0.0011871 | 0 | 0 |  | 1 | TRUE | wye
7 | LV_6459-4_0_6_load_5 | 8 | 0.0030467 | 0.00076357 | 0 | 0 |  | 1 | TRUE | wye
8 | LV_6459-4_0_6_load_6 | 9 | 0.0026987 | 0.00067635 | 0 | 0 |  | 1 | TRUE | wye
9 | LV_6459-4_0_6_load_8 | 11 | 0.0025467 | 0.00063826 | 0 | 0 |  | 1 | TRUE | wye
10 | LV_6459-4_0_6_load_9 | 12 | 0.0029083 | 0.00072889 | 0 | 0 |  | 1 | TRUE | wye
11 | LV_6459-4_0_6_load_57 | 14 | 0.0026985 | 0.0006763 | 0 | 0 |  | 1 | TRUE | wye
12 | LV_6459-4_0_6_load_113 | 15 | 0.0052963 | 0.0013274 | 0 | 0 |  | 1 | TRUE | wye
13 | LV_6459-4_0_6_load_111 | 16 | 0.0053484 | 0.0013404 | 0 | 0 |  | 1 | TRUE | wye
14 | LV_6459-4_0_6_load_58 | 17 | 0.0011096 | 0.00027808 | 0 | 0 |  | 1 | TRUE | wye
15 | LV_6459-4_0_6_load_68 | 20 | 0.0023288 | 0.00058365 | 0 | 0 |  | 1 | TRUE | wye
16 | LV_6459-4_0_6_load_12 | 21 | 0.0039194 | 0.0009823 | 0 | 0 |  | 1 | TRUE | wye
17 | LV_6459-4_0_6_load_13 | 22 | 0.0010524 | 0.00026376 | 0 | 0 |  | 1 | TRUE | wye
18 | LV_6459-4_0_6_load_15 | 24 | 0.0055362 | 0.0013875 | 0 | 0 |  | 1 | TRUE | wye
19 | LV_6459-4_0_6_load_16 | 25 | 0.0065754 | 0.001648 | 0 | 0 |  | 1 | TRUE | wye
20 | LV_6459-4_0_6_load_60 | 27 | 0.0015976 | 0.00040041 | 0 | 0 |  | 1 | TRUE | wye
21 | LV_6459-4_0_6_load_65 | 28 | 0.0027376 | 0.00068611 | 0 | 0 |  | 1 | TRUE | wye
22 | LV_6459-4_0_6_load_62 | 29 | 0.0051328 | 0.0012864 | 0 | 0 |  | 1 | TRUE | wye
23 | LV_6459-4_0_6_load_61 | 30 | 0.0011227 | 0.00028137 | 0 | 0 |  | 1 | TRUE | wye
24 | LV_6459-4_0_6_load_132 | 31 | 0.0021546 | 0.00053999 | 0 | 0 |  | 1 | TRUE | wye
25 | LV_6459-4_0_6_load_63 | 32 | 0.0024361 | 0.00061054 | 0 | 0 |  | 1 | TRUE | wye
26 | LV_6459-4_0_6_load_18 | 33 | 0.013005 | 0.0032593 | 0 | 0 |  | 1 | TRUE | wye
27 | LV_6459-4_0_6_load_19 | 34 | 0.0083028 | 0.0020809 | 0 | 0 |  | 1 | TRUE | wye
28 | LV_6459-4_0_6_load_21 | 36 | 0.009836 | 0.0024651 | 0 | 0 |  | 1 | TRUE | wye
29 | LV_6459-4_0_6_load_22 | 37 | 0.0049181 | 0.0012326 | 0 | 0 |  | 1 | TRUE | wye
30 | LV_6459-4_0_6_load_127 | 38 | 0.0098893 | 0.0024785 | 0 | 0 |  | 1 | TRUE | wye
31 | LV_6459-4_0_6_load_121 | 39 | 0.014103 | 0.0035346 | 0 | 0 |  | 1 | TRUE | wye
32 | LV_6459-4_0_6_load_128 | 40 | 0.0090982 | 0.0022802 | 0 | 0 |  | 1 | TRUE | wye
33 | LV_6459-4_0_6_load_122 | 41 | 0.0086953 | 0.0021792 | 0 | 0 |  | 1 | TRUE | wye
34 | LV_6459-4_0_6_load_23 | 42 | 0.0022548 | 0.0005651 | 0 | 0 |  | 1 | TRUE | wye
35 | LV_6459-4_0_6_load_24 | 43 | 0.0017437 | 0.000437 | 0 | 0 |  | 1 | TRUE | wye
36 | LV_6459-4_0_6_load_25 | 44 | 0.0021316 | 0.00053423 | 0 | 0 |  | 1 | TRUE | wye
37 | LV_6459-4_0_6_load_26 | 45 | 0.0020816 | 0.00052171 | 0 | 0 |  | 1 | TRUE | wye
38 | LV_6459-4_0_6_load_27 | 46 | 0.001998 | 0.00050074 | 0 | 0 |  | 1 | TRUE | wye
39 | LV_6459-4_0_6_load_157 | 47 | 0.0041814 | 0.001048 | 0 | 0 |  | 1 | TRUE | wye
40 | LV_6459-4_0_6_load_28 | 48 | 0.0091651 | 0.002297 | 0 | 0 |  | 1 | TRUE | wye
41 | LV_6459-4_0_6_load_30 | 51 | 0.0060034 | 0.0015046 | 0 | 0 |  | 1 | TRUE | wye
42 | LV_6459-4_0_6_load_31 | 52 | 0.0032517 | 0.00081496 | 0 | 0 |  | 1 | TRUE | wye
43 | LV_6459-4_0_6_load_32 | 53 | 0.0031516 | 0.00078986 | 0 | 0 |  | 1 | TRUE | wye
44 | LV_6459-4_0_6_load_33 | 57 | 0.0096965 | 0.0024302 | 0 | 0 |  | 1 | TRUE | wye
45 | LV_6459-4_0_6_load_34 | 58 | 0.0016426 | 0.00041168 | 0 | 0 |  | 1 | TRUE | wye
46 | LV_6459-4_0_6_load_36 | 59 | 0.002764 | 0.00069271 | 0 | 0 |  | 1 | TRUE | wye
47 | LV_6459-4_0_6_load_38 | 60 | 0.0053124 | 0.0013314 | 0 | 0 |  | 1 | TRUE | wye
48 | LV_6459-4_0_6_load_153 | 61 | 0.0046402 | 0.0011629 | 0 | 0 |  | 1 | TRUE | wye
49 | LV_6459-4_0_6_load_180 | 62 | 0.0025896 | 0.00064901 | 0 | 0 |  | 1 | TRUE | wye
50 | LV_6459-4_0_6_load_154 | 63 | 0.0039746 | 0.00099613 | 0 | 0 |  | 1 | TRUE | wye
51 | LV_6459-4_0_6_load_182 | 64 | 0.002001 | 0.00050151 | 0 | 0 |  | 1 | TRUE | wye
52 | LV_6459-4_0_6_load_175 | 65 | 0.0010242 | 0.00025669 | 0 | 0 |  | 1 | TRUE | wye
53 | LV_6459-4_0_6_load_181 | 66 | 0.0014619 | 0.0003664 | 0 | 0 |  | 1 | TRUE | wye
54 | LV_6459-4_0_6_load_39 | 67 | 0.0025492 | 0.00063888 | 0 | 0 |  | 1 | TRUE | wye
55 | LV_6459-4_0_6_load_40 | 68 | 0.0025994 | 0.00065146 | 0 | 0 |  | 1 | TRUE | wye
56 | LV_6459-4_0_6_load_44 | 71 | 0.0020261 | 0.00050779 | 0 | 0 |  | 1 | TRUE | wye
57 | LV_6459-4_0_6_load_146 | 72 | 0.0023195 | 0.00058131 | 0 | 0 |  | 1 | TRUE | wye
58 | LV_6459-4_0_6_load_143 | 73 | 0.0030321 | 0.00075991 | 0 | 0 |  | 1 | TRUE | wye
59 | LV_6459-4_0_6_load_162 | 75 | 0.0024076 | 0.00060339 | 0 | 0 |  | 1 | TRUE | wye
60 | LV_6459-4_0_6_load_184 | 76 | 0.002662 | 0.00066716 | 0 | 0 |  | 1 | TRUE | wye
61 | LV_6459-4_0_6_load_152 | 77 | 0.0035166 | 0.00088133 | 0 | 0 |  | 1 | TRUE | wye
62 | LV_6459-4_0_6_load_144 | 79 | 0.0039721 | 0.00099549 | 0 | 0 |  | 1 | TRUE | wye
63 | LV_6459-4_0_6_load_160 | 80 | 0.0018407 | 0.00046133 | 0 | 0 |  | 1 | TRUE | wye
64 | LV_6459-4_0_6_load_45 | 82 | 0.0013272 | 0.00033262 | 0 | 0 |  | 1 | TRUE | wye
65 | LV_6459-4_0_6_load_47 | 83 | 0.0019365 | 0.00048533 | 0 | 0 |  | 1 | TRUE | wye
66 | LV_6459-4_0_6_load_46 | 84 | 0.0030391 | 0.00076166 | 0 | 0 |  | 1 | TRUE | wye
67 | LV_6459-4_0_6_load_48 | 85 | 0.0043555 | 0.0010916 | 0 | 0 |  | 1 | TRUE | wye
68 | LV_6459-4_0_6_load_49 | 86 | 0.0012889 | 0.00032303 | 0 | 0 |  | 1 | TRUE | wye
69 | LV_6459-4_0_6_load_148 | 88 | 0.0028057 | 0.00070318 | 0 | 0 |  | 1 | TRUE | wye
70 | LV_6459-4_0_6_load_55 | 89 | 0.0051787 | 0.0012979 | 0 | 0 |  | 1 | TRUE | wye
71 | LV_6459-4_0_6_load_56 | 90 | 0.0016616 | 0.00041643 | 0 | 0 |  | 1 | TRUE | wye
72 | LV_6459-4_0_6_load_50 | 91 | 0.0031976 | 0.00080139 | 0 | 0 |  | 1 | TRUE | wye
73 | LV_6459-4_0_6_load_51 | 92 | 0.001164 | 0.00029173 | 0 | 0 |  | 1 | TRUE | wye
74 | LV_6459-4_0_6_load_52 | 93 | 0.0055294 | 0.0013858 | 0 | 0 |  | 1 | TRUE | wye
75 | LV_6459-4_0_6_load_101 | 96 | 0.003933 | 0.00098571 | 0 | 0 |  | 1 | TRUE | wye
76 | LV_6459-4_0_6_load_114 | 97 | 0.0026005 | 0.00065176 | 0 | 0 |  | 1 | TRUE | wye
77 | LV_6459-4_0_6_load_102 | 98 | 0.0015382 | 0.00038551 | 0 | 0 |  | 1 | TRUE | wye
78 | LV_6459-4_0_6_load_103 | 100 | 0.001073 | 0.00026891 | 0 | 0 |  | 1 | TRUE | wye
79 | LV_6459-4_0_6_load_107 | 101 | 0.0023995 | 0.00060138 | 0 | 0 |  | 1 | TRUE | wye
80 | LV_6459-4_0_6_load_137 | 104 | 0.0032441 | 0.00081305 | 0 | 0 |  | 1 | TRUE | wye
81 | LV_6459-4_0_6_load_131 | 105 | 0.0022084 | 0.00055347 | 0 | 0 |  | 1 | TRUE | wye
82 | LV_6459-4_0_6_load_139 | 106 | 0.0012308 | 0.00030848 | 0 | 0 |  | 1 | TRUE | wye
83 | LV_6459-4_0_6_load_64 | 107 | 0.0012488 | 0.00031299 | 0 | 0 |  | 1 | TRUE | wye
84 | LV_6459-4_0_6_load_189 | 108 | 0.0016534 | 0.00041438 | 0 | 0 |  | 1 | TRUE | wye
85 | LV_6459-4_0_6_load_187 | 109 | 0.0017891 | 0.00044839 | 0 | 0 |  | 1 | TRUE | wye
86 | LV_6459-4_0_6_load_133 | 110 | 0.0026889 | 0.0006739 | 0 | 0 |  | 1 | TRUE | wye
87 | LV_6459-4_0_6_load_78 | 111 | 0.0018026 | 0.00045178 | 0 | 0 |  | 1 | TRUE | wye
88 | LV_6459-4_0_6_load_71 | 112 | 0.0038254 | 0.00095874 | 0 | 0 |  | 1 | TRUE | wye
89 | LV_6459-4_0_6_load_81 | 114 | 0.0023556 | 0.00059037 | 0 | 0 |  | 1 | TRUE | wye
90 | LV_6459-4_0_6_load_69 | 115 | 0.0029808 | 0.00074707 | 0 | 0 |  | 1 | TRUE | wye
91 | LV_6459-4_0_6_load_85 | 116 | 0.0019558 | 0.00049016 | 0 | 0 |  | 1 | TRUE | wye
92 | LV_6459-4_0_6_load_86 | 117 | 0.0037483 | 0.00093942 | 0 | 0 |  | 1 | TRUE | wye
93 | LV_6459-4_0_6_load_70 | 118 | 0.0025544 | 0.00064019 | 0 | 0 |  | 1 | TRUE | wye
94 | LV_6459-4_0_6_load_72 | 119 | 0.0037642 | 0.00094339 | 0 | 0 |  | 1 | TRUE | wye
95 | LV_6459-4_0_6_load_73 | 120 | 0.0037645 | 0.00094348 | 0 | 0 |  | 1 | TRUE | wye
96 | LV_6459-4_0_6_load_74 | 121 | 0.0024672 | 0.00061833 | 0 | 0 |  | 1 | TRUE | wye
97 | LV_6459-4_0_6_load_75 | 122 | 0.0035158 | 0.00088115 | 0 | 0 |  | 1 | TRUE | wye
98 | LV_6459-4_0_6_load_83 | 124 | 0.0042932 | 0.001076 | 0 | 0 |  | 1 | TRUE | wye
99 | LV_6459-4_0_6_load_77 | 125 | 0.0025236 | 0.00063248 | 0 | 0 |  | 1 | TRUE | wye
100 | LV_6459-4_0_6_load_108 | 126 | 0.0013392 | 0.00033564 | 0 | 0 |  | 1 | TRUE | wye
101 | LV_6459-4_0_6_load_190 | 127 | 0.0050233 | 0.001259 | 0 | 0 |  | 1 | TRUE | wye
102 | LV_6459-4_0_6_load_82 | 128 | 0.0022409 | 0.00056162 | 0 | 0 |  | 1 | TRUE | wye
103 | LV_6459-4_0_6_load_80 | 129 | 0.0015769 | 0.0003952 | 0 | 0 |  | 1 | TRUE | wye
104 | LV_6459-4_0_6_load_109 | 130 | 0.0068158 | 0.0017082 | 0 | 0 |  | 1 | TRUE | wye
105 | LV_6459-4_0_6_load_79 | 131 | 0.0043235 | 0.0010836 | 0 | 0 |  | 1 | TRUE | wye
106 | LV_6459-4_0_6_load_188 | 132 | 0.0046725 | 0.001171 | 0 | 0 |  | 1 | TRUE | wye
107 | LV_6459-4_0_6_load_201 | 133 | 0.0020341 | 0.0005098 | 0 | 0 |  | 1 | TRUE | wye
108 | LV_6459-4_0_6_load_202 | 135 | 0.0019859 | 0.00049772 | 0 | 0 |  | 1 | TRUE | wye
109 | LV_6459-4_0_6_load_87 | 138 | 0.001123 | 0.00028145 | 0 | 0 |  | 1 | TRUE | wye
110 | LV_6459-4_0_6_load_88 | 139 | 0.0037649 | 0.00094358 | 0 | 0 |  | 1 | TRUE | wye
111 | LV_6459-4_0_6_load_89 | 140 | 0.0012009 | 0.00030097 | 0 | 0 |  | 1 | TRUE | wye
112 | LV_6459-4_0_6_load_91 | 142 | 0.0011229 | 0.00028143 | 0 | 0 |  | 1 | TRUE | wye
113 | LV_6459-4_0_6_load_92 | 143 | 0.0037486 | 0.00093948 | 0 | 0 |  | 1 | TRUE | wye
114 | LV_6459-4_0_6_load_150 | 144 | 0.0012008 | 0.00030096 | 0 | 0 |  | 1 | TRUE | wye
115 | LV_6459-4_0_6_load_110 | 145 | 0.0042394 | 0.0010625 | 0 | 0 |  | 1 | TRUE | wye
116 | LV_6459-4_0_6_load_151 | 146 | 0.0011229 | 0.00028143 | 0 | 0 |  | 1 | TRUE | wye
117 | LV_6459-4_0_6_load_93 | 147 | 0.0027585 | 0.00069135 | 0 | 0 |  | 1 | TRUE | wye
118 | LV_6459-4_0_6_load_94 | 148 | 0.0077082 | 0.0019318 | 0 | 0 |  | 1 | TRUE | wye
119 | LV_6459-4_0_6_load_95 | 149 | 0.012584 | 0.0031539 | 0 | 0 |  | 1 | TRUE | wye
120 | LV_6459-4_0_6_load_140 | 152 | 0.0012407 | 0.00031095 | 0 | 0 |  | 1 | TRUE | wye
121 | LV_6459-4_0_6_load_141 | 153 | 0.0012019 | 0.00030123 | 0 | 0 |  | 1 | TRUE | wye
122 | LV_6459-4_0_6_load_100 | 154 | 0.0098487 | 0.0024683 | 0 | 0 |  | 1 | TRUE | wye
123 | LV_6459-4_0_6_load_98 | 155 | 0.0098232 | 0.0024619 | 0 | 0 |  | 1 | TRUE | wye
124 | LV_6459-4_0_6_load_99 | 156 | 0.0068813 | 0.0017246 | 0 | 0 |  | 1 | TRUE | wye
125 | LV_6459-4_0_6_load_204 | 159 | 0.0014175 | 0.00035526 | 0 | 0 |  | 1 | TRUE | wye
126 | LV_6459-4_0_6_load_163 | 163 | 0.0031623 | 0.00079254 | 0 | 0 |  | 1 | TRUE | wye
127 | LV_6459-4_0_6_load_193 | 164 | 0.0069986 | 0.001754 | 0 | 0 |  | 1 | TRUE | wye
128 | LV_6459-4_0_6_load_199 | 165 | 0.0054931 | 0.0013767 | 0 | 0 |  | 1 | TRUE | wye
129 | LV_6459-4_0_6_load_194 | 166 | 0.0017599 | 0.00044106 | 0 | 0 |  | 1 | TRUE | wye
130 | LV_6459-4_0_6_load_166 | 167 | 0.0012693 | 0.00031813 | 0 | 0 |  | 1 | TRUE | wye
131 | LV_6459-4_0_6_load_164 | 168 | 0.0019685 | 0.00049336 | 0 | 0 |  | 1 | TRUE | wye
132 | LV_6459-4_0_6_load_138 | 169 | 0.002514 | 0.00063006 | 0 | 0 |  | 1 | TRUE | wye
133 | LV_6459-4_0_6_load_124 | 170 | 0.006718 | 0.0016837 | 0 | 0 |  | 1 | TRUE | wye
134 | LV_6459-4_0_6_load_126 | 171 | 0.0022367 | 0.00056056 | 0 | 0 |  | 1 | TRUE | wye
135 | LV_6459-4_0_6_load_135 | 174 | 0.0023455 | 0.00058784 | 0 | 0 |  | 1 | TRUE | wye
136 | LV_6459-4_0_6_load_129 | 175 | 0.0019816 | 0.00049664 | 0 | 0 |  | 1 | TRUE | wye
137 | LV_6459-4_0_6_load_183 | 176 | 0.0068657 | 0.0017207 | 0 | 0 |  | 1 | TRUE | wye
138 | LV_6459-4_0_6_load_134 | 177 | 0.0033748 | 0.00084581 | 0 | 0 |  | 1 | TRUE | wye
139 | LV_6459-4_0_6_load_145 | 178 | 0.0021709 | 0.00054408 | 0 | 0 |  | 1 | TRUE | wye
140 | LV_6459-4_0_6_load_155 | 179 | 0.0025806 | 0.00064676 | 0 | 0 |  | 1 | TRUE | wye
141 | LV_6459-4_0_6_load_149 | 180 | 0.0013957 | 0.00034979 | 0 | 0 |  | 1 | TRUE | wye
142 | LV_6459-4_0_6_load_156 | 181 | 0.0011866 | 0.0002974 | 0 | 0 |  | 1 | TRUE | wye
143 | LV_6459-4_0_6_load_186 | 182 | 0.0068799 | 0.0017243 | 0 | 0 |  | 1 | TRUE | wye
144 | LV_6459-4_0_6_load_158 | 183 | 0.0034892 | 0.00087448 | 0 | 0 |  | 1 | TRUE | wye
145 | LV_6459-4_0_6_load_159 | 184 | 0.00284 | 0.00071177 | 0 | 0 |  | 1 | TRUE | wye
146 | LV_6459-4_0_6_load_178 | 186 | 0.00326 | 0.00081704 | 0 | 0 |  | 1 | TRUE | wye
147 | LV_6459-4_0_6_load_179 | 187 | 0.0036591 | 0.00091707 | 0 | 0 |  | 1 | TRUE | wye
148 | LV_6459-4_0_6_load_185 | 188 | 0.0023067 | 0.00057811 | 0 | 0 |  | 1 | TRUE | wye
149 | LV_6459-4_0_6_load_168 | 189 | 0.0031096 | 0.00077935 | 0 | 0 |  | 1 | TRUE | wye
150 | LV_6459-4_0_6_load_169 | 190 | 0.0024349 | 0.00061024 | 0 | 0 |  | 1 | TRUE | wye
151 | LV_6459-4_0_6_load_170 | 191 | 0.0026647 | 0.00066783 | 0 | 0 |  | 1 | TRUE | wye
152 | LV_6459-4_0_6_load_171 | 192 | 0.0015299 | 0.00038343 | 0 | 0 |  | 1 | TRUE | wye
153 | LV_6459-4_0_6_load_172 | 193 | 0.0013013 | 0.00032615 | 0 | 0 |  | 1 | TRUE | wye
154 | LV_6459-4_0_6_load_173 | 194 | 0.0023236 | 0.00058235 | 0 | 0 |  | 1 | TRUE | wye
155 | LV_6459-4_0_6_load_174 | 195 | 0.0012343 | 0.00030935 | 0 | 0 |  | 1 | TRUE | wye
156 | LV_6459-4_0_6_load_191 | 196 | 0.0051488 | 0.0012904 | 0 | 0 |  | 1 | TRUE | wye
157 | LV_6459-4_0_6_load_192 | 197 | 0.0079491 | 0.0019922 | 0 | 0 |  | 1 | TRUE | wye
158 | LV_6459-4_0_6_load_195 | 198 | 0.0020217 | 0.00050667 | 0 | 0 |  | 1 | TRUE | wye
159 | LV_6459-4_0_6_load_196 | 199 | 0.0011961 | 0.00029977 | 0 | 0 |  | 1 | TRUE | wye
160 | LV_6459-4_0_6_load_198 | 201 | 0.0025786 | 0.00064626 | 0 | 0 |  | 1 | TRUE | wye
161 | LV_6459-4_0_6_load_203 | 202 | 0.0061305 | 0.0015364 | 0 | 0 |  | 1 | TRUE | wye

## ext_grid
| name | bus | vm_pu | va_degree | slack_weight | in_service
0 |  | 120 | 1 | 0 | 1 | TRUE

## line
| name | std_type | from_bus | to_bus | length_km | r_ohm_per_km | x_ohm_per_km | c_nf_per_km | g_us_per_km | max_i_ka | df | parallel | type | in_service
0 | LV_6459-4_0_6_line_0 |  | 0 | 1 | 0.019317 | 0.125 | 0.08 | 261 | 0 | 0.364 | 1 | 1 | cs | TRUE
1 | LV_6459-4_0_6_line_1 |  | 0 | 2 | 0.0047813 | 0.125 | 0.08 | 261 | 0 | 0.364 | 1 | 1 | cs | TRUE
2 | LV_6459-4_0_6_line_2 |  | 2 | 3 | 0.016797 | 0.125 | 0.08 | 261 | 0 | 0.364 | 1 | 1 | cs | TRUE
3 | LV_6459-4_0_6_line_3 |  | 2 | 4 | 0.012109 | 0.125 | 0.08 | 261 | 0 | 0.364 | 1 | 1 | cs | TRUE
4 | LV_6459-4_0_6_line_4 |  | 3 | 5 | 0.020921 | 0.125 | 0.08 | 261 | 0 | 0.364 | 1 | 1 | cs | TRUE
5 | LV_6459-4_0_6_line_5 |  | 4 | 6 | 0.018202 | 0.125 | 0.08 | 261 | 0 | 0.364 | 1 | 1 | cs | TRUE
6 | LV_6459-4_0_6_line_6 |  | 6 | 7 | 0.0045257 | 0.125 | 0.08 | 261 | 0 | 0.364 | 1 | 1 | cs | TRUE
7 | LV_6459-4_0_6_line_7 |  | 7 | 170 | 0.00074577 | 0.125 | 0.08 | 261 | 0 | 0.364 | 1 | 1 | cs | TRUE
8 | LV_6459-4_0_6_line_8 |  | 8 | 9 | 0.021331 | 0.125 | 0.08 | 261 | 0 | 0.364 | 1 | 1 | cs | TRUE
9 | LV_6459-4_0_6_line_9 |  | 8 | 10 | 0.022612 | 0.125 | 0.08 | 261 | 0 | 0.364 | 1 | 1 | cs | TRUE
10 | LV_6459-4_0_6_line_10 |  | 9 | 11 | 0.025267 | 0.125 | 0.08 | 261 | 0 | 0.364 | 1 | 1 | cs | TRUE
11 | LV_6459-4_0_6_line_11 |  | 10 | 12 | 0.0087351 | 0.125 | 0.08 | 261 | 0 | 0.364 | 1 | 1 | cs | TRUE
12 | LV_6459-4_0_6_line_12 |  | 10 | 13 | 0.018503 | 0.125 | 0.08 | 261 | 0 | 0.364 | 1 | 1 | cs | TRUE
13 | LV_6459-4_0_6_line_13 |  | 11 | 14 | 0.02159 | 0.125 | 0.08 | 261 | 0 | 0.364 | 1 | 1 | cs | TRUE
14 | LV_6459-4_0_6_line_14 |  | 13 | 15 | 0.022133 | 0.125 | 0.08 | 261 | 0 | 0.364 | 1 | 1 | cs | TRUE
15 | LV_6459-4_0_6_line_15 |  | 13 | 16 | 0.041507 | 0.125 | 0.08 | 261 | 0 | 0.364 | 1 | 1 | cs | TRUE
16 | LV_6459-4_0_6_line_16 |  | 14 | 17 | 0.0037187 | 0.125 | 0.08 | 261 | 0 | 0.364 | 1 | 1 | cs | TRUE
17 | LV_6459-4_0_6_line_17 |  | 17 | 102 | 0.022585 | 0.125 | 0.08 | 261 | 0 | 0.364 | 1 | 1 | cs | TRUE
18 | LV_6459-4_0_6_line_18 |  | 18 | 19 | 0.025877 | 0.125 | 0.08 | 261 | 0 | 0.364 | 1 | 1 | cs | TRUE
19 | LV_6459-4_0_6_line_19 |  | 18 | 20 | 0.024975 | 0.125 | 0.08 | 261 | 0 | 0.364 | 1 | 2 | cs | TRUE
20 | LV_6459-4_0_6_line_20 |  | 19 | 111 | 0.010173 | 0.125 | 0.08 | 261 | 0 | 0.364 | 1 | 1 | cs | TRUE
21 | LV_6459-4_0_6_line_21 |  | 19 | 112 | 0.037149 | 0.125 | 0.08 | 261 | 0 | 0.364 | 1 | 1 | cs | TRUE
22 | LV_6459-4_0_6_line_22 |  | 20 | 113 | 0.012318 | 0.125 | 0.08 | 261 | 0 | 0.364 | 1 | 5 | cs | TRUE
23 | LV_6459-4_0_6_line_23 |  | 21 | 22 | 0.02425 | 0.125 | 0.08 | 261 | 0 | 0.364 | 1 | 1 | cs | TRUE
24 | LV_6459-4_0_6_line_24 |  | 21 | 23 | 0.011338 | 0.125 | 0.08 | 261 | 0 | 0.364 | 1 | 1 | cs | TRUE
25 | LV_6459-4_0_6_line_25 |  | 22 | 24 | 0.0057168 | 0.125 | 0.08 | 261 | 0 | 0.364 | 1 | 1 | cs | TRUE
26 | LV_6459-4_0_6_line_26 |  | 23 | 25 | 0.038424 | 0.125 | 0.08 | 261 | 0 | 0.364 | 1 | 1 | cs | TRUE
27 | LV_6459-4_0_6_line_27 |  | 23 | 26 | 0.011575 | 0.125 | 0.08 | 261 | 0 | 0.364 | 1 | 1 | cs | TRUE
28 | LV_6459-4_0_6_line_28 |  | 24 | 27 | 0.0058401 | 0.125 | 0.08 | 261 | 0 | 0.364 | 1 | 1 | cs | TRUE
29 | LV_6459-4_0_6_line_29 |  | 26 | 28 | 0.0083726 | 0.125 | 0.08 | 261 | 0 | 0.364 | 1 | 5 | cs | TRUE
30 | LV_6459-4_0_6_line_30 |  | 26 | 29 | 0.011384 | 0.125 | 0.08 | 261 | 0 | 0.364 | 1 | 5 | cs | TRUE
31 | LV_6459-4_0_6_line_31 |  | 27 | 30 | 0.0015651 | 0.125 | 0.08 | 261 | 0 | 0.364 | 1 | 1 | cs | TRUE
32 | LV_6459-4_0_6_line_32 |  | 28 | 31 | 0.0035949 | 0.125 | 0.08 | 261 | 0 | 0.364 | 1 | 5 | cs | TRUE
33 | LV_6459-4_0_6_line_33 |  | 29 | 32 | 0.0070724 | 0.125 | 0.08 | 261 | 0 | 0.364 | 1 | 5 | cs | TRUE
34 | LV_6459-4_0_6_line_34 |  | 30 | 105 | 0.0063474 | 0.125 | 0.08 | 261 | 0 | 0.364 | 1 | 1 | cs | TRUE
35 | LV_6459-4_0_6_line_35 |  | 31 | 110 | 0.0094545 | 0.125 | 0.08 | 261 | 0 | 0.364 | 1 | 5 | cs | TRUE
36 | LV_6459-4_0_6_line_36 |  | 32 | 107 | 0.012623 | 0.125 | 0.08 | 261 | 0 | 0.364 | 1 | 5 | cs | TRUE
37 | LV_6459-4_0_6_line_37 |  | 33 | 34 | 0.015105 | 0.125 | 0.08 | 261 | 0 | 0.364 | 1 | 1 | cs | TRUE
38 | LV_6459-4_0_6_line_38 |  | 33 | 35 | 0.0086193 | 0.125 | 0.08 | 261 | 0 | 0.364 | 1 | 1 | cs | TRUE
39 | LV_6459-4_0_6_line_39 |  | 34 | 36 | 0.0057401 | 0.125 | 0.08 | 261 | 0 | 0.364 | 1 | 1 | cs | TRUE
40 | LV_6459-4_0_6_line_40 |  | 35 | 37 | 0.0087882 | 0.125 | 0.08 | 261 | 0 | 0.364 | 1 | 1 | cs | TRUE
41 | LV_6459-4_0_6_line_41 |  | 36 | 38 | 0.0073274 | 0.125 | 0.08 | 261 | 0 | 0.364 | 1 | 1 | cs | TRUE
42 | LV_6459-4_0_6_line_42 |  | 37 | 39 | 0.0065801 | 0.125 | 0.08 | 261 | 0 | 0.364 | 1 | 1 | cs | TRUE
43 | LV_6459-4_0_6_line_43 |  | 38 | 40 | 0.0091491 | 0.125 | 0.08 | 261 | 0 | 0.364 | 1 | 1 | cs | TRUE
44 | LV_6459-4_0_6_line_44 |  | 39 | 41 | 0.0070842 | 0.125 | 0.08 | 261 | 0 | 0.364 | 1 | 1 | cs | TRUE
45 | LV_6459-4_0_6_line_45 |  | 40 | 175 | 0.0070159 | 0.125 | 0.08 | 261 | 0 | 0.364 | 1 | 1 | cs | TRUE
46 | LV_6459-4_0_6_line_46 |  | 42 | 43 | 0.010664 | 0.125 | 0.08 | 261 | 0 | 0.364 | 1 | 1 | cs | TRUE
47 | LV_6459-4_0_6_line_47 |  | 42 | 44 | 0.00054236 | 0.125 | 0.08 | 261 | 0 | 0.364 | 1 | 1 | cs | TRUE
48 | LV_6459-4_0_6_line_48 |  | 43 | 45 | 0.0049649 | 0.125 | 0.08 | 261 | 0 | 0.364 | 1 | 1 | cs | TRUE
49 | LV_6459-4_0_6_line_49 |  | 44 | 46 | 0.0094509 | 0.125 | 0.08 | 261 | 0 | 0.364 | 1 | 1 | cs | TRUE
50 | LV_6459-4_0_6_line_50 |  | 45 | 47 | 0.00055404 | 0.125 | 0.08 | 261 | 0 | 0.364 | 1 | 1 | cs | TRUE
51 | LV_6459-4_0_6_line_51 |  | 46 | 48 | 0.013472 | 0.125 | 0.08 | 261 | 0 | 0.364 | 1 | 1 | cs | TRUE
52 | LV_6459-4_0_6_line_52 |  | 47 | 49 | 0.012873 | 0.125 | 0.08 | 261 | 0 | 0.364 | 1 | 1 | cs | TRUE
53 | LV_6459-4_0_6_line_53 |  | 48 | 50 | 0.019339 | 0.125 | 0.08 | 261 | 0 | 0.364 | 1 | 1 | cs | TRUE
54 | LV_6459-4_0_6_line_54 |  | 49 | 182 | 0.0062644 | 0.125 | 0.08 | 261 | 0 | 0.364 | 1 | 5 | cs | TRUE
55 | LV_6459-4_0_6_line_55 |  | 49 | 176 | 0.0092866 | 0.125 | 0.08 | 261 | 0 | 0.364 | 1 | 5 | cs | TRUE
56 | LV_6459-4_0_6_line_56 |  | 50 | 51 | 0.014038 | 0.125 | 0.08 | 261 | 0 | 0.364 | 1 | 1 | cs | TRUE
57 | LV_6459-4_0_6_line_57 |  | 50 | 52 | 0.0091928 | 0.125 | 0.08 | 261 | 0 | 0.364 | 1 | 1 | cs | TRUE
58 | LV_6459-4_0_6_line_58 |  | 51 | 53 | 0.03866 | 0.125 | 0.08 | 261 | 0 | 0.364 | 1 | 1 | cs | TRUE
59 | LV_6459-4_0_6_line_59 |  | 54 | 55 | 0.010155 | 0.125 | 0.08 | 261 | 0 | 0.364 | 1 | 5 | cs | TRUE
60 | LV_6459-4_0_6_line_60 |  | 54 | 56 | 0.020606 | 0.125 | 0.08 | 261 | 0 | 0.364 | 1 | 5 | cs | TRUE
61 | LV_6459-4_0_6_line_61 |  | 55 | 64 | 0.0081246 | 0.125 | 0.08 | 261 | 0 | 0.364 | 1 | 1 | cs | TRUE
62 | LV_6459-4_0_6_line_62 |  | 55 | 65 | 0.016788 | 0.125 | 0.08 | 261 | 0 | 0.364 | 1 | 5 | cs | TRUE
63 | LV_6459-4_0_6_line_63 |  | 56 | 60 | 0.0084658 | 0.125 | 0.08 | 261 | 0 | 0.364 | 1 | 5 | cs | TRUE
64 | LV_6459-4_0_6_line_64 |  | 56 | 57 | 0.01313 | 0.125 | 0.08 | 261 | 0 | 0.364 | 1 | 5 | cs | TRUE
65 | LV_6459-4_0_6_line_65 |  | 57 | 58 | 0.0051835 | 0.125 | 0.08 | 261 | 0 | 0.364 | 1 | 5 | cs | TRUE
66 | LV_6459-4_0_6_line_66 |  | 58 | 59 | 0.0089605 | 0.125 | 0.08 | 261 | 0 | 0.364 | 1 | 5 | cs | TRUE
67 | LV_6459-4_0_6_line_67 |  | 59 | 61 | 0.0072835 | 0.125 | 0.08 | 261 | 0 | 0.364 | 1 | 5 | cs | TRUE
68 | LV_6459-4_0_6_line_68 |  | 60 | 62 | 0.0091043 | 0.125 | 0.08 | 261 | 0 | 0.364 | 1 | 5 | cs | TRUE
69 | LV_6459-4_0_6_line_69 |  | 61 | 63 | 0.0034463 | 0.125 | 0.08 | 261 | 0 | 0.364 | 1 | 5 | cs | TRUE
70 | LV_6459-4_0_6_line_70 |  | 62 | 66 | 0.0013743 | 0.125 | 0.08 | 261 | 0 | 0.364 | 1 | 5 | cs | TRUE
71 | LV_6459-4_0_6_line_71 |  | 63 | 179 | 0.0085649 | 0.125 | 0.08 | 261 | 0 | 0.364 | 1 | 5 | cs | TRUE
72 | LV_6459-4_0_6_line_72 |  | 64 | 196 | 0.0035191 | 0.125 | 0.08 | 261 | 0 | 0.364 | 1 | 1 | cs | TRUE
73 | LV_6459-4_0_6_line_73 |  | 65 | 195 | 0.0054868 | 0.125 | 0.08 | 261 | 0 | 0.364 | 1 | 5 | cs | TRUE
74 | LV_6459-4_0_6_line_74 |  | 66 | 186 | 0.0079071 | 0.125 | 0.08 | 261 | 0 | 0.364 | 1 | 5 | cs | TRUE
75 | LV_6459-4_0_6_line_75 |  | 67 | 68 | 0.012082 | 0.125 | 0.08 | 261 | 0 | 0.364 | 1 | 5 | cs | TRUE
76 | LV_6459-4_0_6_line_76 |  | 67 | 69 | 0.0068973 | 0.125 | 0.08 | 261 | 0 | 0.364 | 1 | 5 | cs | TRUE
77 | LV_6459-4_0_6_line_77 |  | 68 | 70 | 0.010389 | 0.125 | 0.08 | 261 | 0 | 0.364 | 1 | 5 | cs | TRUE
78 | LV_6459-4_0_6_line_78 |  | 69 | 71 | 0.010778 | 0.125 | 0.08 | 261 | 0 | 0.364 | 1 | 5 | cs | TRUE
79 | LV_6459-4_0_6_line_79 |  | 70 | 72 | 0.011053 | 0.125 | 0.08 | 261 | 0 | 0.364 | 1 | 1 | cs | TRUE
80 | LV_6459-4_0_6_line_80 |  | 70 | 73 | 0.00046838 | 0.125 | 0.08 | 261 | 0 | 0.364 | 1 | 5 | cs | TRUE
81 | LV_6459-4_0_6_line_81 |  | 71 | 77 | 0.0016018 | 0.125 | 0.08 | 261 | 0 | 0.364 | 1 | 5 | cs | TRUE
82 | LV_6459-4_0_6_line_82 |  | 72 | 78 | 0.00067511 | 0.125 | 0.08 | 261 | 0 | 0.364 | 1 | 1 | cs | TRUE
83 | LV_6459-4_0_6_line_83 |  | 73 | 79 | 0.010456 | 0.125 | 0.08 | 261 | 0 | 0.364 | 1 | 5 | cs | TRUE
84 | LV_6459-4_0_6_line_84 |  | 74 | 75 | 0.0079442 | 0.125 | 0.08 | 261 | 0 | 0.364 | 1 | 1 | cs | TRUE
85 | LV_6459-4_0_6_line_85 |  | 74 | 76 | 0.0089207 | 0.125 | 0.08 | 261 | 0 | 0.364 | 1 | 1 | cs | TRUE
86 | LV_6459-4_0_6_line_86 |  | 75 | 80 | 0.012001 | 0.125 | 0.08 | 261 | 0 | 0.364 | 1 | 1 | cs | TRUE
87 | LV_6459-4_0_6_line_87 |  | 77 | 81 | 0.0094629 | 0.125 | 0.08 | 261 | 0 | 0.364 | 1 | 5 | cs | TRUE
88 | LV_6459-4_0_6_line_88 |  | 78 | 180 | 0.018646 | 0.125 | 0.08 | 261 | 0 | 0.364 | 1 | 1 | cs | TRUE
89 | LV_6459-4_0_6_line_89 |  | 78 | 88 | 0.012837 | 0.125 | 0.08 | 261 | 0 | 0.364 | 1 | 1 | cs | TRUE
90 | LV_6459-4_0_6_line_90 |  | 79 | 178 | 0.00023701 | 0.125 | 0.08 | 261 | 0 | 0.364 | 1 | 5 | cs | TRUE
91 | LV_6459-4_0_6_line_91 |  | 80 | 183 | 0.0091654 | 0.125 | 0.08 | 261 | 0 | 0.364 | 1 | 1 | cs | TRUE
92 | LV_6459-4_0_6_line_92 |  | 81 | 157 | 0.011318 | 0.125 | 0.08 | 261 | 0 | 0.364 | 1 | 2 | cs | TRUE
93 | LV_6459-4_0_6_line_93 |  | 82 | 83 | 0.0070856 | 0.125 | 0.08 | 261 | 0 | 0.364 | 1 | 1 | cs | TRUE
94 | LV_6459-4_0_6_line_94 |  | 83 | 86 | 0.027471 | 0.125 | 0.08 | 261 | 0 | 0.364 | 1 | 1 | cs | TRUE
95 | LV_6459-4_0_6_line_95 |  | 84 | 85 | 0.0076537 | 0.125 | 0.08 | 261 | 0 | 0.364 | 1 | 1 | cs | TRUE
96 | LV_6459-4_0_6_line_96 |  | 85 | 87 | 0.017814 | 0.125 | 0.08 | 261 | 0 | 0.364 | 1 | 1 | cs | TRUE
97 | LV_6459-4_0_6_line_97 |  | 86 | 88 | 0.015259 | 0.125 | 0.08 | 261 | 0 | 0.364 | 1 | 1 | cs | TRUE
98 | LV_6459-4_0_6_line_98 |  | 87 | 89 | 0.013089 | 0.125 | 0.08 | 261 | 0 | 0.364 | 1 | 1 | cs | TRUE
99 | LV_6459-4_0_6_line_99 |  | 87 | 90 | 0.024404 | 0.125 | 0.08 | 261 | 0 | 0.364 | 1 | 1 | cs | TRUE
100 | LV_6459-4_0_6_line_100 |  | 89 | 99 | 0.031958 | 0.125 | 0.08 | 261 | 0 | 0.364 | 1 | 1 | cs | TRUE
101 | LV_6459-4_0_6_line_101 |  | 90 | 100 | 0.01064 | 0.125 | 0.08 | 261 | 0 | 0.364 | 1 | 1 | cs | TRUE
102 | LV_6459-4_0_6_line_102 |  | 91 | 92 | 0.0048228 | 0.125 | 0.08 | 261 | 0 | 0.364 | 1 | 1 | cs | TRUE
103 | LV_6459-4_0_6_line_103 |  | 91 | 93 | 0.038287 | 0.125 | 0.08 | 261 | 0 | 0.364 | 1 | 1 | cs | TRUE
104 | LV_6459-4_0_6_line_104 |  | 92 | 94 | 0.01284 | 0.125 | 0.08 | 261 | 0 | 0.364 | 1 | 1 | cs | TRUE
105 | LV_6459-4_0_6_line_105 |  | 94 | 95 | 0.021626 | 0.125 | 0.08 | 261 | 0 | 0.364 | 1 | 1 | cs | TRUE
106 | LV_6459-4_0_6_line_106 |  | 94 | 96 | 0.0089189 | 0.125 | 0.08 | 261 | 0 | 0.364 | 1 | 1 | cs | TRUE
107 | LV_6459-4_0_6_line_107 |  | 95 | 97 | 0.060717 | 0.125 | 0.08 | 261 | 0 | 0.364 | 1 | 1 | cs | TRUE
108 | LV_6459-4_0_6_line_108 |  | 96 | 98 | 0.013535 | 0.125 | 0.08 | 261 | 0 | 0.364 | 1 | 1 | cs | TRUE
109 | LV_6459-4_0_6_line_109 |  | 97 | 157 | 0.031737 | 0.125 | 0.08 | 261 | 0 | 0.364 | 1 | 1 | cs | TRUE
110 | LV_6459-4_0_6_line_110 |  | 98 | 100 | 0.0019009 | 0.125 | 0.08 | 261 | 0 | 0.364 | 1 | 1 | cs | TRUE
111 | LV_6459-4_0_6_line_111 |  | 99 | 101 | 0.016202 | 0.125 | 0.08 | 261 | 0 | 0.364 | 1 | 1 | cs | TRUE
112 | LV_6459-4_0_6_line_112 |  | 102 | 103 | 0.039703 | 0.125 | 0.08 | 261 | 0 | 0.364 | 1 | 1 | cs | TRUE
113 | LV_6459-4_0_6_line_113 |  | 103 | 104 | 0.048068 | 0.125 | 0.08 | 261 | 0 | 0.364 | 1 | 1 | cs | TRUE
114 | LV_6459-4_0_6_line_114 |  | 104 | 169 | 0.0019674 | 0.125 | 0.08 | 261 | 0 | 0.364 | 1 | 1 | cs | TRUE
115 | LV_6459-4_0_6_line_115 |  | 105 | 106 | 0.00016719 | 0.125 | 0.08 | 261 | 0 | 0.364 | 1 | 1 | cs | TRUE
116 | LV_6459-4_0_6_line_116 |  | 106 | 169 | 0.0094255 | 0.125 | 0.08 | 261 | 0 | 0.364 | 1 | 1 | cs | TRUE
117 | LV_6459-4_0_6_line_117 |  | 107 | 108 | 0.0075791 | 0.125 | 0.08 | 261 | 0 | 0.364 | 1 | 5 | cs | TRUE
118 | LV_6459-4_0_6_line_118 |  | 108 | 109 | 0.0042038 | 0.125 | 0.08 | 261 | 0 | 0.364 | 1 | 5 | cs | TRUE
119 | LV_6459-4_0_6_line_119 |  | 109 | 132 | 0.006517 | 0.125 | 0.08 | 261 | 0 | 0.364 | 1 | 5 | cs | TRUE
120 | LV_6459-4_0_6_line_120 |  | 110 | 177 | 0.0041245 | 0.125 | 0.08 | 261 | 0 | 0.364 | 1 | 5 | cs | TRUE
121 | LV_6459-4_0_6_line_121 |  | 111 | 114 | 0.019806 | 0.125 | 0.08 | 261 | 0 | 0.364 | 1 | 1 | cs | TRUE
122 | LV_6459-4_0_6_line_122 |  | 112 | 115 | 0.0071357 | 0.125 | 0.08 | 261 | 0 | 0.364 | 1 | 1 | cs | TRUE
123 | LV_6459-4_0_6_line_123 |  | 113 | 116 | 0.016241 | 0.125 | 0.08 | 261 | 0 | 0.364 | 1 | 1 | cs | TRUE
124 | LV_6459-4_0_6_line_124 |  | 113 | 117 | 0.017835 | 0.125 | 0.08 | 261 | 0 | 0.364 | 1 | 5 | cs | TRUE
125 | LV_6459-4_0_6_line_125 |  | 114 | 131 | 0.019607 | 0.125 | 0.08 | 261 | 0 | 0.364 | 1 | 1 | cs | TRUE
126 | LV_6459-4_0_6_line_126 |  | 115 | 118 | 0.031458 | 0.125 | 0.08 | 261 | 0 | 0.364 | 1 | 1 | cs | TRUE
127 | LV_6459-4_0_6_line_127 |  | 116 | 133 | 0.0065786 | 0.125 | 0.08 | 261 | 0 | 0.364 | 1 | 1 | cs | TRUE
128 | LV_6459-4_0_6_line_128 |  | 117 | 134 | 0.011749 | 0.125 | 0.08 | 261 | 0 | 0.364 | 1 | 5 | cs | TRUE
129 | LV_6459-4_0_6_line_129 |  | 118 | 119 | 0.0064559 | 0.125 | 0.08 | 261 | 0 | 0.364 | 1 | 1 | cs | TRUE
130 | LV_6459-4_0_6_line_130 |  | 120 | 121 | 0.0025589 | 0.125 | 0.08 | 261 | 0 | 0.364 | 1 | 5 | cs | TRUE
131 | LV_6459-4_0_6_line_131 |  | 120 | 122 | 0.013548 | 0.125 | 0.08 | 261 | 0 | 0.364 | 1 | 1 | cs | TRUE
132 | LV_6459-4_0_6_line_132 |  | 121 | 123 | 0.009241 | 0.125 | 0.08 | 261 | 0 | 0.364 | 1 | 5 | cs | TRUE
133 | LV_6459-4_0_6_line_133 |  | 123 | 124 | 0.0039048 | 0.125 | 0.08 | 261 | 0 | 0.364 | 1 | 5 | cs | TRUE
134 | LV_6459-4_0_6_line_134 |  | 124 | 127 | 0.023934 | 0.125 | 0.08 | 261 | 0 | 0.364 | 1 | 5 | cs | TRUE
135 | LV_6459-4_0_6_line_135 |  | 125 | 126 | 0.0049226 | 0.125 | 0.08 | 261 | 0 | 0.364 | 1 | 1 | cs | TRUE
136 | LV_6459-4_0_6_line_136 |  | 126 | 130 | 0.0024337 | 0.125 | 0.08 | 261 | 0 | 0.364 | 1 | 1 | cs | TRUE
137 | LV_6459-4_0_6_line_137 |  | 127 | 132 | 0.0067289 | 0.125 | 0.08 | 261 | 0 | 0.364 | 1 | 5 | cs | TRUE
138 | LV_6459-4_0_6_line_138 |  | 128 | 129 | 0.0092585 | 0.125 | 0.08 | 261 | 0 | 0.364 | 1 | 1 | cs | TRUE
139 | LV_6459-4_0_6_line_139 |  | 129 | 131 | 0.01756 | 0.125 | 0.08 | 261 | 0 | 0.364 | 1 | 1 | cs | TRUE
140 | LV_6459-4_0_6_line_140 |  | 130 | 160 | 0.019819 | 0.125 | 0.08 | 261 | 0 | 0.364 | 1 | 1 | cs | TRUE
141 | LV_6459-4_0_6_line_141 |  | 133 | 135 | 0.0064734 | 0.125 | 0.08 | 261 | 0 | 0.364 | 1 | 1 | cs | TRUE
142 | LV_6459-4_0_6_line_142 |  | 134 | 136 | 0.004521 | 0.125 | 0.08 | 261 | 0 | 0.364 | 1 | 5 | cs | TRUE
143 | LV_6459-4_0_6_line_143 |  | 134 | 137 | 0.048926 | 0.125 | 0.08 | 261 | 0 | 0.364 | 1 | 5 | cs | TRUE
144 | LV_6459-4_0_6_line_144 |  | 135 | 202 | 0.0025272 | 0.125 | 0.08 | 261 | 0 | 0.364 | 1 | 1 | cs | TRUE
145 | LV_6459-4_0_6_line_145 |  | 136 | 165 | 0.014784 | 0.125 | 0.08 | 261 | 0 | 0.364 | 1 | 5 | cs | TRUE
146 | LV_6459-4_0_6_line_146 |  | 137 | 152 | 0.040821 | 0.125 | 0.08 | 261 | 0 | 0.364 | 1 | 1 | cs | TRUE
147 | LV_6459-4_0_6_line_147 |  | 137 | 153 | 0.031749 | 0.125 | 0.08 | 261 | 0 | 0.364 | 1 | 5 | cs | TRUE
148 | LV_6459-4_0_6_line_148 |  | 137 | 149 | 0.018447 | 0.125 | 0.08 | 261 | 0 | 0.364 | 1 | 5 | cs | TRUE
149 | LV_6459-4_0_6_line_149 |  | 138 | 139 | 0.019613 | 0.125 | 0.08 | 261 | 0 | 0.364 | 1 | 1 | cs | TRUE
150 | LV_6459-4_0_6_line_150 |  | 138 | 140 | 0.007353 | 0.125 | 0.08 | 261 | 0 | 0.364 | 1 | 1 | cs | TRUE
151 | LV_6459-4_0_6_line_151 |  | 139 | 141 | 0.02028 | 0.125 | 0.08 | 261 | 0 | 0.364 | 1 | 1 | cs | TRUE
152 | LV_6459-4_0_6_line_152 |  | 140 | 142 | 0.019093 | 0.125 | 0.08 | 261 | 0 | 0.364 | 1 | 1 | cs | TRUE
153 | LV_6459-4_0_6_line_153 |  | 141 | 143 | 0.01908 | 0.125 | 0.08 | 261 | 0 | 0.364 | 1 | 1 | cs | TRUE
154 | LV_6459-4_0_6_line_154 |  | 142 | 144 | 0.010617 | 0.125 | 0.08 | 261 | 0 | 0.364 | 1 | 1 | cs | TRUE
155 | LV_6459-4_0_6_line_155 |  | 143 | 145 | 0.0067528 | 0.125 | 0.08 | 261 | 0 | 0.364 | 1 | 1 | cs | TRUE
156 | LV_6459-4_0_6_line_156 |  | 144 | 146 | 0.018957 | 0.125 | 0.08 | 261 | 0 | 0.364 | 1 | 1 | cs | TRUE
157 | LV_6459-4_0_6_line_157 |  | 146 | 153 | 0.0080156 | 0.125 | 0.08 | 261 | 0 | 0.364 | 1 | 2 | cs | TRUE
158 | LV_6459-4_0_6_line_158 |  | 147 | 148 | 0.016313 | 0.125 | 0.08 | 261 | 0 | 0.364 | 1 | 5 | cs | TRUE
159 | LV_6459-4_0_6_line_159 |  | 147 | 149 | 0.0043917 | 0.125 | 0.08 | 261 | 0 | 0.364 | 1 | 5 | cs | TRUE
160 | LV_6459-4_0_6_line_160 |  | 148 | 150 | 0.053365 | 0.125 | 0.08 | 261 | 0 | 0.364 | 1 | 5 | cs | TRUE
161 | LV_6459-4_0_6_line_161 |  | 150 | 151 | 0.046295 | 0.125 | 0.08 | 261 | 0 | 0.364 | 1 | 5 | cs | TRUE
162 | LV_6459-4_0_6_line_162 |  | 151 | 154 | 0.037312 | 0.125 | 0.08 | 261 | 0 | 0.364 | 1 | 3 | cs | TRUE
163 | LV_6459-4_0_6_line_163 |  | 154 | 156 | 0.0089075 | 0.125 | 0.08 | 261 | 0 | 0.364 | 1 | 1 | cs | TRUE
164 | LV_6459-4_0_6_line_164 |  | 155 | 156 | 0.018537 | 0.125 | 0.08 | 261 | 0 | 0.364 | 1 | 1 | cs | TRUE
165 | LV_6459-4_0_6_line_165 |  | 157 | 158 | 0.034156 | 0.125 | 0.08 | 261 | 0 | 0.364 | 1 | 1 | cs | TRUE
166 | LV_6459-4_0_6_line_166 |  | 158 | 159 | 0.010383 | 0.125 | 0.08 | 261 | 0 | 0.364 | 1 | 1 | cs | TRUE
167 | LV_6459-4_0_6_line_167 |  | 160 | 161 | 0.012279 | 0.125 | 0.08 | 261 | 0 | 0.364 | 1 | 5 | cs | TRUE
168 | LV_6459-4_0_6_line_168 |  | 160 | 162 | 0.003107 | 0.125 | 0.08 | 261 | 0 | 0.364 | 1 | 5 | cs | TRUE
169 | LV_6459-4_0_6_line_169 |  | 160 | 163 | 0.011507 | 0.125 | 0.08 | 261 | 0 | 0.364 | 1 | 1 | cs | TRUE
170 | LV_6459-4_0_6_line_170 |  | 161 | 188 | 0.0096344 | 0.125 | 0.08 | 261 | 0 | 0.364 | 1 | 5 | cs | TRUE
171 | LV_6459-4_0_6_line_171 |  | 162 | 164 | 0.01153 | 0.125 | 0.08 | 261 | 0 | 0.364 | 1 | 5 | cs | TRUE
172 | LV_6459-4_0_6_line_172 |  | 163 | 168 | 0.010963 | 0.125 | 0.08 | 261 | 0 | 0.364 | 1 | 1 | cs | TRUE
173 | LV_6459-4_0_6_line_173 |  | 164 | 166 | 0.0055173 | 0.125 | 0.08 | 261 | 0 | 0.364 | 1 | 5 | cs | TRUE
174 | LV_6459-4_0_6_line_174 |  | 165 | 201 | 0.013948 | 0.125 | 0.08 | 261 | 0 | 0.364 | 1 | 5 | cs | TRUE
175 | LV_6459-4_0_6_line_175 |  | 166 | 198 | 0.0082423 | 0.125 | 0.08 | 261 | 0 | 0.364 | 1 | 5 | cs | TRUE
176 | LV_6459-4_0_6_line_176 |  | 167 | 168 | 0.0063523 | 0.125 | 0.08 | 261 | 0 | 0.364 | 1 | 1 | cs | TRUE
177 | LV_6459-4_0_6_line_177 |  | 170 | 171 | 0.011763 | 0.125 | 0.08 | 261 | 0 | 0.364 | 1 | 1 | cs | TRUE
178 | LV_6459-4_0_6_line_178 |  | 171 | 172 | 0.008949 | 0.125 | 0.08 | 261 | 0 | 0.364 | 1 | 1 | cs | TRUE
179 | LV_6459-4_0_6_line_179 |  | 172 | 173 | 0.003901 | 0.125 | 0.08 | 261 | 0 | 0.364 | 1 | 5 | cs | TRUE
180 | LV_6459-4_0_6_line_180 |  | 172 | 174 | 0.012218 | 0.125 | 0.08 | 261 | 0 | 0.364 | 1 | 5 | cs | TRUE
181 | LV_6459-4_0_6_line_181 |  | 173 | 176 | 0.02776 | 0.125 | 0.08 | 261 | 0 | 0.364 | 1 | 5 | cs | TRUE
182 | LV_6459-4_0_6_line_182 |  | 173 | 175 | 0.0033239 | 0.125 | 0.08 | 261 | 0 | 0.364 | 1 | 1 | cs | TRUE
183 | LV_6459-4_0_6_line_183 |  | 174 | 177 | 0.0032745 | 0.125 | 0.08 | 261 | 0 | 0.364 | 1 | 5 | cs | TRUE
184 | LV_6459-4_0_6_line_184 |  | 178 | 179 | 0.0073794 | 0.125 | 0.08 | 261 | 0 | 0.364 | 1 | 5 | cs | TRUE
185 | LV_6459-4_0_6_line_185 |  | 180 | 181 | 0.004783 | 0.125 | 0.08 | 261 | 0 | 0.364 | 1 | 1 | cs | TRUE
186 | LV_6459-4_0_6_line_186 |  | 182 | 192 | 0.011022 | 0.125 | 0.08 | 261 | 0 | 0.364 | 1 | 5 | cs | TRUE
187 | LV_6459-4_0_6_line_187 |  | 183 | 184 | 0.006031 | 0.125 | 0.08 | 261 | 0 | 0.364 | 1 | 1 | cs | TRUE
188 | LV_6459-4_0_6_line_188 |  | 184 | 185 | 0.011256 | 0.125 | 0.08 | 261 | 0 | 0.364 | 1 | 1 | cs | TRUE
189 | LV_6459-4_0_6_line_189 |  | 185 | 186 | 0.0044554 | 0.125 | 0.08 | 261 | 0 | 0.364 | 1 | 5 | cs | TRUE
190 | LV_6459-4_0_6_line_190 |  | 185 | 187 | 0.0049949 | 0.125 | 0.08 | 261 | 0 | 0.364 | 1 | 5 | cs | TRUE
191 | LV_6459-4_0_6_line_191 |  | 187 | 188 | 0.01408 | 0.125 | 0.08 | 261 | 0 | 0.364 | 1 | 5 | cs | TRUE
192 | LV_6459-4_0_6_line_192 |  | 189 | 190 | 0.016147 | 0.125 | 0.08 | 261 | 0 | 0.364 | 1 | 5 | cs | TRUE
193 | LV_6459-4_0_6_line_193 |  | 189 | 191 | 0.0054605 | 0.125 | 0.08 | 261 | 0 | 0.364 | 1 | 5 | cs | TRUE
194 | LV_6459-4_0_6_line_194 |  | 190 | 192 | 0.013343 | 0.125 | 0.08 | 261 | 0 | 0.364 | 1 | 5 | cs | TRUE
195 | LV_6459-4_0_6_line_195 |  | 191 | 193 | 0.0033348 | 0.125 | 0.08 | 261 | 0 | 0.364 | 1 | 5 | cs | TRUE
196 | LV_6459-4_0_6_line_196 |  | 193 | 194 | 0.0051681 | 0.125 | 0.08 | 261 | 0 | 0.364 | 1 | 5 | cs | TRUE
197 | LV_6459-4_0_6_line_197 |  | 194 | 195 | 0.00014077 | 0.125 | 0.08 | 261 | 0 | 0.364 | 1 | 5 | cs | TRUE
198 | LV_6459-4_0_6_line_198 |  | 196 | 197 | 0.00036925 | 0.125 | 0.08 | 261 | 0 | 0.364 | 1 | 1 | cs | TRUE
199 | LV_6459-4_0_6_line_199 |  | 198 | 199 | 0.007639 | 0.125 | 0.08 | 261 | 0 | 0.364 | 1 | 5 | cs | TRUE
200 | LV_6459-4_0_6_line_200 |  | 199 | 200 | 0.011884 | 0.125 | 0.08 | 261 | 0 | 0.364 | 1 | 5 | cs | TRUE
201 | LV_6459-4_0_6_line_201 |  | 200 | 201 | 0.0031742 | 0.125 | 0.08 | 261 | 0 | 0.364 | 1 | 5 | cs | TRUE

## trafo
| name | std_type | hv_bus | lv_bus | sn_mva | vn_hv_kv | vn_lv_kv | vk_percent | vkr_percent | pfe_kw | i0_percent | shift_degree | tap_side | tap_neutral | tap_min | tap_max | tap_step_percent | tap_step_degree | tap_pos | tap_phase_shifter | parallel | df | in_service
0 | LV_6459-4_0_6_trafo_73 | 0.63 MVA 20/0.4 kV | 203 | 120 | 0.63 | 20 | 0.4 | 6 | 1.206 | 1.65 | 0.2619 | 150 | hv | 0 | -2 | 2 | 2.5 | 0 | 0 | FALSE | 1 | 1 | TRUE

## line_geodata
| x0 | y0 | x1 | y1 | x2 | y2 | x3 | y3 | x4 | y4 | x5 | y5 | x6 | y6 | x7 | y7 | x8 | y8 | x9 | y9 | x10 | y10 | x11 | y11
0 | 2565795.6316 | 1207088.04 | 2565794.1014 | 1207086.9096 | 2565789.9957 | 1207083.0088 | 2565785.4365 | 1207078.2545 | 2565781.6773 | 1207075.1077 | 2565781.4969 | 1207074.9174
1 | 2565799.4773 | 1207090.881 | 2565795.6316 | 1207088.04
2 | 2565799.4773 | 1207090.881 | 2565790.6951 | 1207105.1987
3 | 2565799.4773 | 1207090.881 | 2565804.1268 | 1207092.822 | 2565810.4257 | 1207096.0333
4 | 2565801.4827 | 1207120.9531 | 2565789.2397 | 1207107.5714 | 2565790.6951 | 1207105.1987
5 | 2565826.272 | 1207104.9265 | 2565825.6436 | 1207104.3938 | 2565820.3857 | 1207101.1111 | 2565810.4257 | 1207096.0333
6 | 2565829.7245 | 1207107.8526 | 2565826.272 | 1207104.9265
7 | 2565829.7245 | 1207107.8526 | 2565830.2934 | 1207108.3348
8 | 2565725.4428 | 1207241.1544 | 2565720.2768 | 1207220.4579
9 | 2565731.8281 | 1207262.7894 | 2565730.6106 | 1207259.9948 | 2565729.3683 | 1207256.8557 | 2565727.5273 | 1207250.0847 | 2565725.8816 | 1207242.9124 | 2565725.4428 | 1207241.1544
10 | 2565714.8013 | 1207195.7971 | 2565717.9815 | 1207211.2622 | 2565720.2768 | 1207220.4579
11 | 2565731.8281 | 1207262.7894 | 2565734.7555 | 1207266.7637 | 2565737.0245 | 1207269.8106
12 | 2565720.9119 | 1207277.7496 | 2565731.8281 | 1207262.7894
13 | 2565710.5101 | 1207174.6396 | 2565710.6906 | 1207175.8064 | 2565714.8013 | 1207195.7971
14 | 2565701.3635 | 1207267.2674 | 2565720.9119 | 1207277.7496
15 | 2565720.9119 | 1207277.7496 | 2565712.3857 | 1207289.1718 | 2565710.7835 | 1207290.8709 | 2565687.8316 | 1207281.1704
16 | 2565710.5101 | 1207174.6396 | 2565709.9417 | 1207170.9645
17 | 2565706.7016 | 1207148.6251 | 2565707.0891 | 1207152.5251 | 2565708.0915 | 1207157.5777 | 2565709.3163 | 1207166.9204 | 2565709.9417 | 1207170.9645
18 | 2565778.5085 | 1207322.6102 | 2565776.7524 | 1207316.061 | 2565776.1819 | 1207305.4472 | 2565775.3503 | 1207297.025
19 | 2565778.5085 | 1207322.6102 | 2565779.8892 | 1207326.0375 | 2565782.8155 | 1207329.8228 | 2565787.7943 | 1207333.5185 | 2565796.4666 | 1207339.0667
20 | 2565775.3503 | 1207297.025 | 2565782.2994 | 1207291.6486 | 2565783.3761 | 1207290.7742
21 | 2565775.3503 | 1207297.025 | 2565773.9325 | 1207287.1609 | 2565772.8132 | 1207280.2857 | 2565771.5862 | 1207271.8546 | 2565771.7396 | 1207266.8064 | 2565772.5093 | 1207261.8214 | 2565772.9943 | 1207260.2931
22 | 2565806.8426 | 1207345.7048 | 2565796.4666 | 1207339.0667
23 | 2565797.8497 | 1207153.4092 | 2565796.162 | 1207153.024 | 2565790.7887 | 1207152.1433 | 2565783.5829 | 1207151.262 | 2565777.8458 | 1207150.5946 | 2565773.9115 | 1207149.6816
24 | 2565808.9443 | 1207155.741 | 2565802.4814 | 1207154.4663 | 2565797.8497 | 1207153.4092
25 | 2565768.5686 | 1207147.8352 | 2565770.7502 | 1207149.0345 | 2565772.8435 | 1207149.4338 | 2565773.9115 | 1207149.6816
26 | 2565808.9443 | 1207155.741 | 2565804.0614 | 1207159.4934 | 2565799.0175 | 1207162.991 | 2565796.2719 | 1207165.5193 | 2565779.531 | 1207180.4906
27 | 2565808.9443 | 1207155.741 | 2565811.2341 | 1207155.9279 | 2565813.5736 | 1207155.5143 | 2565818.2089 | 1207153.6755 | 2565820.0608 | 1207153.0756
28 | 2565768.5686 | 1207147.8352 | 2565768.5686 | 1207147.8352 | 2565764.5606 | 1207145.0456 | 2565763.7889 | 1207144.48
29 | 2565820.0608 | 1207153.0756 | 2565822.671 | 1207152.1156 | 2565825.8948 | 1207150.763 | 2565827.5467 | 1207149.4738
30 | 2565820.0608 | 1207153.0756 | 2565824.2952 | 1207156.8979 | 2565825.0007 | 1207157.9389 | 2565825.3495 | 1207159.082 | 2565825.2458 | 1207160.8947 | 2565825.4581 | 1207162.1053 | 2565825.5573 | 1207162.2577
31 | 2565762.5266 | 1207143.5548 | 2565763.7889 | 1207144.48
32 | 2565830.1617 | 1207147.0142 | 2565830.1617 | 1207147.0142 | 2565828.2338 | 1207148.9375 | 2565827.5467 | 1207149.4738
33 | 2565831.1196 | 1207166.293 | 2565828.35 | 1207165.1793 | 2565827.38 | 1207164.44 | 2565826.4094 | 1207163.5673 | 2565825.5573 | 1207162.2577
34 | 2565757.4071 | 1207139.8025 | 2565762.5266 | 1207143.5548
35 | 2565830.1617 | 1207147.0142 | 2565832.1693 | 1207144.3901 | 2565835.0463 | 1207139.582 | 2565835.2805 | 1207139.0872
36 | 2565831.1196 | 1207166.293 | 2565834.4013 | 1207167.6126 | 2565836.393 | 1207168.8574 | 2565838.3475 | 1207170.2359 | 2565840.3135 | 1207172.3035 | 2565841.3343 | 1207173.3915
37 | 2565866.4832 | 1207092.6713 | 2565875.9637 | 1207080.9118
38 | 2565881.3735 | 1207074.2015 | 2565875.9637 | 1207080.9118
39 | 2565866.4832 | 1207092.6713 | 2565864.0309 | 1207095.7131 | 2565862.9823 | 1207097.2164
40 | 2565881.3735 | 1207074.2015 | 2565874.3924 | 1207068.8633
41 | 2565862.9823 | 1207097.2164 | 2565858.79 | 1207103.226
42 | 2565874.3924 | 1207068.8633 | 2565869.1653 | 1207064.8664
43 | 2565853.5555 | 1207110.7298 | 2565858.79 | 1207103.226
44 | 2565869.1653 | 1207064.8664 | 2565868.054 | 1207064.0166 | 2565865.9249 | 1207062.6947 | 2565863.1126 | 1207061.2121
45 | 2565849.5415 | 1207116.4839 | 2565853.5555 | 1207110.7298
46 | 2565893.1157 | 1207160.6886 | 2565890.5418 | 1207158.7412 | 2565884.987 | 1207155.3711 | 2565884.1244 | 1207154.9985
47 | 2565893.1157 | 1207160.6886 | 2565893.5482 | 1207161.0158
48 | 2565879.5666 | 1207153.0295 | 2565884.1244 | 1207154.9985
49 | 2565900.8344 | 1207167.029 | 2565895.8647 | 1207162.7685 | 2565893.5482 | 1207161.0158
50 | 2565879.058 | 1207152.8098 | 2565879.5666 | 1207153.0295
51 | 2565900.8344 | 1207167.029 | 2565902.1382 | 1207168.1467 | 2565910.3766 | 1207176.5315
52 | 2565866.6132 | 1207149.5176 | 2565879.0185 | 1207152.7927 | 2565879.058 | 1207152.8098
53 | 2565921.1865 | 1207192.229 | 2565919.7647 | 1207188.2571 | 2565918.2975 | 1207185.664 | 2565916.2263 | 1207182.4852 | 2565910.3766 | 1207176.5315
54 | 2565866.6132 | 1207149.5176 | 2565870.2438 | 1207154.6225
55 | 2565866.6132 | 1207149.5176 | 2565860.7245 | 1207142.3367
56 | 2565921.1865 | 1207192.229 | 2565924.3488 | 1207193.4004 | 2565927.5822 | 1207195.0606 | 2565933.3234 | 1207199.119
57 | 2565921.1865 | 1207192.229 | 2565922.7013 | 1207196.5005 | 2565923.8551 | 1207200.1404 | 2565924.1056 | 1207200.9446
58 | 2565968.7111 | 1207213.662 | 2565968.0626 | 1207213.3838 | 2565955.8686 | 1207209.8071 | 2565946.6308 | 1207207.2585 | 2565938.9212 | 1207203.3671 | 2565933.3234 | 1207199.119
59 | 2565919.8539 | 1207213.1151 | 2565923.189 | 1207215.2639 | 2565925.1562 | 1207217.5428 | 2565927.0339 | 1207220.1224
60 | 2565929.4147 | 1207240.1979 | 2565930.0402 | 1207235.2359 | 2565930.1638 | 1207232.9117 | 2565930.01 | 1207229.9553 | 2565929.2968 | 1207226.2462 | 2565928.4287 | 1207223.3718 | 2565927.0339 | 1207220.1224
61 | 2565919.8539 | 1207213.1151 | 2565914.0963 | 1207218.8474
62 | 2565919.8539 | 1207213.1151 | 2565907.7476 | 1207201.4846
63 | 2565929.4147 | 1207240.1979 | 2565928.123 | 1207244.3298 | 2565926.4983 | 1207247.4186 | 2565926.1474 | 1207247.9618
64 | 2565929.4147 | 1207240.1979 | 2565932.8763 | 1207247.182 | 2565935.7941 | 1207251.6488
65 | 2565935.7941 | 1207251.6488 | 2565936.3129 | 1207252.4431 | 2565938.7298 | 1207255.9203
66 | 2565938.7298 | 1207255.9203 | 2565940.2613 | 1207258.1237 | 2565942.4838 | 1207262.5134 | 2565943.1369 | 1207263.7028
67 | 2565946.4618 | 1207270.1704 | 2565945.9645 | 1207268.8527 | 2565943.1369 | 1207263.7028
68 | 2565920.9742 | 1207255.4496 | 2565924.0262 | 1207251.2461 | 2565926.1474 | 1207247.9618
69 | 2565947.4743 | 1207273.4518 | 2565947.2539 | 1207272.2694 | 2565946.4618 | 1207270.1704
70 | 2565920.9742 | 1207255.4496 | 2565920.1668 | 1207256.5617
71 | 2565947.4743 | 1207273.4518 | 2565947.7403 | 1207274.8792 | 2565947.8304 | 1207277.3468 | 2565948.056 | 1207279.5579 | 2565948.893 | 1207281.8297
72 | 2565911.6024 | 1207221.3303 | 2565914.0963 | 1207218.8474
73 | 2565903.8732 | 1207197.6048 | 2565904.7382 | 1207198.5934 | 2565907.7476 | 1207201.4846
74 | 2565920.1668 | 1207256.5617 | 2565919.7789 | 1207257.0959 | 2565914.9742 | 1207262.521
75 | 2565939.4675 | 1207311.4794 | 2565942.1662 | 1207310.6313 | 2565949.3325 | 1207304.7769
76 | 2565932.6889 | 1207312.6979 | 2565938.4548 | 1207311.7977 | 2565939.4675 | 1207311.4794
77 | 2565957.3782 | 1207298.204 | 2565949.3325 | 1207304.7769
78 | 2565932.6889 | 1207312.6979 | 2565927.3775 | 1207322.0758
79 | 2565957.3782 | 1207298.204 | 2565961.3348 | 1207304.0068 | 2565963.6331 | 1207307.3169
80 | 2565957.1108 | 1207297.8194 | 2565957.3782 | 1207298.204
81 | 2565926.5882 | 1207323.4696 | 2565927.3775 | 1207322.0758
82 | 2565964.0182 | 1207307.8714 | 2565963.6331 | 1207307.3169
83 | 2565951.7136 | 1207288.904 | 2565952.2921 | 1207290.3508 | 2565953.8056 | 1207293.0659 | 2565957.1108 | 1207297.8194
84 | 2565919.1312 | 1207304.6376 | 2565920.8963 | 1207300.8364 | 2565922.7804 | 1207297.5903
85 | 2565919.1312 | 1207304.6376 | 2565917.1602 | 1207303.0035 | 2565914.4501 | 1207301.1068 | 2565911.9044 | 1207299.4224
86 | 2565922.7804 | 1207297.5903 | 2565924.6383 | 1207294.3891 | 2565927.2338 | 1207288.2152 | 2565927.5594 | 1207286.6458
87 | 2565921.9247 | 1207331.7035 | 2565926.5882 | 1207323.4696
88 | 2565964.0182 | 1207307.8714 | 2565957.2434 | 1207325.243
89 | 2565964.0182 | 1207307.8714 | 2565968.3346 | 1207314.1058 | 2565970.942 | 1207318.667
90 | 2565951.6256 | 1207288.6839 | 2565951.7136 | 1207288.904
91 | 2565927.5594 | 1207286.6458 | 2565927.5594 | 1207286.6458 | 2565927.4503 | 1207284.8566 | 2565925.7446 | 1207281.7757 | 2565923.0106 | 1207279.0632
92 | 2565920.9925 | 1207342.8374 | 2565920.6161 | 1207340.8495 | 2565920.7411 | 1207337.4469 | 2565921.1108 | 1207334.2986 | 2565921.9247 | 1207331.7035
93 | 2565992.4886 | 1207363.3807 | 2565990.3081 | 1207356.6389
94 | 2565990.3081 | 1207356.6389 | 2565989.9991 | 1207355.6833 | 2565987.3262 | 1207348.3277 | 2565984.2406 | 1207341.9306 | 2565978.5146 | 1207331.914
95 | 2565987.2807 | 1207447.5047 | 2565986.748 | 1207455.1399
96 | 2565988.5548 | 1207472.7799 | 2565987.3915 | 1207467.4613 | 2565986.8379 | 1207463.7179 | 2565986.6311 | 1207456.8152 | 2565986.748 | 1207455.1399
97 | 2565970.942 | 1207318.667 | 2565978.5146 | 1207331.914
98 | 2565988.5548 | 1207472.7799 | 2565990.655 | 1207475.7362 | 2565993.4127 | 1207479.3114 | 2565997.4877 | 1207482.1167
99 | 2565988.5548 | 1207472.7799 | 2565981.5574 | 1207468.373 | 2565967.6976 | 1207460.1126
100 | 2566022.8879 | 1207501.4445 | 2566011.351 | 1207491.6604 | 2565997.4877 | 1207482.1167
101 | 2565967.6976 | 1207460.1126 | 2565958.5577 | 1207454.6652
102 | 2565952.7572 | 1207424.0837 | 2565952.4135 | 1207424.4815 | 2565949.6824 | 1207427.7991
103 | 2565961.2002 | 1207390.7677 | 2565963.9815 | 1207397.1332 | 2565965.0349 | 1207399.1839 | 2565965.7146 | 1207401.0366 | 2565965.5936 | 1207403.8166 | 2565965.156 | 1207405.7313 | 2565962.9899 | 1207409.8794 | 2565961.0136 | 1207413.9597 | 2565960.269 | 1207415.387 | 2565952.7572 | 1207424.0837
104 | 2565941.5558 | 1207437.74 | 2565945.4894 | 1207432.8925 | 2565949.6824 | 1207427.7991
105 | 2565927.8044 | 1207421.0204 | 2565934.7487 | 1207429.4076 | 2565941.5558 | 1207437.74
106 | 2565941.5558 | 1207437.74 | 2565946.4873 | 1207445.1715 | 2565946.4873 | 1207445.1715
107 | 2565927.8044 | 1207421.0204 | 2565940.3066 | 1207409.4645 | 2565943.6794 | 1207406.2545 | 2565946.5847 | 1207402.4246 | 2565947.6377 | 1207399.0833 | 2565947.4541 | 1207396.2383 | 2565946.1507 | 1207393.0218 | 2565935.1169 | 1207371.254
108 | 2565946.4873 | 1207445.1715 | 2565953.4738 | 1207451.6352 | 2565956.9248 | 1207453.692
109 | 2565920.9925 | 1207342.8374 | 2565923.6411 | 1207348.6144 | 2565935.1169 | 1207371.254
110 | 2565956.9248 | 1207453.692 | 2565958.5577 | 1207454.6652
111 | 2566022.8879 | 1207501.4445 | 2566020.9316 | 1207517.5281
112 | 2565706.511 | 1207108.9594 | 2565706.3994 | 1207126.5477 | 2565707.0897 | 1207143.4089 | 2565706.7016 | 1207148.6251
113 | 2565706.511 | 1207108.9594 | 2565719.1268 | 1207117.0802 | 2565727.6513 | 1207121.1556 | 2565737.7122 | 1207126.6341 | 2565745.4102 | 1207131.1035 | 2565748.05 | 1207133.0143
114 | 2565749.6437 | 1207134.1679 | 2565748.05 | 1207133.0143
115 | 2565757.4071 | 1207139.8025 | 2565757.2722 | 1207139.7036
116 | 2565749.6437 | 1207134.1679 | 2565755.7564 | 1207138.5926 | 2565757.2722 | 1207139.7036
117 | 2565841.3343 | 1207173.3915 | 2565846.5204 | 1207178.9185
118 | 2565849.2363 | 1207182.1269 | 2565846.6634 | 1207179.0709 | 2565846.5204 | 1207178.9185
119 | 2565849.2363 | 1207182.1269 | 2565850.2311 | 1207183.3084 | 2565852.6132 | 1207186.3409 | 2565853.1232 | 1207187.3339
120 | 2565837.0451 | 1207135.3593 | 2565835.2805 | 1207139.0872
121 | 2565783.3761 | 1207290.7742 | 2565797.065 | 1207279.657 | 2565798.7012 | 1207278.2294
122 | 2565775.7531 | 1207253.7792 | 2565774.4286 | 1207255.7736 | 2565772.9943 | 1207260.2931
123 | 2565806.8426 | 1207345.7048 | 2565817.0777 | 1207333.0943
124 | 2565806.8426 | 1207345.7048 | 2565822.0396 | 1207355.0395
125 | 2565813.4753 | 1207265.3391 | 2565798.7012 | 1207278.2294
126 | 2565775.7531 | 1207253.7792 | 2565777.067 | 1207251.8007 | 2565780.3217 | 1207247.8908 | 2565783.9809 | 1207244.2566 | 2565798.7962 | 1207232.621
127 | 2565817.0777 | 1207333.0943 | 2565821.2235 | 1207327.9864
128 | 2565831.7821 | 1207361.6039 | 2565822.981 | 1207355.6177 | 2565822.0396 | 1207355.0395
129 | 2565803.8734 | 1207228.6335 | 2565798.7962 | 1207232.621
130 | 2565874.2049 | 1207223.1154 | 2565875.9082 | 1207225.025
131 | 2565883.1395 | 1207236.0566 | 2565883.1937 | 1207235.1264 | 2565882.4887 | 1207232.8514 | 2565880.7031 | 1207230.4158 | 2565876.0501 | 1207225.184 | 2565875.9082 | 1207225.025
132 | 2565870.091 | 1207214.9568 | 2565871.2798 | 1207218.0629 | 2565872.0376 | 1207220.282 | 2565873.6624 | 1207222.5073 | 2565874.2049 | 1207223.1154
133 | 2565870.091 | 1207214.9568 | 2565868.8959 | 1207213.4072 | 2565867.4287 | 1207212.126
134 | 2565854.5117 | 1207193.8676 | 2565854.6903 | 1207197.1684 | 2565854.9394 | 1207199.5016 | 2565855.4297 | 1207201.4555 | 2565856.2982 | 1207203.0737 | 2565857.4929 | 1207204.5676 | 2565863.9035 | 1207209.9895 | 2565867.4287 | 1207212.126
135 | 2565878.5699 | 1207279.3648 | 2565876.7785 | 1207276.6089 | 2565876.0477 | 1207275.1455 | 2565876.0477 | 1207275.1455
136 | 2565879.8963 | 1207281.4053 | 2565878.5699 | 1207279.3648
137 | 2565853.1232 | 1207187.3339 | 2565853.6436 | 1207188.3472 | 2565854.0909 | 1207190.7683 | 2565854.5117 | 1207193.8676
138 | 2565833.616 | 1207247.6309 | 2565826.7072 | 1207253.7943
139 | 2565813.4753 | 1207265.3391 | 2565826.7072 | 1207253.7943 | 2565826.7072 | 1207253.7943
140 | 2565888.481 | 1207299.2546 | 2565884.282 | 1207290.9851 | 2565880.2919 | 1207282.014 | 2565879.8963 | 1207281.4053
141 | 2565821.2235 | 1207327.9864 | 2565825.3029 | 1207322.9602
142 | 2565835.0412 | 1207358.4612 | 2565831.7821 | 1207361.6039
143 | 2565794.7218 | 1207393.1457 | 2565798.9037 | 1207389.1861 | 2565804.9907 | 1207384.6375 | 2565811.206 | 1207381.2443 | 2565813.5386 | 1207379.6411 | 2565818.4532 | 1207374.8324 | 2565829.5904 | 1207363.9178 | 2565831.7821 | 1207361.6039
144 | 2565826.8955 | 1207320.9979 | 2565825.3029 | 1207322.9602
145 | 2565835.0412 | 1207358.4612 | 2565845.1716 | 1207347.6936
146 | 2565787.747 | 1207358.3439 | 2565797.4001 | 1207364.3918 | 2565799.209 | 1207374.8429 | 2565794.7218 | 1207393.1457
147 | 2565794.7218 | 1207393.1457 | 2565788.5273 | 1207388.2563 | 2565783.2961 | 1207385.6182 | 2565777.4863 | 1207384.1508 | 2565771.1848 | 1207383.1309 | 2565765.5709 | 1207382.8156
148 | 2565794.7218 | 1207393.1457 | 2565798.658 | 1207398.0259 | 2565802.3415 | 1207403.9191 | 2565804.5585 | 1207408.6535 | 2565804.5585 | 1207408.6535
149 | 2565705.1828 | 1207364.2752 | 2565704.0637 | 1207363.6952 | 2565693.2422 | 1207359.4329 | 2565686.7773 | 1207357.5936
150 | 2565705.1828 | 1207364.2752 | 2565711.7111 | 1207367.6585
151 | 2565667.0857 | 1207352.7466 | 2565685.2759 | 1207357.1665 | 2565686.7773 | 1207357.5936
152 | 2565711.7111 | 1207367.6585 | 2565724.3037 | 1207374.1845 | 2565728.9002 | 1207375.9105
153 | 2565667.0857 | 1207352.7466 | 2565658.0269 | 1207362.7601 | 2565654.385 | 1207366.9832
154 | 2565728.9002 | 1207375.9105 | 2565737.2804 | 1207379.057 | 2565738.9047 | 1207379.4252
155 | 2565654.385 | 1207366.9832 | 2565649.975 | 1207372.097
156 | 2565738.9047 | 1207379.4252 | 2565750.0024 | 1207381.941 | 2565757.5679 | 1207382.366
157 | 2565757.5679 | 1207382.366 | 2565765.5709 | 1207382.8156
158 | 2565805.4902 | 1207412.9452 | 2565806.5423 | 1207417.7917 | 2565807.0372 | 1207429.1341
159 | 2565805.4902 | 1207412.9452 | 2565804.5585 | 1207408.6535
160 | 2565808.1383 | 1207482.4858 | 2565807.9559 | 1207477.2061 | 2565807.3153 | 1207445.1361 | 2565807.1465 | 1207431.6405 | 2565807.0372 | 1207429.1341
161 | 2565808.1383 | 1207482.4858 | 2565812.8411 | 1207485.8273 | 2565817.2832 | 1207490.0931 | 2565818.2845 | 1207491.0212 | 2565820.1793 | 1207487.3194 | 2565821.6526 | 1207484.3759 | 2565822.142 | 1207482.2163 | 2565822.4363 | 1207479.1685 | 2565823.0268 | 1207477.4085 | 2565824.7995 | 1207474.9525 | 2565825.9771 | 1207473.4782 | 2565834.4553 | 1207462.9681
162 | 2565834.4553 | 1207462.9681 | 2565846.0136 | 1207448.627 | 2565850.3335 | 1207451.4705 | 2565852.4948 | 1207453.1479 | 2565855.5381 | 1207454.8091 | 2565857.6054 | 1207455.9868 | 2565859.7634 | 1207457.0751 | 2565862.2184 | 1207458.2505 | 2565862.2184 | 1207458.2505
163 | 2565870.1325 | 1207462.2756 | 2565869.9806 | 1207462.086 | 2565867.7167 | 1207461.0984 | 2565864.8728 | 1207459.725 | 2565862.2184 | 1207458.2505
164 | 2565883.225 | 1207475.0472 | 2565880.9806 | 1207473.6739 | 2565878.914 | 1207472.5963 | 2565876.9492 | 1207470.7287 | 2565874.598 | 1207467.7738 | 2565872.5316 | 1207465.4177 | 2565871.1599 | 1207463.5578 | 2565870.1325 | 1207462.2756
165 | 2565894.4461 | 1207363.6012 | 2565902.2326 | 1207357.064 | 2565905.6123 | 1207355.0768 | 2565909.5212 | 1207351.2189 | 2565912.1038 | 1207349.4365 | 2565916.0958 | 1207348.1462 | 2565917.6353 | 1207346.114 | 2565919.4343 | 1207344.2582 | 2565920.9925 | 1207342.8374
166 | 2565894.4461 | 1207363.6012 | 2565891.1313 | 1207359.6846 | 2565887.1297 | 1207363.0861
167 | 2565894.9373 | 1207288.8005 | 2565888.481 | 1207299.2546
168 | 2565886.6935 | 1207301.7996 | 2565888.481 | 1207299.2546
169 | 2565888.481 | 1207299.2546 | 2565892.5248 | 1207307.0024 | 2565893.9351 | 1207309.3829
170 | 2565894.9373 | 1207288.8005 | 2565900.0055 | 1207280.607
171 | 2565886.6935 | 1207301.7996 | 2565880.4421 | 1207308.2057 | 2565878.6884 | 1207310.0973
172 | 2565899.5905 | 1207318.7742 | 2565896.7784 | 1207314.1821 | 2565893.9351 | 1207309.3829
173 | 2565878.6884 | 1207310.0973 | 2565874.9373 | 1207314.1432
174 | 2565854.7295 | 1207337.5345 | 2565845.1716 | 1207347.6936
175 | 2565869.3336 | 1207320.1875 | 2565874.9373 | 1207314.1432
176 | 2565899.5905 | 1207318.7742 | 2565900.1095 | 1207319.6217 | 2565900.4114 | 1207324.9717
177 | 2565830.2934 | 1207108.3348 | 2565837.1738 | 1207114.1665 | 2565839.1136 | 1207116.1065
178 | 2565845.441 | 1207122.4348 | 2565839.1136 | 1207116.1065
179 | 2565847.7039 | 1207119.2534 | 2565845.441 | 1207122.4348
180 | 2565845.441 | 1207122.4348 | 2565843.1066 | 1207125.072 | 2565840.7685 | 1207128.3984 | 2565838.7876 | 1207131.6782 | 2565838.4461 | 1207132.3997
181 | 2565847.7039 | 1207119.2534 | 2565847.1732 | 1207122.1803 | 2565847.3632 | 1207124.814 | 2565848.1279 | 1207126.8886 | 2565849.3 | 1207128.405 | 2565860.7245 | 1207142.3367
182 | 2565847.7039 | 1207119.2534 | 2565849.1586 | 1207117.0327 | 2565849.5415 | 1207116.4839
183 | 2565837.0451 | 1207135.3593 | 2565838.4461 | 1207132.3997
184 | 2565948.893 | 1207281.8297 | 2565949.3149 | 1207282.9748 | 2565951.0193 | 1207287.1674 | 2565951.6256 | 1207288.6839
185 | 2565955.5055 | 1207329.6991 | 2565957.2434 | 1207325.243
186 | 2565870.2438 | 1207154.6225 | 2565876.6316 | 1207163.6044
187 | 2565918.7293 | 1207274.8154 | 2565923.0106 | 1207279.0632
188 | 2565912.0202 | 1207265.8564 | 2565914.3473 | 1207269.912 | 2565917.6005 | 1207273.6955 | 2565918.7293 | 1207274.8154
189 | 2565912.0202 | 1207265.8564 | 2565914.9742 | 1207262.521
190 | 2565912.0202 | 1207265.8564 | 2565908.71 | 1207269.5969
191 | 2565908.71 | 1207269.5969 | 2565902.4183 | 1207276.7064 | 2565900.0055 | 1207280.607
192 | 2565894.6638 | 1207186.9235 | 2565889.7573 | 1207181.0583 | 2565884.5311 | 1207174.3546
193 | 2565894.6638 | 1207186.9235 | 2565897.6432 | 1207190.4851 | 2565898.1812 | 1207191.1
194 | 2565884.5311 | 1207174.3546 | 2565881.6377 | 1207170.6434 | 2565876.6316 | 1207163.6044
195 | 2565900.3772 | 1207193.6096 | 2565898.1812 | 1207191.1
196 | 2565900.3772 | 1207193.6096 | 2565903.7805 | 1207197.4989
197 | 2565903.8732 | 1207197.6048 | 2565903.7805 | 1207197.4989
198 | 2565911.3408 | 1207221.5908 | 2565911.6024 | 1207221.3303
199 | 2565869.3336 | 1207320.1875 | 2565864.8677 | 1207325.0045 | 2565864.2097 | 1207325.8488
200 | 2565856.9046 | 1207335.2226 | 2565864.2097 | 1207325.8488
201 | 2565856.9046 | 1207335.2226 | 2565854.7295 | 1207337.5345

## bus_geodata
| x | y | coords
0 | 2565795.6316 | 1207088.04
1 | 2565781.4969 | 1207074.9174
2 | 2565799.4773 | 1207090.881
3 | 2565790.6951 | 1207105.1987
4 | 2565810.4257 | 1207096.0333
5 | 2565801.4827 | 1207120.9531
6 | 2565826.272 | 1207104.9265
7 | 2565829.7245 | 1207107.8526
8 | 2565725.4428 | 1207241.1544
9 | 2565720.2768 | 1207220.4579
10 | 2565731.8281 | 1207262.7894
11 | 2565714.8013 | 1207195.7971
12 | 2565737.0245 | 1207269.8106
13 | 2565720.9119 | 1207277.7496
14 | 2565710.5101 | 1207174.6396
15 | 2565701.3635 | 1207267.2674
16 | 2565687.8316 | 1207281.1704
17 | 2565709.9417 | 1207170.9645
18 | 2565778.5085 | 1207322.6102
19 | 2565775.3503 | 1207297.025
20 | 2565796.4666 | 1207339.0667
21 | 2565797.8497 | 1207153.4092
22 | 2565773.9115 | 1207149.6816
23 | 2565808.9443 | 1207155.741
24 | 2565768.5686 | 1207147.8352
25 | 2565779.531 | 1207180.4906
26 | 2565820.0608 | 1207153.0756
27 | 2565763.7889 | 1207144.48
28 | 2565827.5467 | 1207149.4738
29 | 2565825.5573 | 1207162.2577
30 | 2565762.5266 | 1207143.5548
31 | 2565830.1617 | 1207147.0142
32 | 2565831.1196 | 1207166.293
33 | 2565875.9637 | 1207080.9118
34 | 2565866.4832 | 1207092.6713
35 | 2565881.3735 | 1207074.2015
36 | 2565862.9823 | 1207097.2164
37 | 2565874.3924 | 1207068.8633
38 | 2565858.79 | 1207103.226
39 | 2565869.1653 | 1207064.8664
40 | 2565853.5555 | 1207110.7298
41 | 2565863.1126 | 1207061.2121
42 | 2565893.1157 | 1207160.6886
43 | 2565884.1244 | 1207154.9985
44 | 2565893.5482 | 1207161.0158
45 | 2565879.5666 | 1207153.0295
46 | 2565900.8344 | 1207167.029
47 | 2565879.058 | 1207152.8098
48 | 2565910.3766 | 1207176.5315
49 | 2565866.6132 | 1207149.5176
50 | 2565921.1865 | 1207192.229
51 | 2565933.3234 | 1207199.119
52 | 2565924.1056 | 1207200.9446
53 | 2565968.7111 | 1207213.662
54 | 2565927.0339 | 1207220.1224
55 | 2565919.8539 | 1207213.1151
56 | 2565929.4147 | 1207240.1979
57 | 2565935.7941 | 1207251.6488
58 | 2565938.7298 | 1207255.9203
59 | 2565943.1369 | 1207263.7028
60 | 2565926.1474 | 1207247.9618
61 | 2565946.4618 | 1207270.1704
62 | 2565920.9742 | 1207255.4496
63 | 2565947.4743 | 1207273.4518
64 | 2565914.0963 | 1207218.8474
65 | 2565907.7476 | 1207201.4846
66 | 2565920.1668 | 1207256.5617
67 | 2565939.4675 | 1207311.4794
68 | 2565949.3325 | 1207304.7769
69 | 2565932.6889 | 1207312.6978
70 | 2565957.3782 | 1207298.204
71 | 2565927.3775 | 1207322.0758
72 | 2565963.6331 | 1207307.3169
73 | 2565957.1108 | 1207297.8194
74 | 2565919.1312 | 1207304.6376
75 | 2565922.7804 | 1207297.5903
76 | 2565911.9044 | 1207299.4224
77 | 2565926.5882 | 1207323.4696
78 | 2565964.0182 | 1207307.8714
79 | 2565951.7136 | 1207288.904
80 | 2565927.5594 | 1207286.6458
81 | 2565921.9247 | 1207331.7035
82 | 2565992.4886 | 1207363.3807
83 | 2565990.3081 | 1207356.6389
84 | 2565987.2807 | 1207447.5047
85 | 2565986.748 | 1207455.1399
86 | 2565978.5146 | 1207331.914
87 | 2565988.5548 | 1207472.7799
88 | 2565970.942 | 1207318.667
89 | 2565997.4877 | 1207482.1167
90 | 2565967.6976 | 1207460.1126
91 | 2565952.7572 | 1207424.0837
92 | 2565949.6824 | 1207427.7991
93 | 2565961.2002 | 1207390.7677
94 | 2565941.5558 | 1207437.74
95 | 2565927.8044 | 1207421.0204
96 | 2565946.4873 | 1207445.1715
97 | 2565935.1169 | 1207371.254
98 | 2565956.9248 | 1207453.692
99 | 2566022.8879 | 1207501.4445
100 | 2565958.5577 | 1207454.6652
101 | 2566020.9316 | 1207517.5281
102 | 2565706.7016 | 1207148.6251
103 | 2565706.511 | 1207108.9594
104 | 2565748.05 | 1207133.0143
105 | 2565757.4071 | 1207139.8025
106 | 2565757.2722 | 1207139.7036
107 | 2565841.3343 | 1207173.3915
108 | 2565846.5204 | 1207178.9185
109 | 2565849.2363 | 1207182.1269
110 | 2565835.2805 | 1207139.0872
111 | 2565783.3761 | 1207290.7742
112 | 2565772.9943 | 1207260.2931
113 | 2565806.8426 | 1207345.7048
114 | 2565798.7012 | 1207278.2294
115 | 2565775.7531 | 1207253.7792
116 | 2565817.0777 | 1207333.0943
117 | 2565822.0396 | 1207355.0395
118 | 2565798.7962 | 1207232.621
119 | 2565803.8734 | 1207228.6335
120 | 2565875.9082 | 1207225.025
121 | 2565874.2049 | 1207223.1154
122 | 2565883.1395 | 1207236.0566
123 | 2565870.091 | 1207214.9568
124 | 2565867.4287 | 1207212.126
125 | 2565876.0477 | 1207275.1455
126 | 2565878.5699 | 1207279.3648
127 | 2565854.5117 | 1207193.8676
128 | 2565833.616 | 1207247.6309
129 | 2565826.7072 | 1207253.7943
130 | 2565879.8963 | 1207281.4053
131 | 2565813.4753 | 1207265.3391
132 | 2565853.1232 | 1207187.3339
133 | 2565821.2235 | 1207327.9864
134 | 2565831.7821 | 1207361.6039
135 | 2565825.3029 | 1207322.9602
136 | 2565835.0412 | 1207358.4612
137 | 2565794.7218 | 1207393.1457
138 | 2565705.1828 | 1207364.2752
139 | 2565686.7773 | 1207357.5936
140 | 2565711.7111 | 1207367.6585
141 | 2565667.0857 | 1207352.7466
142 | 2565728.9002 | 1207375.9105
143 | 2565654.385 | 1207366.9832
144 | 2565738.9047 | 1207379.4252
145 | 2565649.975 | 1207372.097
146 | 2565757.5679 | 1207382.366
147 | 2565805.4902 | 1207412.9452
148 | 2565807.0372 | 1207429.1341
149 | 2565804.5585 | 1207408.6535
150 | 2565808.1383 | 1207482.4858
151 | 2565834.4553 | 1207462.9681
152 | 2565787.747 | 1207358.3439
153 | 2565765.5709 | 1207382.8156
154 | 2565862.2184 | 1207458.2505
155 | 2565883.225 | 1207475.0472
156 | 2565870.1325 | 1207462.2756
157 | 2565920.9925 | 1207342.8374
158 | 2565894.4461 | 1207363.6012
159 | 2565887.1297 | 1207363.0861
160 | 2565888.481 | 1207299.2546
161 | 2565894.9373 | 1207288.8005
162 | 2565886.6935 | 1207301.7996
163 | 2565893.9351 | 1207309.3829
164 | 2565878.6884 | 1207310.0973
165 | 2565845.1716 | 1207347.6936
166 | 2565874.9373 | 1207314.1432
167 | 2565900.4114 | 1207324.9717
168 | 2565899.5905 | 1207318.7742
169 | 2565749.6437 | 1207134.1679
170 | 2565830.2934 | 1207108.3348
171 | 2565839.1136 | 1207116.1065
172 | 2565845.441 | 1207122.4348
173 | 2565847.7039 | 1207119.2534
174 | 2565838.4461 | 1207132.3997
175 | 2565849.5415 | 1207116.4839
176 | 2565860.7246 | 1207142.3367
177 | 2565837.0451 | 1207135.3593
178 | 2565951.6256 | 1207288.6839
179 | 2565948.893 | 1207281.8297
180 | 2565957.2434 | 1207325.243
181 | 2565955.5055 | 1207329.6991
182 | 2565870.2438 | 1207154.6225
183 | 2565923.0106 | 1207279.0632
184 | 2565918.7293 | 1207274.8154
185 | 2565912.0202 | 1207265.8564
186 | 2565914.9742 | 1207262.521
187 | 2565908.71 | 1207269.5969
188 | 2565900.0055 | 1207280.607
189 | 2565894.6638 | 1207186.9235
190 | 2565884.5311 | 1207174.3546
191 | 2565898.1812 | 1207191.1
192 | 2565876.6316 | 1207163.6044
193 | 2565900.3772 | 1207193.6096
194 | 2565903.7805 | 1207197.4989
195 | 2565903.8732 | 1207197.6048
196 | 2565911.6024 | 1207221.3303
197 | 2565911.3408 | 1207221.5908
198 | 2565869.3336 | 1207320.1875
199 | 2565864.2097 | 1207325.8488
200 | 2565856.9046 | 1207335.2226
201 | 2565854.7295 | 1207337.5345
202 | 2565826.8955 | 1207320.9979
203 | 2565870.091 | 1207214.9568

## line_std_types
| c_nf_per_km | r_ohm_per_km | x_ohm_per_km | max_i_ka | type | q_mm2 | alpha | voltage_rating
NAYY 4x50 SE | 210 | 0.642 | 0.083 | 0.142 | cs | 50 | 0.00403 | LV
NAYY 4x120 SE | 264 | 0.225 | 0.08 | 0.242 | cs | 120 | 0.00403 | LV
NAYY 4x150 SE | 261 | 0.208 | 0.08 | 0.27 | cs | 150 | 0.00403 | LV
NA2XS2Y 1x95 RM/25 12/20 kV | 216 | 0.313 | 0.132 | 0.252 | cs | 95 | 0.00403 | MV
NA2XS2Y 1x185 RM/25 12/20 kV | 273 | 0.161 | 0.117 | 0.362 | cs | 185 | 0.00403 | MV
NA2XS2Y 1x240 RM/25 12/20 kV | 304 | 0.122 | 0.112 | 0.421 | cs | 240 | 0.00403 | MV
NA2XS2Y 1x95 RM/25 6/10 kV | 315 | 0.313 | 0.123 | 0.249 | cs | 95 | 0.00403 | MV
NA2XS2Y 1x185 RM/25 6/10 kV | 406 | 0.161 | 0.11 | 0.358 | cs | 185 | 0.00403 | MV
NA2XS2Y 1x240 RM/25 6/10 kV | 456 | 0.122 | 0.105 | 0.416 | cs | 240 | 0.00403 | MV
NA2XS2Y 1x150 RM/25 12/20 kV | 250 | 0.206 | 0.116 | 0.319 | cs | 150 | 0.00403 | MV
NA2XS2Y 1x120 RM/25 12/20 kV | 230 | 0.253 | 0.119 | 0.283 | cs | 120 | 0.00403 | MV
NA2XS2Y 1x70 RM/25 12/20 kV | 190 | 0.443 | 0.132 | 0.22 | cs | 70 | 0.00403 | MV
NA2XS2Y 1x150 RM/25 6/10 kV | 360 | 0.206 | 0.11 | 0.315 | cs | 150 | 0.00403 | MV
NA2XS2Y 1x120 RM/25 6/10 kV | 340 | 0.253 | 0.113 | 0.28 | cs | 120 | 0.00403 | MV
NA2XS2Y 1x70 RM/25 6/10 kV | 280 | 0.443 | 0.123 | 0.217 | cs | 70 | 0.00403 | MV
N2XS(FL)2Y 1x120 RM/35 64/110 kV | 112 | 0.153 | 0.166 | 0.366 | cs | 120 | 0.00393 | HV
N2XS(FL)2Y 1x185 RM/35 64/110 kV | 125 | 0.099 | 0.156 | 0.457 | cs | 185 | 0.00393 | HV
N2XS(FL)2Y 1x240 RM/35 64/110 kV | 135 | 0.075 | 0.149 | 0.526 | cs | 240 | 0.00393 | HV
N2XS(FL)2Y 1x300 RM/35 64/110 kV | 144 | 0.06 | 0.144 | 0.588 | cs | 300 | 0.00393 | HV
15-AL1/3-ST1A 0.4 | 11 | 1.8769 | 0.35 | 0.105 | ol | 16 | 0.00403 | LV
24-AL1/4-ST1A 0.4 | 11.25 | 1.2012 | 0.335 | 0.14 | ol | 24 | 0.00403 | LV
48-AL1/8-ST1A 0.4 | 12.2 | 0.5939 | 0.3 | 0.21 | ol | 48 | 0.00403 | LV
94-AL1/15-ST1A 0.4 | 13.2 | 0.306 | 0.29 | 0.35 | ol | 94 | 0.00403 | LV
34-AL1/6-ST1A 10.0 | 9.7 | 0.8342 | 0.36 | 0.17 | ol | 34 | 0.00403 | MV
48-AL1/8-ST1A 10.0 | 10.1 | 0.5939 | 0.35 | 0.21 | ol | 48 | 0.00403 | MV
70-AL1/11-ST1A 10.0 | 10.4 | 0.4132 | 0.339 | 0.29 | ol | 70 | 0.00403 | MV
94-AL1/15-ST1A 10.0 | 10.75 | 0.306 | 0.33 | 0.35 | ol | 94 | 0.00403 | MV
122-AL1/20-ST1A 10.0 | 11.1 | 0.2376 | 0.323 | 0.41 | ol | 122 | 0.00403 | MV
149-AL1/24-ST1A 10.0 | 11.25 | 0.194 | 0.315 | 0.47 | ol | 149 | 0.00403 | MV
34-AL1/6-ST1A 20.0 | 9.15 | 0.8342 | 0.382 | 0.17 | ol | 34 | 0.00403 | MV
48-AL1/8-ST1A 20.0 | 9.5 | 0.5939 | 0.372 | 0.21 | ol | 48 | 0.00403 | MV
70-AL1/11-ST1A 20.0 | 9.7 | 0.4132 | 0.36 | 0.29 | ol | 70 | 0.00403 | MV
94-AL1/15-ST1A 20.0 | 10 | 0.306 | 0.35 | 0.35 | ol | 94 | 0.00403 | MV
122-AL1/20-ST1A 20.0 | 10.3 | 0.2376 | 0.344 | 0.41 | ol | 122 | 0.00403 | MV
149-AL1/24-ST1A 20.0 | 10.5 | 0.194 | 0.337 | 0.47 | ol | 149 | 0.00403 | MV
184-AL1/30-ST1A 20.0 | 10.75 | 0.1571 | 0.33 | 0.535 | ol | 184 | 0.00403 | MV
243-AL1/39-ST1A 20.0 | 11 | 0.1188 | 0.32 | 0.645 | ol | 243 | 0.00403 | MV
48-AL1/8-ST1A 110.0 | 8 | 0.5939 | 0.46 | 0.21 | ol | 48 | 0.00403 | HV
70-AL1/11-ST1A 110.0 | 8.4 | 0.4132 | 0.45 | 0.29 | ol | 70 | 0.00403 | HV
94-AL1/15-ST1A 110.0 | 8.65 | 0.306 | 0.44 | 0.35 | ol | 94 | 0.00403 | HV
122-AL1/20-ST1A 110.0 | 8.5 | 0.2376 | 0.43 | 0.41 | ol | 122 | 0.00403 | HV
149-AL1/24-ST1A 110.0 | 8.75 | 0.194 | 0.41 | 0.47 | ol | 149 | 0.00403 | HV
184-AL1/30-ST1A 110.0 | 8.8 | 0.1571 | 0.4 | 0.535 | ol | 184 | 0.00403 | HV
243-AL1/39-ST1A 110.0 | 9 | 0.1188 | 0.39 | 0.645 | ol | 243 | 0.00403 | HV
305-AL1/39-ST1A 110.0 | 9.2 | 0.0949 | 0.38 | 0.74 | ol | 305 | 0.00403 | HV
490-AL1/64-ST1A 110.0 | 9.75 | 0.059 | 0.37 | 0.96 | ol | 490 | 0.00403 | HV
679-AL1/86-ST1A 110.0 | 9.95 | 0.042 | 0.36 | 1.15 | ol | 679 | 0.00403 | HV
490-AL1/64-ST1A 220.0 | 10 | 0.059 | 0.285 | 0.96 | ol | 490 | 0.00403 | HV
679-AL1/86-ST1A 220.0 | 11.7 | 0.042 | 0.275 | 1.15 | ol | 679 | 0.00403 | HV
490-AL1/64-ST1A 380.0 | 11 | 0.059 | 0.253 | 0.96 | ol | 490 | 0.00403 | HV
679-AL1/86-ST1A 380.0 | 14.6 | 0.042 | 0.25 | 1.15 | ol | 679 | 0.00403 | HV

## trafo_std_types
| i0_percent | pfe_kw | vkr_percent | sn_mva | vn_lv_kv | vn_hv_kv | vk_percent | shift_degree | vector_group | tap_side | tap_neutral | tap_min | tap_max | tap_step_degree | tap_step_percent | tap_phase_shifter
160 MVA 380/110 kV | 0.06 | 60 | 0.25 | 160 | 110 | 380 | 12.2 | 0 | Yy0 | hv | 0 | -9 | 9 | 0 | 1.5 | FALSE
100 MVA 220/110 kV | 0.06 | 55 | 0.26 | 100 | 110 | 220 | 12 | 0 | Yy0 | hv | 0 | -9 | 9 | 0 | 1.5 | FALSE
63 MVA 110/20 kV | 0.04 | 22 | 0.32 | 63 | 20 | 110 | 18 | 150 | YNd5 | hv | 0 | -9 | 9 | 0 | 1.5 | FALSE
40 MVA 110/20 kV | 0.05 | 18 | 0.34 | 40 | 20 | 110 | 16.2 | 150 | YNd5 | hv | 0 | -9 | 9 | 0 | 1.5 | FALSE
25 MVA 110/20 kV | 0.07 | 14 | 0.41 | 25 | 20 | 110 | 12 | 150 | YNd5 | hv | 0 | -9 | 9 | 0 | 1.5 | FALSE
63 MVA 110/10 kV | 0.04 | 22 | 0.32 | 63 | 10 | 110 | 18 | 150 | YNd5 | hv | 0 | -9 | 9 | 0 | 1.5 | FALSE
40 MVA 110/10 kV | 0.05 | 18 | 0.34 | 40 | 10 | 110 | 16.2 | 150 | YNd5 | hv | 0 | -9 | 9 | 0 | 1.5 | FALSE
25 MVA 110/10 kV | 0.07 | 14 | 0.41 | 25 | 10 | 110 | 12 | 150 | YNd5 | hv | 0 | -9 | 9 | 0 | 1.5 | FALSE
0.25 MVA 20/0.4 kV | 0.32 | 0.8 | 1.44 | 0.25 | 0.4 | 20 | 6 | 150 | Yzn5 | hv | 0 | -2 | 2 | 0 | 2.5 | FALSE
0.4 MVA 20/0.4 kV | 0.3375 | 1.35 | 1.425 | 0.4 | 0.4 | 20 | 6 | 150 | Dyn5 | hv | 0 | -2 | 2 | 0 | 2.5 | FALSE
0.63 MVA 20/0.4 kV | 0.2619 | 1.65 | 1.206 | 0.63 | 0.4 | 20 | 6 | 150 | Dyn5 | hv | 0 | -2 | 2 | 0 | 2.5 | FALSE
0.25 MVA 10/0.4 kV | 0.24 | 0.6 | 1.2 | 0.25 | 0.4 | 10 | 4 | 150 | Dyn5 | hv | 0 | -2 | 2 | 0 | 2.5 | FALSE
0.4 MVA 10/0.4 kV | 0.2375 | 0.95 | 1.325 | 0.4 | 0.4 | 10 | 4 | 150 | Dyn5 | hv | 0 | -2 | 2 | 0 | 2.5 | FALSE
0.63 MVA 10/0.4 kV | 0.1873 | 1.18 | 1.0794 | 0.63 | 0.4 | 10 | 4 | 150 | Dyn5 | hv | 0 | -2 | 2 | 0 | 2.5 | FALSE

## trafo3w_std_types
| sn_hv_mva | sn_mv_mva | sn_lv_mva | vn_hv_kv | vn_mv_kv | vn_lv_kv | vk_hv_percent | vk_mv_percent | vk_lv_percent | vkr_hv_percent | vkr_mv_percent | vkr_lv_percent | pfe_kw | i0_percent | shift_mv_degree | shift_lv_degree | vector_group | tap_side | tap_neutral | tap_min | tap_max | tap_step_percent
63/25/38 MVA 110/20/10 kV | 63 | 25 | 38 | 110 | 20 | 10 | 10.4 | 10.4 | 10.4 | 0.28 | 0.32 | 0.35 | 35 | 0.89 | 0 | 0 | YN0yn0yn0 | hv | 0 | -10 | 10 | 1.2
63/25/38 MVA 110/10/10 kV | 63 | 25 | 38 | 110 | 10 | 10 | 10.4 | 10.4 | 10.4 | 0.28 | 0.32 | 0.35 | 35 | 0.89 | 0 | 0 | YN0yn0yn0 | hv | 0 | -10 | 10 | 1.2

## fuse_std_types
| fuse_type | i_rated_a | t_avg | t_min | t_total | x_avg | x_min | x_total
HV 100A | HV 100A | 100 | 0 | [10.0, 3.64, 0.854, 0.281, 0.1, 0.0531, 0.022, 0.01] | [10.0, 4.267, 1.21, 0.403, 0.1, 0.058, 0.022, 0.01] | 0 | [300.0, 350.0, 450.0, 550.0, 700.0, 850.0, 1200.0, 1752.0] | [600.0, 700.0, 900.0, 1150.0, 1665.0, 2000.0, 3000.0, 4313.0]
HV 10A | HV 10A | 10 | 0 | [10.0, 1675.0, 0.344, 0.156, 0.1, 0.0417, 0.0171, 0.01] | [10.0, 1.3, 0.3, 0.155, 0.1, 0.0555, 0.023, 0.01] | 0 | [30.0, 32.0, 35.0, 37.0, 39.0, 50.0, 70.0, 88.0] | [60.0, 70.0, 80.0, 87.0, 94.0, 110.0, 150.0, 216.0]
HV 125A | HV 125A | 125 | 0 | [10.0, 1.82, 0.344, 0.1, 0.0467, 0.0269, 0.01] | [10.0, 2.478, 0.426, 0.1, 0.0427, 0.0211, 0.01] | 0 | [375.0, 500.0, 700.0, 925.0, 1200.0, 1500.0, 2341.0] | [750.0, 1000.0, 1500.0, 2200.0, 3000.0, 4000.0, 5765.0]
HV 160A | HV 160A | 160 | 0 | [10.0, 4.15, 1.03, 0.198, 0.1, 0.051, 0.0172, 0.01] | [10.0, 2.3, 0.734, 0.274, 0.1, 0.046, 0.0177, 0.01] | 0 | [480.0, 550.0, 700.0, 1000.0, 1260.0, 1600.0, 2500.0, 3227.0] | [960.0, 1300.0, 1700.0, 2200.0, 2996.0, 4000.0, 6000.0, 7946.0]
HV 16A | HV 16A | 16 | 0 | [10.0, 0.352, 0.164, 0.1, 0.0649, 0.0342, 0.01] | [10.0, 2.34, 0.722, 0.181, 0.1, 0.055, 0.0296, 0.01] | 0 | [48.0, 60.0, 65.0, 71.0, 80.0, 100.0, 162.0] | [96.0, 110.0, 125.0, 150.0, 168.0, 200.0, 250.0, 398.0]
HV 200A | HV 200A | 200 | 0 | [10.0, 4.267, 1.21, 0.403, 0.1, 0.058, 0.022, 0.01] | [10.0, 3.73, 1.654, 0.328, 0.1, 0.0531, 0.019, 0.01] | 0 | [600.0, 700.0, 900.0, 1150.0, 1665.0, 2000.0, 3000.0, 4313.0] | [1200.0, 1500.0, 1800.0, 2700.0, 3960.0, 5000.0, 7500.0, 10620.0]
HV 20A | HV 20A | 20 | 0 | [10.0, 1.3, 0.3, 0.155, 0.1, 0.0555, 0.023, 0.01] | [10.0, 1.3, 0.161, 0.1, 0.0611, 0.0399, 0.0141, 0.01] | 0 | [60.0, 70.0, 80.0, 87.0, 94.0, 110.0, 150.0, 216.0] | [120.0, 150.0, 200.0, 223.0, 260.0, 300.0, 450.0, 532.0]
HV 25A | HV 25A | 25 | 0 | [10.0, 2.512, 0.833, 0.299, 0.1, 0.0372, 0.0223, 0.01] | [10.0, 3.125, 0.597, 0.198, 0.1, 0.0378, 0.022, 0.01] | 0 | [75.0, 82.0, 90.0, 100.0, 124.0, 170.0, 200.0, 289.0] | [150.0, 170.0, 210.0, 250.0, 294.0, 400.0, 500.0, 711.0]
HV 31.5A | HV 31.5A | 31.5 | 0 | [10.0, 2.34, 0.722, 0.181, 0.1, 0.055, 0.0296, 0.01] | [10.0, 2.84, 0.368, 0.164, 0.1, 0.0621, 0.0378, 0.0195, 0.01] | 0 | [95.0, 110.0, 125.0, 150.0, 165.0, 200.0, 250.0, 390.0] | [189.0, 220.0, 300.0, 350.0, 393.0, 450.0, 530.0, 700.0, 960.0]
HV 40A | HV 40A | 40 | 0 | [10.0, 1.3, 0.161, 0.1, 0.0611, 0.0399, 0.0141, 0.01] | [10.0, 2.05, 0.369, 0.198, 0.1, 0.051, 0.0298, 0.01] | 0 | [120.0, 150.0, 200.0, 223.0, 260.0, 300.0, 450.0, 532.0] | [240.0, 300.0, 400.0, 450.0, 530.0, 650.0, 800.0, 1311.0]
HV 50A | HV 50A | 50 | 0 | [10.0, 3.215, 0.597, 0.198, 0.1, 0.0378, 0.022, 0.01] | [10.0, 3.64, 0.854, 0.281, 0.1, 0.0531, 0.022, 0.01] | 0 | [150.0, 170.0, 210.0, 250.0, 294.0, 400.0, 500.0, 711.0] | [300.0, 350.0, 450.0, 550.0, 700.0, 850.0, 1200.0, 1752.0]
HV 6.3A | HV 6.3A | 6.3 | 0 | [10.0, 1.39, 0.344, 0.168, 0.1, 0.056, 0.0263, 0.01] | [10.0, 1.711, 0.516, 0.198, 0.1, 0.0634, 0.0303, 0.01] | 0 | [19.0, 19.5, 20.4, 20.8, 22.0, 25.0, 32.0, 48.0] | [38.0, 40.0, 43.0, 48.0, 53.0, 60.0, 75.0, 118.0]
HV 63A | HV 63A | 63 | 0 | [10.0, 2.84, 0.368, 0.164, 0.1, 0.0621, 0.0378, 0.0195, 0.01] | [10.0, 1.82, 0.344, 0.1, 0.0467, 0.0269, 0.01] | 0 | [189.0, 220.0, 300.0, 350.0, 393.0, 450.0, 530.0, 700.0, 961.0] | [378.0, 500.0, 700.0, 934.0, 1200.0, 1500.0, 2366.0]
HV 80A | HV 80A | 80 | 0 | [10.0, 2.05, 0.369, 0.198, 0.1, 0.051, 0.0298, 0.01] | [10.0, 4.15, 1.03, 0.198, 0.1, 0.051, 0.0172, 0.01] | 0 | [240.0, 300.0, 400.0, 450.0, 530.0, 650.0, 800.0, 1311.0] | [480.0, 550.0, 700.0, 1000.0, 1260.0, 1600.0, 2500.0, 3227.0]
Siemens NH-1-100 | Siemens NH-1-100 | 100 | [5400.0, 2000.0, 400.0, 20.0, 1.0, 0.2, 0.012, 0.004] | 0 | 0 | [150.0, 190.0, 250.0, 430.0, 900.0, 1250.0, 2700.0, 3600.0] | 0 | 0
Siemens NH-1-125 | Siemens NH-1-125 | 125 | [4800.0, 120.0, 7.0, 0.1, 0.004] | 0 | 0 | [180.0, 400.0, 740.0, 2000.0, 4250.0] | 0 | 0
Siemens NH-1-16 | Siemens NH-1-16 | 16 | [4000.0, 400.0, 2.0, 0.1, 0.04, 0.01] | 0 | 0 | [26.0, 35.0, 75.0, 150.0, 200.0, 300.0] | 0 | 0
Siemens NH-1-160 | Siemens NH-1-160 | 160 | [4800.0, 120.0, 7.0, 0.1, 0.004] | 0 | 0 | [210.0, 500.0, 900.0, 2300.0, 5000.0] | 0 | 0
Siemens NH-1-25 | Siemens NH-1-25 | 25 | [4000.0, 1000.0, 10.0, 0.2, 0.02, 0.01] | 0 | 0 | [40.0, 50.0, 100.0, 210.0, 400.0, 500.0] | 0 | 0
Siemens NH-1-50 | Siemens NH-1-50 | 50 | [4000.0, 40.0, 4.0, 1.0, 0.02, 0.01] | 0 | 0 | [86.0, 200.0, 300.0, 400.0, 1000.0, 1280.0] | 0 | 0
Siemens NH-1-63 | Siemens NH-1-63 | 63 | [4000.0, 100.0, 10.0, 2.0, 0.04, 0.01] | 0 | 0 | [100.0, 200.0, 300.0, 400.0, 1000.0, 1500.0] | 0 | 0
Siemens NH-1-80 | Siemens NH-1-80 | 80 | [4800.0, 120.0, 7.0, 0.1, 0.01] | 0 | 0 | [150.58, 250.0, 450.0, 1150.0, 2470.0] | 0 | 0
Siemens NH-2-1000 | Siemens NH-2-1000 | 1000 | [4800.0, 120.0, 7.0, 0.1, 0.004] | 0 | 0 | [1900.0, 3500.0, 8400.0, 24000.0, 52000.0] | 0 | 0
Siemens NH-2-200 | Siemens NH-2-200 | 200 | [4800.0, 120.0, 7.0, 0.1, 0.004] | 0 | 0 | [280.0, 650.0, 1200.0, 3000.0, 7000.0] | 0 | 0
Siemens NH-2-224 | Siemens NH-2-224 | 224 | [4800.0, 120.0, 7.0, 0.2, 0.04, 0.004] | 0 | 0 | [400.0, 750.0, 1453.0, 3025.0, 4315.0, 7600.0] | 0 | 0
Siemens NH-2-250 | Siemens NH-2-250 | 250 | [4800.0, 120.0, 7.0, 0.1, 0.004] | 0 | 0 | [450.0, 800.0, 1650.0, 4000.0, 8500.0] | 0 | 0
Siemens NH-2-315 | Siemens NH-2-315 | 315 | [4800.0, 120.0, 7.0, 0.1, 0.004] | 0 | 0 | [550.0, 920.0, 1900.0, 5000.0, 11000.0] | 0 | 0
Siemens NH-2-355 | Siemens NH-2-355 | 355 | [4800.0, 120.0, 6.0, 0.1, 0.004] | 0 | 0 | [650.0, 1116.27, 2350.0, 5840.0, 12790.0] | 0 | 0
Siemens NH-2-400 | Siemens NH-2-400 | 400 | [4800.0, 120.0, 7.0, 0.1, 0.004] | 0 | 0 | [720.0, 1350.0, 2800.0, 6500.0, 15000.0] | 0 | 0
Siemens NH-2-425 | Siemens NH-2-425 | 425 | [4800.0, 120.0, 7.0, 0.1, 0.004] | 0 | 0 | [850.0, 1500.0, 3050.0, 7500.0, 16500.0] | 0 | 0
Siemens NH-2-630 | Siemens NH-2-630 | 630 | [4800.0, 120.0, 7.0, 0.1, 0.004] | 0 | 0 | [1200.0, 2000.0, 4800.0, 12000.0, 26000.0] | 0 | 0

## dtypes
| element | column | dtype
0 | bus | name | object
1 | bus | vn_kv | float64
2 | bus | type | object
3 | bus | zone | object
4 | bus | in_service | bool
5 | load | name | object
6 | load | bus | uint32
7 | load | p_mw | float64
8 | load | q_mvar | float64
9 | load | const_z_percent | float64
10 | load | const_i_percent | float64
11 | load | sn_mva | float64
12 | load | scaling | float64
13 | load | in_service | bool
14 | load | type | object
15 | ext_grid | name | object
16 | ext_grid | bus | uint32
17 | ext_grid | vm_pu | float64
18 | ext_grid | va_degree | float64
19 | ext_grid | slack_weight | float64
20 | ext_grid | in_service | bool
21 | line | name | object
22 | line | std_type | object
23 | line | from_bus | uint32
24 | line | to_bus | uint32
25 | line | length_km | float64
26 | line | r_ohm_per_km | float64
27 | line | x_ohm_per_km | float64
28 | line | c_nf_per_km | float64
29 | line | g_us_per_km | float64
30 | line | max_i_ka | float64
31 | line | df | float64
32 | line | parallel | uint32
33 | line | type | object
34 | line | in_service | bool
35 | trafo | name | object
36 | trafo | std_type | object
37 | trafo | hv_bus | uint32
38 | trafo | lv_bus | uint32
39 | trafo | sn_mva | float64
40 | trafo | vn_hv_kv | float64
41 | trafo | vn_lv_kv | float64
42 | trafo | vk_percent | float64
43 | trafo | vkr_percent | float64
44 | trafo | pfe_kw | float64
45 | trafo | i0_percent | float64
46 | trafo | shift_degree | float64
47 | trafo | tap_side | object
48 | trafo | tap_neutral | int32
49 | trafo | tap_min | int32
50 | trafo | tap_max | int32
51 | trafo | tap_step_percent | float64
52 | trafo | tap_step_degree | float64
53 | trafo | tap_pos | int32
54 | trafo | tap_phase_shifter | bool
55 | trafo | parallel | uint32
56 | trafo | df | float64
57 | trafo | in_service | bool
58 | line_geodata | coords | object
59 | bus_geodata | x | float64
60 | bus_geodata | y | float64
61 | bus_geodata | coords | object

## parameters
| version | format_version | converged | OPF_converged | name | f_hz | sn_mva
0 | 2.14.6 | 2.14.0 | FALSE | FALSE |  | 50 | 1