## bus
| name | vn_kv | type | zone | in_service
0 | bus_LV_6459-7_0_3_node_0 | 0.4 | n |  | TRUE
1 | bus_LV_6459-7_0_3_node_2 | 0.4 | n |  | TRUE
2 | bus_LV_6459-7_0_3_node_4 | 0.4 | n |  | TRUE
3 | bus_LV_6459-7_0_3_node_5 | 0.4 | n |  | TRUE
4 | bus_LV_6459-7_0_3_node_3 | 0.4 | n |  | TRUE
5 | bus_LV_6459-7_0_3_node_201 | 0.4 | n |  | TRUE
6 | bus_LV_6459-7_0_3_node_184 | 0.4 | n |  | TRUE
7 | bus_LV_6459-7_0_3_node_203 | 0.4 | n |  | TRUE
8 | bus_LV_6459-7_0_3_node_202 | 0.4 | n |  | TRUE
9 | bus_LV_6459-7_0_3_node_200 | 0.4 | n |  | TRUE
10 | bus_LV_6459-7_0_3_node_183 | 0.4 | n |  | TRUE
11 | bus_LV_6459-7_0_3_node_204 | 0.4 | n |  | TRUE
12 | bus_LV_6459-7_0_3_node_40 | 0.4 | n |  | TRUE
13 | bus_LV_6459-7_0_3_node_6 | 0.4 | n |  | TRUE
14 | bus_LV_6459-7_0_3_node_7 | 0.4 | n |  | TRUE
15 | bus_LV_6459-7_0_3_node_8 | 0.4 | n |  | TRUE
16 | bus_LV_6459-7_0_3_node_13 | 0.4 | n |  | TRUE
17 | bus_LV_6459-7_0_3_node_11 | 0.4 | n |  | TRUE
18 | bus_LV_6459-7_0_3_node_10 | 0.4 | n |  | TRUE
19 | bus_LV_6459-7_0_3_node_17 | 0.4 | n |  | TRUE
20 | bus_LV_6459-7_0_3_node_15 | 0.4 | n |  | TRUE
21 | bus_LV_6459-7_0_3_node_16 | 0.4 | n |  | TRUE
22 | bus_LV_6459-7_0_3_node_218 | 0.4 | n |  | TRUE
23 | bus_LV_6459-7_0_3_node_18 | 0.4 | n |  | TRUE
24 | bus_LV_6459-7_0_3_node_12 | 0.4 | n |  | TRUE
25 | bus_LV_6459-7_0_3_node_14 | 0.4 | n |  | TRUE
26 | bus_LV_6459-7_0_3_node_19 | 0.4 | n |  | TRUE
27 | bus_LV_6459-7_0_3_node_219 | 0.4 | n |  | TRUE
28 | bus_LV_6459-7_0_3_node_20 | 0.4 | n |  | TRUE
29 | bus_LV_6459-7_0_3_node_21 | 0.4 | n |  | TRUE
30 | bus_LV_6459-7_0_3_node_22 | 0.4 | n |  | TRUE
31 | bus_LV_6459-7_0_3_node_23 | 0.4 | n |  | TRUE
32 | bus_LV_6459-7_0_3_node_24 | 0.4 | n |  | TRUE
33 | bus_LV_6459-7_0_3_node_33 | 0.4 | n |  | TRUE
34 | bus_LV_6459-7_0_3_node_36 | 0.4 | n |  | TRUE
35 | bus_LV_6459-7_0_3_node_31 | 0.4 | n |  | TRUE
36 | bus_LV_6459-7_0_3_node_25 | 0.4 | n |  | TRUE
37 | bus_LV_6459-7_0_3_node_213 | 0.4 | n |  | TRUE
38 | bus_LV_6459-7_0_3_node_215 | 0.4 | n |  | TRUE
39 | bus_LV_6459-7_0_3_node_26 | 0.4 | n |  | TRUE
40 | bus_LV_6459-7_0_3_node_27 | 0.4 | n |  | TRUE
41 | bus_LV_6459-7_0_3_node_216 | 0.4 | n |  | TRUE
42 | bus_LV_6459-7_0_3_node_28 | 0.4 | n |  | TRUE
43 | bus_LV_6459-7_0_3_node_214 | 0.4 | n |  | TRUE
44 | bus_LV_6459-7_0_3_node_217 | 0.4 | n |  | TRUE
45 | bus_LV_6459-7_0_3_node_193 | 0.4 | n |  | TRUE
46 | bus_LV_6459-7_0_3_node_187 | 0.4 | n |  | TRUE
47 | bus_LV_6459-7_0_3_node_189 | 0.4 | n |  | TRUE
48 | bus_LV_6459-7_0_3_node_185 | 0.4 | n |  | TRUE
49 | bus_LV_6459-7_0_3_node_194 | 0.4 | n |  | TRUE
50 | bus_LV_6459-7_0_3_node_198 | 0.4 | n |  | TRUE
51 | bus_LV_6459-7_0_3_node_199 | 0.4 | n |  | TRUE
52 | bus_LV_6459-7_0_3_node_197 | 0.4 | n |  | TRUE
53 | bus_LV_6459-7_0_3_node_30 | 0.4 | n |  | TRUE
54 | bus_LV_6459-7_0_3_node_32 | 0.4 | n |  | TRUE
55 | bus_LV_6459-7_0_3_node_34 | 0.4 | n |  | TRUE
56 | bus_LV_6459-7_0_3_node_35 | 0.4 | n |  | TRUE
57 | bus_LV_6459-7_0_3_node_91 | 0.4 | n |  | TRUE
58 | bus_LV_6459-7_0_3_node_92 | 0.4 | n |  | TRUE
59 | bus_LV_6459-7_0_3_node_90 | 0.4 | n |  | TRUE
60 | bus_LV_6459-7_0_3_node_95 | 0.4 | n |  | TRUE
61 | bus_LV_6459-7_0_3_node_96 | 0.4 | n |  | TRUE
62 | bus_LV_6459-7_0_3_node_191 | 0.4 | n |  | TRUE
63 | bus_LV_6459-7_0_3_node_37 | 0.4 | n |  | TRUE
64 | bus_LV_6459-7_0_3_node_38 | 0.4 | n |  | TRUE
65 | bus_LV_6459-7_0_3_node_210 | 0.4 | n |  | TRUE
66 | bus_LV_6459-7_0_3_node_209 | 0.4 | n |  | TRUE
67 | bus_LV_6459-7_0_3_node_163 | 0.4 | n |  | TRUE
68 | bus_LV_6459-7_0_3_node_41 | 0.4 | n |  | TRUE
69 | bus_LV_6459-7_0_3_node_42 | 0.4 | n |  | TRUE
70 | bus_LV_6459-7_0_3_node_43 | 0.4 | n |  | TRUE
71 | bus_LV_6459-7_0_3_node_44 | 0.4 | n |  | TRUE
72 | bus_LV_6459-7_0_3_node_46 | 0.4 | n |  | TRUE
73 | bus_LV_6459-7_0_3_node_72 | 0.4 | n |  | TRUE
74 | bus_LV_6459-7_0_3_node_48 | 0.4 | n |  | TRUE
75 | bus_LV_6459-7_0_3_node_45 | 0.4 | n |  | TRUE
76 | bus_LV_6459-7_0_3_node_71 | 0.4 | n |  | TRUE
77 | bus_LV_6459-7_0_3_node_47 | 0.4 | n |  | TRUE
78 | bus_LV_6459-7_0_3_node_49 | 0.4 | n |  | TRUE
79 | bus_LV_6459-7_0_3_node_221 | 0.4 | n |  | TRUE
80 | bus_LV_6459-7_0_3_node_222 | 0.4 | n |  | TRUE
81 | bus_LV_6459-7_0_3_node_223 | 0.4 | n |  | TRUE
82 | bus_LV_6459-7_0_3_node_55 | 0.4 | n |  | TRUE
83 | bus_LV_6459-7_0_3_node_57 | 0.4 | n |  | TRUE
84 | bus_LV_6459-7_0_3_node_50 | 0.4 | n |  | TRUE
85 | bus_LV_6459-7_0_3_node_51 | 0.4 | n |  | TRUE
86 | bus_LV_6459-7_0_3_node_52 | 0.4 | n |  | TRUE
87 | bus_LV_6459-7_0_3_node_54 | 0.4 | n |  | TRUE
88 | bus_LV_6459-7_0_3_node_53 | 0.4 | n |  | TRUE
89 | bus_LV_6459-7_0_3_node_66 | 0.4 | n |  | TRUE
90 | bus_LV_6459-7_0_3_node_67 | 0.4 | n |  | TRUE
91 | bus_LV_6459-7_0_3_node_87 | 0.4 | n |  | TRUE
92 | bus_LV_6459-7_0_3_node_73 | 0.4 | n |  | TRUE
93 | bus_LV_6459-7_0_3_node_68 | 0.4 | n |  | TRUE
94 | bus_LV_6459-7_0_3_node_58 | 0.4 | n |  | TRUE
95 | bus_LV_6459-7_0_3_node_63 | 0.4 | n |  | TRUE
96 | bus_LV_6459-7_0_3_node_134 | 0.4 | n |  | TRUE
97 | bus_LV_6459-7_0_3_node_135 | 0.4 | n |  | TRUE
98 | bus_LV_6459-7_0_3_node_145 | 0.4 | n |  | TRUE
99 | bus_LV_6459-7_0_3_node_133 | 0.4 | n |  | TRUE
100 | bus_LV_6459-7_0_3_node_61 | 0.4 | n |  | TRUE
101 | bus_LV_6459-7_0_3_node_59 | 0.4 | n |  | TRUE
102 | bus_LV_6459-7_0_3_node_60 | 0.4 | n |  | TRUE
103 | bus_LV_6459-7_0_3_node_62 | 0.4 | n |  | TRUE
104 | bus_LV_6459-7_0_3_node_65 | 0.4 | n |  | TRUE
105 | bus_LV_6459-7_0_3_node_64 | 0.4 | n |  | TRUE
106 | bus_LV_6459-7_0_3_node_99 | 0.4 | n |  | TRUE
107 | bus_LV_6459-7_0_3_node_69 | 0.4 | n |  | TRUE
108 | bus_LV_6459-7_0_3_node_70 | 0.4 | n |  | TRUE
109 | bus_LV_6459-7_0_3_node_75 | 0.4 | n |  | TRUE
110 | bus_LV_6459-7_0_3_node_88 | 0.4 | n |  | TRUE
111 | bus_LV_6459-7_0_3_node_74 | 0.4 | n |  | TRUE
112 | bus_LV_6459-7_0_3_node_89 | 0.4 | n |  | TRUE
113 | bus_LV_6459-7_0_3_node_101 | 0.4 | n |  | TRUE
114 | bus_LV_6459-7_0_3_node_81 | 0.4 | n |  | TRUE
115 | bus_LV_6459-7_0_3_node_76 | 0.4 | n |  | TRUE
116 | bus_LV_6459-7_0_3_node_77 | 0.4 | n |  | TRUE
117 | bus_LV_6459-7_0_3_node_78 | 0.4 | n |  | TRUE
118 | bus_LV_6459-7_0_3_node_79 | 0.4 | n |  | TRUE
119 | bus_LV_6459-7_0_3_node_80 | 0.4 | n |  | TRUE
120 | bus_LV_6459-7_0_3_node_86 | 0.4 | n |  | TRUE
121 | bus_LV_6459-7_0_3_node_84 | 0.4 | n |  | TRUE
122 | bus_LV_6459-7_0_3_node_82 | 0.4 | n |  | TRUE
123 | bus_LV_6459-7_0_3_node_83 | 0.4 | n |  | TRUE
124 | bus_LV_6459-7_0_3_node_85 | 0.4 | n |  | TRUE
125 | bus_LV_6459-7_0_3_node_97 | 0.4 | n |  | TRUE
126 | bus_LV_6459-7_0_3_node_98 | 0.4 | n |  | TRUE
127 | bus_LV_6459-7_0_3_node_103 | 0.4 | n |  | TRUE
128 | bus_LV_6459-7_0_3_node_100 | 0.4 | n |  | TRUE
129 | bus_LV_6459-7_0_3_node_93 | 0.4 | n |  | TRUE
130 | bus_LV_6459-7_0_3_node_94 | 0.4 | n |  | TRUE
131 | bus_LV_6459-7_0_3_node_104 | 0.4 | n |  | TRUE
132 | bus_LV_6459-7_0_3_node_111 | 0.4 | n |  | TRUE
133 | bus_LV_6459-7_0_3_node_105 | 0.4 | n |  | TRUE
134 | bus_LV_6459-7_0_3_node_122 | 0.4 | n |  | TRUE
135 | bus_LV_6459-7_0_3_node_108 | 0.4 | n |  | TRUE
136 | bus_LV_6459-7_0_3_node_119 | 0.4 | n |  | TRUE
137 | bus_LV_6459-7_0_3_node_136 | 0.4 | n |  | TRUE
138 | bus_LV_6459-7_0_3_node_109 | 0.4 | n |  | TRUE
139 | bus_LV_6459-7_0_3_node_107 | 0.4 | n |  | TRUE
140 | bus_LV_6459-7_0_3_node_120 | 0.4 | n |  | TRUE
141 | bus_LV_6459-7_0_3_node_110 | 0.4 | n |  | TRUE
142 | bus_LV_6459-7_0_3_node_102 | 0.4 | n |  | TRUE
143 | bus_LV_6459-7_0_3_node_106 | 0.4 | n |  | TRUE
144 | bus_LV_6459-7_0_3_node_112 | 0.4 | n |  | TRUE
145 | bus_LV_6459-7_0_3_node_115 | 0.4 | n |  | TRUE
146 | bus_LV_6459-7_0_3_node_113 | 0.4 | n |  | TRUE
147 | bus_LV_6459-7_0_3_node_114 | 0.4 | n |  | TRUE
148 | bus_LV_6459-7_0_3_node_116 | 0.4 | n |  | TRUE
149 | bus_LV_6459-7_0_3_node_117 | 0.4 | n |  | TRUE
150 | bus_LV_6459-7_0_3_node_118 | 0.4 | n |  | TRUE
151 | bus_LV_6459-7_0_3_node_127 | 0.4 | n |  | TRUE
152 | bus_LV_6459-7_0_3_node_121 | 0.4 | n |  | TRUE
153 | bus_LV_6459-7_0_3_node_123 | 0.4 | n |  | TRUE
154 | bus_LV_6459-7_0_3_node_124 | 0.4 | n |  | TRUE
155 | bus_LV_6459-7_0_3_node_125 | 0.4 | n |  | TRUE
156 | bus_LV_6459-7_0_3_node_130 | 0.4 | n |  | TRUE
157 | bus_LV_6459-7_0_3_node_128 | 0.4 | n |  | TRUE
158 | bus_LV_6459-7_0_3_node_137 | 0.4 | n |  | TRUE
159 | bus_LV_6459-7_0_3_node_126 | 0.4 | n |  | TRUE
160 | bus_LV_6459-7_0_3_node_141 | 0.4 | n |  | TRUE
161 | bus_LV_6459-7_0_3_node_129 | 0.4 | n |  | TRUE
162 | bus_LV_6459-7_0_3_node_131 | 0.4 | n |  | TRUE
163 | bus_LV_6459-7_0_3_node_132 | 0.4 | n |  | TRUE
164 | bus_LV_6459-7_0_3_node_140 | 0.4 | n |  | TRUE
165 | bus_LV_6459-7_0_3_node_143 | 0.4 | n |  | TRUE
166 | bus_LV_6459-7_0_3_node_144 | 0.4 | n |  | TRUE
167 | bus_LV_6459-7_0_3_node_138 | 0.4 | n |  | TRUE
168 | bus_LV_6459-7_0_3_node_139 | 0.4 | n |  | TRUE
169 | bus_LV_6459-7_0_3_node_146 | 0.4 | n |  | TRUE
170 | bus_LV_6459-7_0_3_node_167 | 0.4 | n |  | TRUE
171 | bus_LV_6459-7_0_3_node_147 | 0.4 | n |  | TRUE
172 | bus_LV_6459-7_0_3_node_168 | 0.4 | n |  | TRUE
173 | bus_LV_6459-7_0_3_node_142 | 0.4 | n |  | TRUE
174 | bus_LV_6459-7_0_3_node_166 | 0.4 | n |  | TRUE
175 | bus_LV_6459-7_0_3_node_161 | 0.4 | n |  | TRUE
176 | bus_LV_6459-7_0_3_node_148 | 0.4 | n |  | TRUE
177 | bus_LV_6459-7_0_3_node_149 | 0.4 | n |  | TRUE
178 | bus_LV_6459-7_0_3_node_150 | 0.4 | n |  | TRUE
179 | bus_LV_6459-7_0_3_node_151 | 0.4 | n |  | TRUE
180 | bus_LV_6459-7_0_3_node_152 | 0.4 | n |  | TRUE
181 | bus_LV_6459-7_0_3_node_153 | 0.4 | n |  | TRUE
182 | bus_LV_6459-7_0_3_node_154 | 0.4 | n |  | TRUE
183 | bus_LV_6459-7_0_3_node_155 | 0.4 | n |  | TRUE
184 | bus_LV_6459-7_0_3_node_165 | 0.4 | n |  | TRUE
185 | bus_LV_6459-7_0_3_node_156 | 0.4 | n |  | TRUE
186 | bus_LV_6459-7_0_3_node_157 | 0.4 | n |  | TRUE
187 | bus_LV_6459-7_0_3_node_158 | 0.4 | n |  | TRUE
188 | bus_LV_6459-7_0_3_node_159 | 0.4 | n |  | TRUE
189 | bus_LV_6459-7_0_3_node_160 | 0.4 | n |  | TRUE
190 | bus_LV_6459-7_0_3_node_162 | 0.4 | n |  | TRUE
191 | bus_LV_6459-7_0_3_node_164 | 0.4 | n |  | TRUE
192 | bus_LV_6459-7_0_3_node_211 | 0.4 | n |  | TRUE
193 | bus_LV_6459-7_0_3_node_212 | 0.4 | n |  | TRUE
194 | bus_LV_6459-7_0_3_node_169 | 0.4 | n |  | TRUE
195 | bus_LV_6459-7_0_3_node_170 | 0.4 | n |  | TRUE
196 | bus_LV_6459-7_0_3_node_171 | 0.4 | n |  | TRUE
197 | bus_LV_6459-7_0_3_node_172 | 0.4 | n |  | TRUE
198 | bus_LV_6459-7_0_3_node_173 | 0.4 | n |  | TRUE
199 | bus_LV_6459-7_0_3_node_174 | 0.4 | n |  | TRUE
200 | bus_LV_6459-7_0_3_node_175 | 0.4 | n |  | TRUE
201 | bus_LV_6459-7_0_3_node_176 | 0.4 | n |  | TRUE
202 | bus_LV_6459-7_0_3_node_177 | 0.4 | n |  | TRUE
203 | bus_LV_6459-7_0_3_node_178 | 0.4 | n |  | TRUE
204 | bus_LV_6459-7_0_3_node_181 | 0.4 | n |  | TRUE
205 | bus_LV_6459-7_0_3_node_179 | 0.4 | n |  | TRUE
206 | bus_LV_6459-7_0_3_node_182 | 0.4 | n |  | TRUE
207 | bus_LV_6459-7_0_3_node_180 | 0.4 | n |  | TRUE
208 | bus_LV_6459-7_0_3_node_186 | 0.4 | n |  | TRUE
209 | bus_LV_6459-7_0_3_node_188 | 0.4 | n |  | TRUE
210 | bus_LV_6459-7_0_3_node_190 | 0.4 | n |  | TRUE
211 | bus_LV_6459-7_0_3_node_195 | 0.4 | n |  | TRUE
212 | bus_LV_6459-7_0_3_node_192 | 0.4 | n |  | TRUE
213 | bus_LV_6459-7_0_3_node_196 | 0.4 | n |  | TRUE
214 | bus_LV_6459-7_0_3_node_205 | 0.4 | n |  | TRUE
215 | bus_LV_6459-7_0_3_node_206 | 0.4 | n |  | TRUE
216 | bus_LV_6459-7_0_3_node_207 | 0.4 | n |  | TRUE
217 | bus_LV_6459-7_0_3_node_208 | 0.4 | n |  | TRUE
218 | bus_MV_444_2_node_55 | 20 | n |  | TRUE

## load
| name | bus | p_mw | q_mvar | const_z_percent | const_i_percent | sn_mva | scaling | in_service | type
0 | LV_6459-7_0_3_load_0 | 0 | 0.0027546 | 0.00069038 | 0 | 0 |  | 1 | TRUE | wye
1 | LV_6459-7_0_3_load_4 | 2 | 0.0022069 | 0.00055311 | 0 | 0 |  | 1 | TRUE | wye
2 | LV_6459-7_0_3_load_3 | 4 | 0.0016351 | 0.00040979 | 0 | 0 |  | 1 | TRUE | wye
3 | LV_6459-7_0_3_load_201 | 5 | 0.001267 | 0.00031753 | 0 | 0 |  | 1 | TRUE | wye
4 | LV_6459-7_0_3_load_184 | 6 | 0.0013473 | 0.00033768 | 0 | 0 |  | 1 | TRUE | wye
5 | LV_6459-7_0_3_load_202 | 8 | 0.0019939 | 0.00049973 | 0 | 0 |  | 1 | TRUE | wye
6 | LV_6459-7_0_3_load_200 | 9 | 0.0018373 | 0.00046046 | 0 | 0 |  | 1 | TRUE | wye
7 | LV_6459-7_0_3_load_183 | 10 | 0.0017616 | 0.0004415 | 0 | 0 |  | 1 | TRUE | wye
8 | LV_6459-7_0_3_load_204 | 11 | 0.0015203 | 0.00038103 | 0 | 0 |  | 1 | TRUE | wye
9 | LV_6459-7_0_3_load_6 | 13 | 0.0036292 | 0.00090956 | 0 | 0 |  | 1 | TRUE | wye
10 | LV_6459-7_0_3_load_8 | 15 | 0.0042198 | 0.0010576 | 0 | 0 |  | 1 | TRUE | wye
11 | LV_6459-7_0_3_load_11 | 17 | 0.00186 | 0.00046615 | 0 | 0 |  | 1 | TRUE | wye
12 | LV_6459-7_0_3_load_10 | 18 | 0.00031153 | 7.8076e-05 | 0 | 0 |  | 1 | TRUE | wye
13 | LV_6459-7_0_3_load_17 | 19 | 0.00082239 | 0.00020611 | 0 | 0 |  | 1 | TRUE | wye
14 | LV_6459-7_0_3_load_15 | 20 | 0.0004375 | 0.00010965 | 0 | 0 |  | 1 | TRUE | wye
15 | LV_6459-7_0_3_load_16 | 21 | 0.00024492 | 6.1382e-05 | 0 | 0 |  | 1 | TRUE | wye
16 | LV_6459-7_0_3_load_218 | 22 | 0.00086521 | 0.00021684 | 0 | 0 |  | 1 | TRUE | wye
17 | LV_6459-7_0_3_load_12 | 24 | 0.00045277 | 0.00011347 | 0 | 0 |  | 1 | TRUE | wye
18 | LV_6459-7_0_3_load_19 | 26 | 0.00027762 | 6.9578e-05 | 0 | 0 |  | 1 | TRUE | wye
19 | LV_6459-7_0_3_load_20 | 28 | 0.0090676 | 0.0022726 | 0 | 0 |  | 1 | TRUE | wye
20 | LV_6459-7_0_3_load_21 | 29 | 0.0073313 | 0.0018374 | 0 | 0 |  | 1 | TRUE | wye
21 | LV_6459-7_0_3_load_23 | 31 | 0.0088711 | 0.0022233 | 0 | 0 |  | 1 | TRUE | wye
22 | LV_6459-7_0_3_load_24 | 32 | 0.0038289 | 0.00095961 | 0 | 0 |  | 1 | TRUE | wye
23 | LV_6459-7_0_3_load_36 | 34 | 0.0017823 | 0.00044669 | 0 | 0 |  | 1 | TRUE | wye
24 | LV_6459-7_0_3_load_31 | 35 | 0.0014057 | 0.0003523 | 0 | 0 |  | 1 | TRUE | wye
25 | LV_6459-7_0_3_load_213 | 37 | 0.0018955 | 0.00047505 | 0 | 0 |  | 1 | TRUE | wye
26 | LV_6459-7_0_3_load_215 | 38 | 0.0098049 | 0.0024573 | 0 | 0 |  | 1 | TRUE | wye
27 | LV_6459-7_0_3_load_216 | 41 | 0.0096543 | 0.0024196 | 0 | 0 |  | 1 | TRUE | wye
28 | LV_6459-7_0_3_load_28 | 42 | 0.0062639 | 0.0015699 | 0 | 0 |  | 1 | TRUE | wye
29 | LV_6459-7_0_3_load_214 | 43 | 0.0018698 | 0.00046863 | 0 | 0 |  | 1 | TRUE | wye
30 | LV_6459-7_0_3_load_217 | 44 | 0.0073063 | 0.0018311 | 0 | 0 |  | 1 | TRUE | wye
31 | LV_6459-7_0_3_load_193 | 45 | 0.0019268 | 0.00048289 | 0 | 0 |  | 1 | TRUE | wye
32 | LV_6459-7_0_3_load_187 | 46 | 0.0016994 | 0.00042592 | 0 | 0 |  | 1 | TRUE | wye
33 | LV_6459-7_0_3_load_189 | 47 | 0.0018147 | 0.00045481 | 0 | 0 |  | 1 | TRUE | wye
34 | LV_6459-7_0_3_load_185 | 48 | 0.0030737 | 0.00077034 | 0 | 0 |  | 1 | TRUE | wye
35 | LV_6459-7_0_3_load_194 | 49 | 0.0020342 | 0.00050982 | 0 | 0 |  | 1 | TRUE | wye
36 | LV_6459-7_0_3_load_198 | 50 | 0.0042305 | 0.0010603 | 0 | 0 |  | 1 | TRUE | wye
37 | LV_6459-7_0_3_load_199 | 51 | 0.0005529 | 0.00013857 | 0 | 0 |  | 1 | TRUE | wye
38 | LV_6459-7_0_3_load_197 | 52 | 0.0020747 | 0.00051997 | 0 | 0 |  | 1 | TRUE | wye
39 | LV_6459-7_0_3_load_30 | 53 | 0.0023235 | 0.00058231 | 0 | 0 |  | 1 | TRUE | wye
40 | LV_6459-7_0_3_load_34 | 55 | 0.0014897 | 0.00037335 | 0 | 0 |  | 1 | TRUE | wye
41 | LV_6459-7_0_3_load_35 | 56 | 0.0015023 | 0.00037651 | 0 | 0 |  | 1 | TRUE | wye
42 | LV_6459-7_0_3_load_92 | 58 | 0.0014899 | 0.00037341 | 0 | 0 |  | 1 | TRUE | wye
43 | LV_6459-7_0_3_load_90 | 59 | 0.0011508 | 0.00028841 | 0 | 0 |  | 1 | TRUE | wye
44 | LV_6459-7_0_3_load_95 | 60 | 0.00049657 | 0.00012445 | 0 | 0 |  | 1 | TRUE | wye
45 | LV_6459-7_0_3_load_37 | 63 | 0.0029881 | 0.00074889 | 0 | 0 |  | 1 | TRUE | wye
46 | LV_6459-7_0_3_load_210 | 65 | 0.0003624 | 9.0826e-05 | 0 | 0 |  | 1 | TRUE | wye
47 | LV_6459-7_0_3_load_209 | 66 | 0.00089459 | 0.0002242 | 0 | 0 |  | 1 | TRUE | wye
48 | LV_6459-7_0_3_load_163 | 67 | 0.00046552 | 0.00011667 | 0 | 0 |  | 1 | TRUE | wye
49 | LV_6459-7_0_3_load_41 | 68 | 0.00097066 | 0.00024327 | 0 | 0 |  | 1 | TRUE | wye
50 | LV_6459-7_0_3_load_42 | 69 | 0.0011111 | 0.00027847 | 0 | 0 |  | 1 | TRUE | wye
51 | LV_6459-7_0_3_load_43 | 70 | 0.00306 | 0.0007669 | 0 | 0 |  | 1 | TRUE | wye
52 | LV_6459-7_0_3_load_72 | 73 | 0.0013889 | 0.00034808 | 0 | 0 |  | 1 | TRUE | wye
53 | LV_6459-7_0_3_load_45 | 75 | 0.001129 | 0.00028297 | 0 | 0 |  | 1 | TRUE | wye
54 | LV_6459-7_0_3_load_71 | 76 | 0.0017581 | 0.00044062 | 0 | 0 |  | 1 | TRUE | wye
55 | LV_6459-7_0_3_load_49 | 78 | 0.0021644 | 0.00054245 | 0 | 0 |  | 1 | TRUE | wye
56 | LV_6459-7_0_3_load_221 | 79 | 0.0046847 | 0.0011741 | 0 | 0 |  | 1 | TRUE | wye
57 | LV_6459-7_0_3_load_223 | 81 | 0.00020956 | 5.252e-05 | 0 | 0 |  | 1 | TRUE | wye
58 | LV_6459-7_0_3_load_55 | 82 | 0.00056845 | 0.00014247 | 0 | 0 |  | 1 | TRUE | wye
59 | LV_6459-7_0_3_load_57 | 83 | 0.0010223 | 0.00025622 | 0 | 0 |  | 1 | TRUE | wye
60 | LV_6459-7_0_3_load_50 | 84 | 0.00049804 | 0.00012482 | 0 | 0 |  | 1 | TRUE | wye
61 | LV_6459-7_0_3_load_51 | 85 | 0.0015422 | 0.00038651 | 0 | 0 |  | 1 | TRUE | wye
62 | LV_6459-7_0_3_load_52 | 86 | 0.0022019 | 0.00055186 | 0 | 0 |  | 1 | TRUE | wye
63 | LV_6459-7_0_3_load_54 | 87 | 0.0017434 | 0.00043694 | 0 | 0 |  | 1 | TRUE | wye
64 | LV_6459-7_0_3_load_53 | 88 | 0.0012479 | 0.00031276 | 0 | 0 |  | 1 | TRUE | wye
65 | LV_6459-7_0_3_load_66 | 89 | 0.00060776 | 0.00015232 | 0 | 0 |  | 1 | TRUE | wye
66 | LV_6459-7_0_3_load_67 | 90 | 0.001373 | 0.00034411 | 0 | 0 |  | 1 | TRUE | wye
67 | LV_6459-7_0_3_load_87 | 91 | 0.0014395 | 0.00036078 | 0 | 0 |  | 1 | TRUE | wye
68 | LV_6459-7_0_3_load_68 | 93 | 0.00083044 | 0.00020813 | 0 | 0 |  | 1 | TRUE | wye
69 | LV_6459-7_0_3_load_63 | 95 | 0.0019004 | 0.00047628 | 0 | 0 |  | 1 | TRUE | wye
70 | LV_6459-7_0_3_load_135 | 97 | 0.0018437 | 0.00046208 | 0 | 0 |  | 1 | TRUE | wye
71 | LV_6459-7_0_3_load_145 | 98 | 0.00045888 | 0.00011501 | 0 | 0 |  | 1 | TRUE | wye
72 | LV_6459-7_0_3_load_133 | 99 | 0.00098554 | 0.000247 | 0 | 0 |  | 1 | TRUE | wye
73 | LV_6459-7_0_3_load_61 | 100 | 0.00031236 | 7.8286e-05 | 0 | 0 |  | 1 | TRUE | wye
74 | LV_6459-7_0_3_load_59 | 101 | 0.00050222 | 0.00012587 | 0 | 0 |  | 1 | TRUE | wye
75 | LV_6459-7_0_3_load_65 | 104 | 0.0011356 | 0.00028462 | 0 | 0 |  | 1 | TRUE | wye
76 | LV_6459-7_0_3_load_64 | 105 | 0.0077422 | 0.0019404 | 0 | 0 |  | 1 | TRUE | wye
77 | LV_6459-7_0_3_load_69 | 107 | 0.0026196 | 0.00065653 | 0 | 0 |  | 1 | TRUE | wye
78 | LV_6459-7_0_3_load_70 | 108 | 0.001051 | 0.00026341 | 0 | 0 |  | 1 | TRUE | wye
79 | LV_6459-7_0_3_load_75 | 109 | 0.0014401 | 0.00036093 | 0 | 0 |  | 1 | TRUE | wye
80 | LV_6459-7_0_3_load_74 | 111 | 0.00068273 | 0.00017111 | 0 | 0 |  | 1 | TRUE | wye
81 | LV_6459-7_0_3_load_89 | 112 | 0.00082447 | 0.00020663 | 0 | 0 |  | 1 | TRUE | wye
82 | LV_6459-7_0_3_load_101 | 113 | 0.00094216 | 0.00023613 | 0 | 0 |  | 1 | TRUE | wye
83 | LV_6459-7_0_3_load_76 | 115 | 0.00054308 | 0.00013611 | 0 | 0 |  | 1 | TRUE | wye
84 | LV_6459-7_0_3_load_77 | 116 | 0.00093192 | 0.00023356 | 0 | 0 |  | 1 | TRUE | wye
85 | LV_6459-7_0_3_load_78 | 117 | 0.00093493 | 0.00023431 | 0 | 0 |  | 1 | TRUE | wye
86 | LV_6459-7_0_3_load_79 | 118 | 0.00056857 | 0.0001425 | 0 | 0 |  | 1 | TRUE | wye
87 | LV_6459-7_0_3_load_80 | 119 | 0.00074406 | 0.00018648 | 0 | 0 |  | 1 | TRUE | wye
88 | LV_6459-7_0_3_load_86 | 120 | 0.00158 | 0.000396 | 0 | 0 |  | 1 | TRUE | wye
89 | LV_6459-7_0_3_load_82 | 122 | 0.00091686 | 0.00022979 | 0 | 0 |  | 1 | TRUE | wye
90 | LV_6459-7_0_3_load_83 | 123 | 0.00094652 | 0.00023722 | 0 | 0 |  | 1 | TRUE | wye
91 | LV_6459-7_0_3_load_85 | 124 | 0.0026726 | 0.00066981 | 0 | 0 |  | 1 | TRUE | wye
92 | LV_6459-7_0_3_load_103 | 127 | 0.0014525 | 0.00036403 | 0 | 0 |  | 1 | TRUE | wye
93 | LV_6459-7_0_3_load_100 | 128 | 0.0017223 | 0.00043164 | 0 | 0 |  | 1 | TRUE | wye
94 | LV_6459-7_0_3_load_93 | 129 | 0.0014218 | 0.00035634 | 0 | 0 |  | 1 | TRUE | wye
95 | LV_6459-7_0_3_load_104 | 131 | 0.0013152 | 0.00032961 | 0 | 0 |  | 1 | TRUE | wye
96 | LV_6459-7_0_3_load_111 | 132 | 0.00099862 | 0.00025028 | 0 | 0 |  | 1 | TRUE | wye
97 | LV_6459-7_0_3_load_105 | 133 | 0.008008 | 0.002007 | 0 | 0 |  | 1 | TRUE | wye
98 | LV_6459-7_0_3_load_122 | 134 | 0.0021515 | 0.00053922 | 0 | 0 |  | 1 | TRUE | wye
99 | LV_6459-7_0_3_load_119 | 136 | 0.0015248 | 0.00038215 | 0 | 0 |  | 1 | TRUE | wye
100 | LV_6459-7_0_3_load_136 | 137 | 0.0028429 | 0.00071251 | 0 | 0 |  | 1 | TRUE | wye
101 | LV_6459-7_0_3_load_107 | 139 | 0.002904 | 0.0007278 | 0 | 0 |  | 1 | TRUE | wye
102 | LV_6459-7_0_3_load_120 | 140 | 0.0015317 | 0.00038387 | 0 | 0 |  | 1 | TRUE | wye
103 | LV_6459-7_0_3_load_110 | 141 | 0.00095545 | 0.00023946 | 0 | 0 |  | 1 | TRUE | wye
104 | LV_6459-7_0_3_load_102 | 142 | 0.0015748 | 0.00039467 | 0 | 0 |  | 1 | TRUE | wye
105 | LV_6459-7_0_3_load_106 | 143 | 0.0010837 | 0.00027161 | 0 | 0 |  | 1 | TRUE | wye
106 | LV_6459-7_0_3_load_112 | 144 | 0.0014179 | 0.00035535 | 0 | 0 |  | 1 | TRUE | wye
107 | LV_6459-7_0_3_load_115 | 145 | 0.0015053 | 0.00037726 | 0 | 0 |  | 1 | TRUE | wye
108 | LV_6459-7_0_3_load_113 | 146 | 0.001009 | 0.00025287 | 0 | 0 |  | 1 | TRUE | wye
109 | LV_6459-7_0_3_load_114 | 147 | 0.001015 | 0.00025437 | 0 | 0 |  | 1 | TRUE | wye
110 | LV_6459-7_0_3_load_116 | 148 | 0.00097407 | 0.00024412 | 0 | 0 |  | 1 | TRUE | wye
111 | LV_6459-7_0_3_load_117 | 149 | 0.0014741 | 0.00036944 | 0 | 0 |  | 1 | TRUE | wye
112 | LV_6459-7_0_3_load_118 | 150 | 0.0014892 | 0.00037322 | 0 | 0 |  | 1 | TRUE | wye
113 | LV_6459-7_0_3_load_127 | 151 | 0.0016101 | 0.00040352 | 0 | 0 |  | 1 | TRUE | wye
114 | LV_6459-7_0_3_load_123 | 153 | 0.0026471 | 0.00066344 | 0 | 0 |  | 1 | TRUE | wye
115 | LV_6459-7_0_3_load_125 | 155 | 0.0031023 | 0.00077751 | 0 | 0 |  | 1 | TRUE | wye
116 | LV_6459-7_0_3_load_130 | 156 | 0.00071335 | 0.00017878 | 0 | 0 |  | 1 | TRUE | wye
117 | LV_6459-7_0_3_load_128 | 157 | 0.0035565 | 0.00089133 | 0 | 0 |  | 1 | TRUE | wye
118 | LV_6459-7_0_3_load_126 | 159 | 0.0015351 | 0.00038474 | 0 | 0 |  | 1 | TRUE | wye
119 | LV_6459-7_0_3_load_141 | 160 | 0.00092984 | 0.00023304 | 0 | 0 |  | 1 | TRUE | wye
120 | LV_6459-7_0_3_load_129 | 161 | 0.0021131 | 0.0005296 | 0 | 0 |  | 1 | TRUE | wye
121 | LV_6459-7_0_3_load_131 | 162 | 0.00081148 | 0.00020338 | 0 | 0 |  | 1 | TRUE | wye
122 | LV_6459-7_0_3_load_132 | 163 | 0.0034093 | 0.00085446 | 0 | 0 |  | 1 | TRUE | wye
123 | LV_6459-7_0_3_load_140 | 164 | 0.00079124 | 0.0001983 | 0 | 0 |  | 1 | TRUE | wye
124 | LV_6459-7_0_3_load_143 | 165 | 0.00056944 | 0.00014271 | 0 | 0 |  | 1 | TRUE | wye
125 | LV_6459-7_0_3_load_144 | 166 | 0.00058661 | 0.00014702 | 0 | 0 |  | 1 | TRUE | wye
126 | LV_6459-7_0_3_load_138 | 167 | 0.0059767 | 0.0014979 | 0 | 0 |  | 1 | TRUE | wye
127 | LV_6459-7_0_3_load_139 | 168 | 0.0022115 | 0.00055425 | 0 | 0 |  | 1 | TRUE | wye
128 | LV_6459-7_0_3_load_146 | 169 | 0.0056194 | 0.0014083 | 0 | 0 |  | 1 | TRUE | wye
129 | LV_6459-7_0_3_load_167 | 170 | 0.0010492 | 0.00026295 | 0 | 0 |  | 1 | TRUE | wye
130 | LV_6459-7_0_3_load_147 | 171 | 0.0029756 | 0.00074574 | 0 | 0 |  | 1 | TRUE | wye
131 | LV_6459-7_0_3_load_168 | 172 | 0.0012045 | 0.00030187 | 0 | 0 |  | 1 | TRUE | wye
132 | LV_6459-7_0_3_load_142 | 173 | 0.00042334 | 0.0001061 | 0 | 0 |  | 1 | TRUE | wye
133 | LV_6459-7_0_3_load_166 | 174 | 0.00060494 | 0.00015161 | 0 | 0 |  | 1 | TRUE | wye
134 | LV_6459-7_0_3_load_161 | 175 | 0.00087969 | 0.00022047 | 0 | 0 |  | 1 | TRUE | wye
135 | LV_6459-7_0_3_load_149 | 177 | 0.0032397 | 0.00081194 | 0 | 0 |  | 1 | TRUE | wye
136 | LV_6459-7_0_3_load_150 | 178 | 0.0030229 | 0.00075761 | 0 | 0 |  | 1 | TRUE | wye
137 | LV_6459-7_0_3_load_151 | 179 | 0.0031296 | 0.00078435 | 0 | 0 |  | 1 | TRUE | wye
138 | LV_6459-7_0_3_load_153 | 181 | 0.0024866 | 0.00062321 | 0 | 0 |  | 1 | TRUE | wye
139 | LV_6459-7_0_3_load_154 | 182 | 0.0045556 | 0.0011417 | 0 | 0 |  | 1 | TRUE | wye
140 | LV_6459-7_0_3_load_155 | 183 | 0.0041893 | 0.0010499 | 0 | 0 |  | 1 | TRUE | wye
141 | LV_6459-7_0_3_load_165 | 184 | 0.0053489 | 0.0013406 | 0 | 0 |  | 1 | TRUE | wye
142 | LV_6459-7_0_3_load_156 | 185 | 0.00059994 | 0.00015036 | 0 | 0 |  | 1 | TRUE | wye
143 | LV_6459-7_0_3_load_157 | 186 | 0.0006049 | 0.0001516 | 0 | 0 |  | 1 | TRUE | wye
144 | LV_6459-7_0_3_load_158 | 187 | 0.003471 | 0.00086991 | 0 | 0 |  | 1 | TRUE | wye
145 | LV_6459-7_0_3_load_159 | 188 | 0.0043755 | 0.0010966 | 0 | 0 |  | 1 | TRUE | wye
146 | LV_6459-7_0_3_load_160 | 189 | 0.0067079 | 0.0016812 | 0 | 0 |  | 1 | TRUE | wye
147 | LV_6459-7_0_3_load_164 | 191 | 0.00047065 | 0.00011796 | 0 | 0 |  | 1 | TRUE | wye
148 | LV_6459-7_0_3_load_211 | 192 | 0.00038231 | 9.5816e-05 | 0 | 0 |  | 1 | TRUE | wye
149 | LV_6459-7_0_3_load_212 | 193 | 0.0015442 | 0.00038701 | 0 | 0 |  | 1 | TRUE | wye
150 | LV_6459-7_0_3_load_169 | 194 | 0.0021119 | 0.0005293 | 0 | 0 |  | 1 | TRUE | wye
151 | LV_6459-7_0_3_load_170 | 195 | 0.0012874 | 0.00032266 | 0 | 0 |  | 1 | TRUE | wye
152 | LV_6459-7_0_3_load_171 | 196 | 0.0022014 | 0.00055171 | 0 | 0 |  | 1 | TRUE | wye
153 | LV_6459-7_0_3_load_172 | 197 | 0.0010522 | 0.00026369 | 0 | 0 |  | 1 | TRUE | wye
154 | LV_6459-7_0_3_load_173 | 198 | 0.0010932 | 0.00027399 | 0 | 0 |  | 1 | TRUE | wye
155 | LV_6459-7_0_3_load_174 | 199 | 0.0011013 | 0.000276 | 0 | 0 |  | 1 | TRUE | wye
156 | LV_6459-7_0_3_load_175 | 200 | 0.0011714 | 0.00029358 | 0 | 0 |  | 1 | TRUE | wye
157 | LV_6459-7_0_3_load_177 | 202 | 0.0015104 | 0.00037855 | 0 | 0 |  | 1 | TRUE | wye
158 | LV_6459-7_0_3_load_181 | 204 | 0.0025005 | 0.00062669 | 0 | 0 |  | 1 | TRUE | wye
159 | LV_6459-7_0_3_load_179 | 205 | 0.0006278 | 0.00015734 | 0 | 0 |  | 1 | TRUE | wye
160 | LV_6459-7_0_3_load_182 | 206 | 0.0012579 | 0.00031526 | 0 | 0 |  | 1 | TRUE | wye
161 | LV_6459-7_0_3_load_180 | 207 | 0.0033941 | 0.00085064 | 0 | 0 |  | 1 | TRUE | wye
162 | LV_6459-7_0_3_load_186 | 208 | 0.001496 | 0.00037493 | 0 | 0 |  | 1 | TRUE | wye
163 | LV_6459-7_0_3_load_188 | 209 | 0.0018296 | 0.00045855 | 0 | 0 |  | 1 | TRUE | wye
164 | LV_6459-7_0_3_load_190 | 210 | 0.0027164 | 0.00068078 | 0 | 0 |  | 1 | TRUE | wye
165 | LV_6459-7_0_3_load_195 | 211 | 0.0021322 | 0.00053438 | 0 | 0 |  | 1 | TRUE | wye
166 | LV_6459-7_0_3_load_192 | 212 | 0.0017551 | 0.00043988 | 0 | 0 |  | 1 | TRUE | wye
167 | LV_6459-7_0_3_load_196 | 213 | 0.0018695 | 0.00046853 | 0 | 0 |  | 1 | TRUE | wye
168 | LV_6459-7_0_3_load_205 | 214 | 0.0013877 | 0.00034779 | 0 | 0 |  | 1 | TRUE | wye
169 | LV_6459-7_0_3_load_206 | 215 | 0.0013696 | 0.00034325 | 0 | 0 |  | 1 | TRUE | wye
170 | LV_6459-7_0_3_load_207 | 216 | 0.0020259 | 0.00050773 | 0 | 0 |  | 1 | TRUE | wye
171 | LV_6459-7_0_3_load_208 | 217 | 0.001778 | 0.00044561 | 0 | 0 |  | 1 | TRUE | wye

## ext_grid
| name | bus | vm_pu | va_degree | slack_weight | in_service
0 |  | 137 | 1 | 0 | 1 | TRUE

## line
| name | std_type | from_bus | to_bus | length_km | r_ohm_per_km | x_ohm_per_km | c_nf_per_km | g_us_per_km | max_i_ka | df | parallel | type | in_service
0 | LV_6459-7_0_3_line_0 |  | 0 | 1 | 0.076268 | 0.125 | 0.08 | 261 | 0 | 0.364 | 1 | 1 | cs | TRUE
1 | LV_6459-7_0_3_line_1 |  | 1 | 2 | 0.038279 | 0.125 | 0.08 | 261 | 0 | 0.364 | 1 | 1 | cs | TRUE
2 | LV_6459-7_0_3_line_2 |  | 1 | 3 | 0.096364 | 0.125 | 0.08 | 261 | 0 | 0.364 | 1 | 1 | cs | TRUE
3 | LV_6459-7_0_3_line_3 |  | 2 | 6 | 0.022588 | 0.125 | 0.08 | 261 | 0 | 0.364 | 1 | 1 | cs | TRUE
4 | LV_6459-7_0_3_line_4 |  | 3 | 7 | 0.040875 | 0.125 | 0.08 | 261 | 0 | 0.364 | 1 | 1 | cs | TRUE
5 | LV_6459-7_0_3_line_5 |  | 3 | 8 | 0.071841 | 0.125 | 0.08 | 261 | 0 | 0.364 | 1 | 1 | cs | TRUE
6 | LV_6459-7_0_3_line_6 |  | 4 | 5 | 0.030492 | 0.125 | 0.08 | 261 | 0 | 0.364 | 1 | 1 | cs | TRUE
7 | LV_6459-7_0_3_line_7 |  | 5 | 9 | 0.02238 | 0.125 | 0.08 | 261 | 0 | 0.364 | 1 | 1 | cs | TRUE
8 | LV_6459-7_0_3_line_8 |  | 6 | 10 | 0.011104 | 0.125 | 0.08 | 261 | 0 | 0.364 | 1 | 1 | cs | TRUE
9 | LV_6459-7_0_3_line_9 |  | 7 | 11 | 0.06004 | 0.125 | 0.08 | 261 | 0 | 0.364 | 1 | 1 | cs | TRUE
10 | LV_6459-7_0_3_line_10 |  | 7 | 12 | 0.061457 | 0.125 | 0.08 | 261 | 0 | 0.364 | 1 | 1 | cs | TRUE
11 | LV_6459-7_0_3_line_11 |  | 9 | 51 | 0.0102 | 0.125 | 0.08 | 261 | 0 | 0.364 | 1 | 1 | cs | TRUE
12 | LV_6459-7_0_3_line_12 |  | 10 | 206 | 0.0046732 | 0.125 | 0.08 | 261 | 0 | 0.364 | 1 | 1 | cs | TRUE
13 | LV_6459-7_0_3_line_13 |  | 11 | 214 | 0.0074196 | 0.125 | 0.08 | 261 | 0 | 0.364 | 1 | 1 | cs | TRUE
14 | LV_6459-7_0_3_line_14 |  | 12 | 65 | 0.027335 | 0.125 | 0.08 | 261 | 0 | 0.364 | 1 | 1 | cs | TRUE
15 | LV_6459-7_0_3_line_15 |  | 12 | 66 | 0.021005 | 0.125 | 0.08 | 261 | 0 | 0.364 | 1 | 1 | cs | TRUE
16 | LV_6459-7_0_3_line_16 |  | 12 | 64 | 0.11423 | 0.125 | 0.08 | 261 | 0 | 0.364 | 1 | 1 | cs | TRUE
17 | LV_6459-7_0_3_line_17 |  | 13 | 14 | 0.11002 | 0.125 | 0.08 | 261 | 0 | 0.364 | 1 | 1 | cs | TRUE
18 | LV_6459-7_0_3_line_18 |  | 14 | 15 | 0.13205 | 0.125 | 0.08 | 261 | 0 | 0.364 | 1 | 1 | cs | TRUE
19 | LV_6459-7_0_3_line_19 |  | 15 | 16 | 0.040495 | 0.125 | 0.08 | 261 | 0 | 0.364 | 1 | 1 | cs | TRUE
20 | LV_6459-7_0_3_line_20 |  | 16 | 17 | 0.044702 | 0.125 | 0.08 | 261 | 0 | 0.364 | 1 | 1 | cs | TRUE
21 | LV_6459-7_0_3_line_21 |  | 17 | 24 | 0.023861 | 0.125 | 0.08 | 261 | 0 | 0.364 | 1 | 1 | cs | TRUE
22 | LV_6459-7_0_3_line_22 |  | 18 | 19 | 0.085925 | 0.125 | 0.08 | 261 | 0 | 0.364 | 1 | 1 | cs | TRUE
23 | LV_6459-7_0_3_line_23 |  | 19 | 23 | 0.049113 | 0.125 | 0.08 | 261 | 0 | 0.364 | 1 | 1 | cs | TRUE
24 | LV_6459-7_0_3_line_24 |  | 19 | 21 | 0.083777 | 0.125 | 0.08 | 261 | 0 | 0.364 | 1 | 1 | cs | TRUE
25 | LV_6459-7_0_3_line_25 |  | 20 | 21 | 0.017274 | 0.125 | 0.08 | 261 | 0 | 0.364 | 1 | 1 | cs | TRUE
26 | LV_6459-7_0_3_line_26 |  | 20 | 22 | 0.23897 | 0.125 | 0.08 | 261 | 0 | 0.364 | 1 | 1 | cs | TRUE
27 | LV_6459-7_0_3_line_27 |  | 22 | 27 | 0.062313 | 0.125 | 0.08 | 261 | 0 | 0.364 | 1 | 1 | cs | TRUE
28 | LV_6459-7_0_3_line_28 |  | 23 | 26 | 0.008181 | 0.125 | 0.08 | 261 | 0 | 0.364 | 1 | 1 | cs | TRUE
29 | LV_6459-7_0_3_line_29 |  | 23 | 25 | 0.06291 | 0.125 | 0.08 | 261 | 0 | 0.364 | 1 | 1 | cs | TRUE
30 | LV_6459-7_0_3_line_30 |  | 24 | 25 | 0.016504 | 0.125 | 0.08 | 261 | 0 | 0.364 | 1 | 1 | cs | TRUE
31 | LV_6459-7_0_3_line_31 |  | 27 | 79 | 0.20052 | 0.125 | 0.08 | 261 | 0 | 0.364 | 1 | 1 | cs | TRUE
32 | LV_6459-7_0_3_line_32 |  | 28 | 29 | 0.014422 | 0.125 | 0.08 | 261 | 0 | 0.364 | 1 | 2 | cs | TRUE
33 | LV_6459-7_0_3_line_33 |  | 28 | 30 | 0.018908 | 0.125 | 0.08 | 261 | 0 | 0.364 | 1 | 2 | cs | TRUE
34 | LV_6459-7_0_3_line_34 |  | 29 | 31 | 0.01402 | 0.125 | 0.08 | 261 | 0 | 0.364 | 1 | 2 | cs | TRUE
35 | LV_6459-7_0_3_line_35 |  | 30 | 32 | 0.052964 | 0.125 | 0.08 | 261 | 0 | 0.364 | 1 | 1 | cs | TRUE
36 | LV_6459-7_0_3_line_36 |  | 30 | 33 | 0.075795 | 0.125 | 0.08 | 261 | 0 | 0.364 | 1 | 2 | cs | TRUE
37 | LV_6459-7_0_3_line_37 |  | 31 | 36 | 0.012773 | 0.125 | 0.08 | 261 | 0 | 0.364 | 1 | 1 | cs | TRUE
38 | LV_6459-7_0_3_line_38 |  | 32 | 37 | 0.0069219 | 0.125 | 0.08 | 261 | 0 | 0.364 | 1 | 1 | cs | TRUE
39 | LV_6459-7_0_3_line_39 |  | 33 | 34 | 0.061624 | 0.125 | 0.08 | 261 | 0 | 0.364 | 1 | 1 | cs | TRUE
40 | LV_6459-7_0_3_line_40 |  | 33 | 35 | 0.058883 | 0.125 | 0.08 | 261 | 0 | 0.364 | 1 | 2 | cs | TRUE
41 | LV_6459-7_0_3_line_41 |  | 34 | 45 | 0.010573 | 0.125 | 0.08 | 261 | 0 | 0.364 | 1 | 1 | cs | TRUE
42 | LV_6459-7_0_3_line_42 |  | 35 | 53 | 0.024433 | 0.125 | 0.08 | 261 | 0 | 0.364 | 1 | 2 | cs | TRUE
43 | LV_6459-7_0_3_line_43 |  | 36 | 38 | 0.013668 | 0.125 | 0.08 | 261 | 0 | 0.364 | 1 | 1 | cs | TRUE
44 | LV_6459-7_0_3_line_44 |  | 37 | 43 | 0.017983 | 0.125 | 0.08 | 261 | 0 | 0.364 | 1 | 1 | cs | TRUE
45 | LV_6459-7_0_3_line_45 |  | 38 | 44 | 0.014104 | 0.125 | 0.08 | 261 | 0 | 0.364 | 1 | 1 | cs | TRUE
46 | LV_6459-7_0_3_line_46 |  | 39 | 40 | 0.027876 | 0.125 | 0.08 | 261 | 0 | 0.364 | 1 | 1 | cs | TRUE
47 | LV_6459-7_0_3_line_47 |  | 39 | 41 | 0.011181 | 0.125 | 0.08 | 261 | 0 | 0.364 | 1 | 1 | cs | TRUE
48 | LV_6459-7_0_3_line_48 |  | 40 | 42 | 0.016026 | 0.125 | 0.08 | 261 | 0 | 0.364 | 1 | 1 | cs | TRUE
49 | LV_6459-7_0_3_line_49 |  | 41 | 44 | 0.013739 | 0.125 | 0.08 | 261 | 0 | 0.364 | 1 | 1 | cs | TRUE
50 | LV_6459-7_0_3_line_50 |  | 45 | 62 | 0.0025318 | 0.125 | 0.08 | 261 | 0 | 0.364 | 1 | 1 | cs | TRUE
51 | LV_6459-7_0_3_line_51 |  | 46 | 47 | 0.0069561 | 0.125 | 0.08 | 261 | 0 | 0.364 | 1 | 1 | cs | TRUE
52 | LV_6459-7_0_3_line_52 |  | 46 | 48 | 0.0083444 | 0.125 | 0.08 | 261 | 0 | 0.364 | 1 | 1 | cs | TRUE
53 | LV_6459-7_0_3_line_53 |  | 47 | 49 | 0.013726 | 0.125 | 0.08 | 261 | 0 | 0.364 | 1 | 1 | cs | TRUE
54 | LV_6459-7_0_3_line_54 |  | 48 | 208 | 0.00012818 | 0.125 | 0.08 | 261 | 0 | 0.364 | 1 | 1 | cs | TRUE
55 | LV_6459-7_0_3_line_55 |  | 49 | 211 | 0.010667 | 0.125 | 0.08 | 261 | 0 | 0.364 | 1 | 1 | cs | TRUE
56 | LV_6459-7_0_3_line_56 |  | 50 | 51 | 0.0097995 | 0.125 | 0.08 | 261 | 0 | 0.364 | 1 | 1 | cs | TRUE
57 | LV_6459-7_0_3_line_57 |  | 50 | 52 | 0.022759 | 0.125 | 0.08 | 261 | 0 | 0.364 | 1 | 1 | cs | TRUE
58 | LV_6459-7_0_3_line_58 |  | 52 | 213 | 0.0074812 | 0.125 | 0.08 | 261 | 0 | 0.364 | 1 | 1 | cs | TRUE
59 | LV_6459-7_0_3_line_59 |  | 53 | 54 | 0.021051 | 0.125 | 0.08 | 261 | 0 | 0.364 | 1 | 2 | cs | TRUE
60 | LV_6459-7_0_3_line_60 |  | 54 | 55 | 0.023388 | 0.125 | 0.08 | 261 | 0 | 0.364 | 1 | 2 | cs | TRUE
61 | LV_6459-7_0_3_line_61 |  | 54 | 56 | 0.022256 | 0.125 | 0.08 | 261 | 0 | 0.364 | 1 | 1 | cs | TRUE
62 | LV_6459-7_0_3_line_62 |  | 55 | 57 | 0.018992 | 0.125 | 0.08 | 261 | 0 | 0.364 | 1 | 2 | cs | TRUE
63 | LV_6459-7_0_3_line_63 |  | 57 | 58 | 0.019446 | 0.125 | 0.08 | 261 | 0 | 0.364 | 1 | 2 | cs | TRUE
64 | LV_6459-7_0_3_line_64 |  | 57 | 59 | 0.020545 | 0.125 | 0.08 | 261 | 0 | 0.364 | 1 | 1 | cs | TRUE
65 | LV_6459-7_0_3_line_65 |  | 58 | 129 | 0.033225 | 0.125 | 0.08 | 261 | 0 | 0.364 | 1 | 2 | cs | TRUE
66 | LV_6459-7_0_3_line_66 |  | 59 | 112 | 0.039831 | 0.125 | 0.08 | 261 | 0 | 0.364 | 1 | 1 | cs | TRUE
67 | LV_6459-7_0_3_line_67 |  | 60 | 61 | 0.014188 | 0.125 | 0.08 | 261 | 0 | 0.364 | 1 | 1 | cs | TRUE
68 | LV_6459-7_0_3_line_68 |  | 61 | 134 | 0.027419 | 0.125 | 0.08 | 261 | 0 | 0.364 | 1 | 2 | cs | TRUE
69 | LV_6459-7_0_3_line_69 |  | 61 | 135 | 0.008135 | 0.125 | 0.08 | 261 | 0 | 0.364 | 1 | 2 | cs | TRUE
70 | LV_6459-7_0_3_line_70 |  | 61 | 136 | 0.040835 | 0.125 | 0.08 | 261 | 0 | 0.364 | 1 | 1 | cs | TRUE
71 | LV_6459-7_0_3_line_71 |  | 62 | 210 | 0.03884 | 0.125 | 0.08 | 261 | 0 | 0.364 | 1 | 1 | cs | TRUE
72 | LV_6459-7_0_3_line_72 |  | 62 | 209 | 0.0086243 | 0.125 | 0.08 | 261 | 0 | 0.364 | 1 | 1 | cs | TRUE
73 | LV_6459-7_0_3_line_73 |  | 63 | 64 | 0.044596 | 0.125 | 0.08 | 261 | 0 | 0.364 | 1 | 1 | cs | TRUE
74 | LV_6459-7_0_3_line_74 |  | 65 | 67 | 0.049526 | 0.125 | 0.08 | 261 | 0 | 0.364 | 1 | 1 | cs | TRUE
75 | LV_6459-7_0_3_line_75 |  | 67 | 190 | 0.048227 | 0.125 | 0.08 | 261 | 0 | 0.364 | 1 | 1 | cs | TRUE
76 | LV_6459-7_0_3_line_76 |  | 68 | 69 | 0.014963 | 0.125 | 0.08 | 261 | 0 | 0.364 | 1 | 1 | cs | TRUE
77 | LV_6459-7_0_3_line_77 |  | 68 | 70 | 0.00057067 | 0.125 | 0.08 | 261 | 0 | 0.364 | 1 | 1 | cs | TRUE
78 | LV_6459-7_0_3_line_78 |  | 69 | 71 | 0.020421 | 0.125 | 0.08 | 261 | 0 | 0.364 | 1 | 1 | cs | TRUE
79 | LV_6459-7_0_3_line_79 |  | 71 | 72 | 0.036757 | 0.125 | 0.08 | 261 | 0 | 0.364 | 1 | 1 | cs | TRUE
80 | LV_6459-7_0_3_line_80 |  | 71 | 73 | 0.044885 | 0.125 | 0.08 | 261 | 0 | 0.364 | 1 | 1 | cs | TRUE
81 | LV_6459-7_0_3_line_81 |  | 72 | 74 | 0.040765 | 0.125 | 0.08 | 261 | 0 | 0.364 | 1 | 1 | cs | TRUE
82 | LV_6459-7_0_3_line_82 |  | 72 | 75 | 0.012868 | 0.125 | 0.08 | 261 | 0 | 0.364 | 1 | 1 | cs | TRUE
83 | LV_6459-7_0_3_line_83 |  | 73 | 76 | 0.013137 | 0.125 | 0.08 | 261 | 0 | 0.364 | 1 | 1 | cs | TRUE
84 | LV_6459-7_0_3_line_84 |  | 74 | 79 | 0.071157 | 0.125 | 0.08 | 261 | 0 | 0.364 | 1 | 1 | cs | TRUE
85 | LV_6459-7_0_3_line_85 |  | 75 | 77 | 0.019591 | 0.125 | 0.08 | 261 | 0 | 0.364 | 1 | 1 | cs | TRUE
86 | LV_6459-7_0_3_line_86 |  | 76 | 92 | 0.025004 | 0.125 | 0.08 | 261 | 0 | 0.364 | 1 | 1 | cs | TRUE
87 | LV_6459-7_0_3_line_87 |  | 77 | 78 | 0.023255 | 0.125 | 0.08 | 261 | 0 | 0.364 | 1 | 1 | cs | TRUE
88 | LV_6459-7_0_3_line_88 |  | 80 | 81 | 0.054687 | 0.125 | 0.08 | 261 | 0 | 0.364 | 1 | 1 | cs | TRUE
89 | LV_6459-7_0_3_line_89 |  | 80 | 82 | 0.1605 | 0.125 | 0.08 | 261 | 0 | 0.364 | 1 | 1 | cs | TRUE
90 | LV_6459-7_0_3_line_90 |  | 82 | 83 | 0.1549 | 0.125 | 0.08 | 261 | 0 | 0.364 | 1 | 1 | cs | TRUE
91 | LV_6459-7_0_3_line_91 |  | 83 | 94 | 0.0033583 | 0.125 | 0.08 | 261 | 0 | 0.364 | 1 | 1 | cs | TRUE
92 | LV_6459-7_0_3_line_92 |  | 84 | 85 | 0.041228 | 0.125 | 0.08 | 261 | 0 | 0.364 | 1 | 1 | cs | TRUE
93 | LV_6459-7_0_3_line_93 |  | 84 | 86 | 0.015189 | 0.125 | 0.08 | 261 | 0 | 0.364 | 1 | 1 | cs | TRUE
94 | LV_6459-7_0_3_line_94 |  | 86 | 87 | 0.0099664 | 0.125 | 0.08 | 261 | 0 | 0.364 | 1 | 1 | cs | TRUE
95 | LV_6459-7_0_3_line_95 |  | 87 | 90 | 0.0081507 | 0.125 | 0.08 | 261 | 0 | 0.364 | 1 | 1 | cs | TRUE
96 | LV_6459-7_0_3_line_96 |  | 88 | 89 | 0.042315 | 0.125 | 0.08 | 261 | 0 | 0.364 | 1 | 1 | cs | TRUE
97 | LV_6459-7_0_3_line_97 |  | 89 | 91 | 0.028749 | 0.125 | 0.08 | 261 | 0 | 0.364 | 1 | 2 | cs | TRUE
98 | LV_6459-7_0_3_line_98 |  | 89 | 92 | 0.044329 | 0.125 | 0.08 | 261 | 0 | 0.364 | 1 | 2 | cs | TRUE
99 | LV_6459-7_0_3_line_99 |  | 90 | 93 | 0.023281 | 0.125 | 0.08 | 261 | 0 | 0.364 | 1 | 1 | cs | TRUE
100 | LV_6459-7_0_3_line_100 |  | 91 | 106 | 0.003542 | 0.125 | 0.08 | 261 | 0 | 0.364 | 1 | 2 | cs | TRUE
101 | LV_6459-7_0_3_line_101 |  | 93 | 107 | 0.0038498 | 0.125 | 0.08 | 261 | 0 | 0.364 | 1 | 1 | cs | TRUE
102 | LV_6459-7_0_3_line_102 |  | 94 | 95 | 0.034087 | 0.125 | 0.08 | 261 | 0 | 0.364 | 1 | 1 | cs | TRUE
103 | LV_6459-7_0_3_line_103 |  | 95 | 100 | 0.047097 | 0.125 | 0.08 | 261 | 0 | 0.364 | 1 | 1 | cs | TRUE
104 | LV_6459-7_0_3_line_104 |  | 96 | 97 | 0.04646 | 0.125 | 0.08 | 261 | 0 | 0.364 | 1 | 1 | cs | TRUE
105 | LV_6459-7_0_3_line_105 |  | 96 | 98 | 0.16226 | 0.125 | 0.08 | 261 | 0 | 0.364 | 1 | 1 | cs | TRUE
106 | LV_6459-7_0_3_line_106 |  | 96 | 99 | 0.033476 | 0.125 | 0.08 | 261 | 0 | 0.364 | 1 | 1 | cs | TRUE
107 | LV_6459-7_0_3_line_107 |  | 97 | 165 | 0.045288 | 0.125 | 0.08 | 261 | 0 | 0.364 | 1 | 1 | cs | TRUE
108 | LV_6459-7_0_3_line_108 |  | 98 | 103 | 0.074119 | 0.125 | 0.08 | 261 | 0 | 0.364 | 1 | 1 | cs | TRUE
109 | LV_6459-7_0_3_line_109 |  | 99 | 163 | 0.0015591 | 0.125 | 0.08 | 261 | 0 | 0.364 | 1 | 1 | cs | TRUE
110 | LV_6459-7_0_3_line_110 |  | 100 | 102 | 0.06183 | 0.125 | 0.08 | 261 | 0 | 0.364 | 1 | 1 | cs | TRUE
111 | LV_6459-7_0_3_line_111 |  | 101 | 102 | 0.085287 | 0.125 | 0.08 | 261 | 0 | 0.364 | 1 | 1 | cs | TRUE
112 | LV_6459-7_0_3_line_112 |  | 102 | 103 | 0.04485 | 0.125 | 0.08 | 261 | 0 | 0.364 | 1 | 1 | cs | TRUE
113 | LV_6459-7_0_3_line_113 |  | 103 | 104 | 0.054167 | 0.125 | 0.08 | 261 | 0 | 0.364 | 1 | 1 | cs | TRUE
114 | LV_6459-7_0_3_line_114 |  | 104 | 105 | 0.036976 | 0.125 | 0.08 | 261 | 0 | 0.364 | 1 | 1 | cs | TRUE
115 | LV_6459-7_0_3_line_115 |  | 106 | 127 | 0.016961 | 0.125 | 0.08 | 261 | 0 | 0.364 | 1 | 1 | cs | TRUE
116 | LV_6459-7_0_3_line_116 |  | 106 | 125 | 0.018916 | 0.125 | 0.08 | 261 | 0 | 0.364 | 1 | 2 | cs | TRUE
117 | LV_6459-7_0_3_line_117 |  | 107 | 108 | 0.045288 | 0.125 | 0.08 | 261 | 0 | 0.364 | 1 | 1 | cs | TRUE
118 | LV_6459-7_0_3_line_118 |  | 108 | 109 | 0.0061694 | 0.125 | 0.08 | 261 | 0 | 0.364 | 1 | 1 | cs | TRUE
119 | LV_6459-7_0_3_line_119 |  | 109 | 110 | 0.017349 | 0.125 | 0.08 | 261 | 0 | 0.364 | 1 | 1 | cs | TRUE
120 | LV_6459-7_0_3_line_120 |  | 110 | 113 | 0.016569 | 0.125 | 0.08 | 261 | 0 | 0.364 | 1 | 1 | cs | TRUE
121 | LV_6459-7_0_3_line_121 |  | 110 | 114 | 0.014276 | 0.125 | 0.08 | 261 | 0 | 0.364 | 1 | 1 | cs | TRUE
122 | LV_6459-7_0_3_line_122 |  | 111 | 112 | 0.0078572 | 0.125 | 0.08 | 261 | 0 | 0.364 | 1 | 1 | cs | TRUE
123 | LV_6459-7_0_3_line_123 |  | 113 | 128 | 0.0047051 | 0.125 | 0.08 | 261 | 0 | 0.364 | 1 | 1 | cs | TRUE
124 | LV_6459-7_0_3_line_124 |  | 114 | 120 | 0.022259 | 0.125 | 0.08 | 261 | 0 | 0.364 | 1 | 1 | cs | TRUE
125 | LV_6459-7_0_3_line_125 |  | 114 | 118 | 0.0184 | 0.125 | 0.08 | 261 | 0 | 0.364 | 1 | 1 | cs | TRUE
126 | LV_6459-7_0_3_line_126 |  | 115 | 116 | 0.005417 | 0.125 | 0.08 | 261 | 0 | 0.364 | 1 | 1 | cs | TRUE
127 | LV_6459-7_0_3_line_127 |  | 115 | 117 | 0.00087556 | 0.125 | 0.08 | 261 | 0 | 0.364 | 1 | 1 | cs | TRUE
128 | LV_6459-7_0_3_line_128 |  | 116 | 118 | 0.00098992 | 0.125 | 0.08 | 261 | 0 | 0.364 | 1 | 1 | cs | TRUE
129 | LV_6459-7_0_3_line_129 |  | 117 | 119 | 0.0047766 | 0.125 | 0.08 | 261 | 0 | 0.364 | 1 | 1 | cs | TRUE
130 | LV_6459-7_0_3_line_130 |  | 120 | 121 | 0.0033082 | 0.125 | 0.08 | 261 | 0 | 0.364 | 1 | 1 | cs | TRUE
131 | LV_6459-7_0_3_line_131 |  | 121 | 124 | 0.017537 | 0.125 | 0.08 | 261 | 0 | 0.364 | 1 | 1 | cs | TRUE
132 | LV_6459-7_0_3_line_132 |  | 121 | 122 | 0.020257 | 0.125 | 0.08 | 261 | 0 | 0.364 | 1 | 1 | cs | TRUE
133 | LV_6459-7_0_3_line_133 |  | 122 | 123 | 0.0061421 | 0.125 | 0.08 | 261 | 0 | 0.364 | 1 | 1 | cs | TRUE
134 | LV_6459-7_0_3_line_134 |  | 124 | 125 | 0.023163 | 0.125 | 0.08 | 261 | 0 | 0.364 | 1 | 1 | cs | TRUE
135 | LV_6459-7_0_3_line_135 |  | 125 | 126 | 0.043691 | 0.125 | 0.08 | 261 | 0 | 0.364 | 1 | 2 | cs | TRUE
136 | LV_6459-7_0_3_line_136 |  | 126 | 132 | 0.0020924 | 0.125 | 0.08 | 261 | 0 | 0.364 | 1 | 2 | cs | TRUE
137 | LV_6459-7_0_3_line_137 |  | 126 | 130 | 0.017813 | 0.125 | 0.08 | 261 | 0 | 0.364 | 1 | 2 | cs | TRUE
138 | LV_6459-7_0_3_line_138 |  | 128 | 142 | 0.0027179 | 0.125 | 0.08 | 261 | 0 | 0.364 | 1 | 1 | cs | TRUE
139 | LV_6459-7_0_3_line_139 |  | 129 | 130 | 0.024274 | 0.125 | 0.08 | 261 | 0 | 0.364 | 1 | 2 | cs | TRUE
140 | LV_6459-7_0_3_line_140 |  | 130 | 131 | 0.016611 | 0.125 | 0.08 | 261 | 0 | 0.364 | 1 | 1 | cs | TRUE
141 | LV_6459-7_0_3_line_141 |  | 131 | 133 | 0.0026219 | 0.125 | 0.08 | 261 | 0 | 0.364 | 1 | 1 | cs | TRUE
142 | LV_6459-7_0_3_line_142 |  | 132 | 141 | 0.019123 | 0.125 | 0.08 | 261 | 0 | 0.364 | 1 | 2 | cs | TRUE
143 | LV_6459-7_0_3_line_143 |  | 133 | 143 | 0.019038 | 0.125 | 0.08 | 261 | 0 | 0.364 | 1 | 1 | cs | TRUE
144 | LV_6459-7_0_3_line_144 |  | 134 | 137 | 0.029134 | 0.125 | 0.08 | 261 | 0 | 0.364 | 1 | 2 | cs | TRUE
145 | LV_6459-7_0_3_line_145 |  | 135 | 138 | 0.02696 | 0.125 | 0.08 | 261 | 0 | 0.364 | 1 | 2 | cs | TRUE
146 | LV_6459-7_0_3_line_146 |  | 135 | 139 | 0.028227 | 0.125 | 0.08 | 261 | 0 | 0.364 | 1 | 1 | cs | TRUE
147 | LV_6459-7_0_3_line_147 |  | 136 | 140 | 0.0024758 | 0.125 | 0.08 | 261 | 0 | 0.364 | 1 | 1 | cs | TRUE
148 | LV_6459-7_0_3_line_148 |  | 137 | 158 | 0.062758 | 0.125 | 0.08 | 261 | 0 | 0.364 | 1 | 1 | cs | TRUE
149 | LV_6459-7_0_3_line_149 |  | 138 | 144 | 0.026423 | 0.125 | 0.08 | 261 | 0 | 0.364 | 1 | 1 | cs | TRUE
150 | LV_6459-7_0_3_line_150 |  | 138 | 141 | 0.0073023 | 0.125 | 0.08 | 261 | 0 | 0.364 | 1 | 2 | cs | TRUE
151 | LV_6459-7_0_3_line_151 |  | 140 | 152 | 0.040973 | 0.125 | 0.08 | 261 | 0 | 0.364 | 1 | 1 | cs | TRUE
152 | LV_6459-7_0_3_line_152 |  | 144 | 145 | 0.0016093 | 0.125 | 0.08 | 261 | 0 | 0.364 | 1 | 1 | cs | TRUE
153 | LV_6459-7_0_3_line_153 |  | 145 | 146 | 0.0042034 | 0.125 | 0.08 | 261 | 0 | 0.364 | 1 | 1 | cs | TRUE
154 | LV_6459-7_0_3_line_154 |  | 146 | 147 | 0.0014212 | 0.125 | 0.08 | 261 | 0 | 0.364 | 1 | 1 | cs | TRUE
155 | LV_6459-7_0_3_line_155 |  | 147 | 148 | 0.0016364 | 0.125 | 0.08 | 261 | 0 | 0.364 | 1 | 1 | cs | TRUE
156 | LV_6459-7_0_3_line_156 |  | 148 | 149 | 0.052764 | 0.125 | 0.08 | 261 | 0 | 0.364 | 1 | 1 | cs | TRUE
157 | LV_6459-7_0_3_line_157 |  | 149 | 150 | 0.015371 | 0.125 | 0.08 | 261 | 0 | 0.364 | 1 | 1 | cs | TRUE
158 | LV_6459-7_0_3_line_158 |  | 150 | 151 | 0.0068931 | 0.125 | 0.08 | 261 | 0 | 0.364 | 1 | 1 | cs | TRUE
159 | LV_6459-7_0_3_line_159 |  | 152 | 153 | 0.025533 | 0.125 | 0.08 | 261 | 0 | 0.364 | 1 | 1 | cs | TRUE
160 | LV_6459-7_0_3_line_160 |  | 152 | 154 | 0.048598 | 0.125 | 0.08 | 261 | 0 | 0.364 | 1 | 1 | cs | TRUE
161 | LV_6459-7_0_3_line_161 |  | 153 | 155 | 0.023176 | 0.125 | 0.08 | 261 | 0 | 0.364 | 1 | 1 | cs | TRUE
162 | LV_6459-7_0_3_line_162 |  | 154 | 156 | 0.025926 | 0.125 | 0.08 | 261 | 0 | 0.364 | 1 | 1 | cs | TRUE
163 | LV_6459-7_0_3_line_163 |  | 154 | 157 | 0.031028 | 0.125 | 0.08 | 261 | 0 | 0.364 | 1 | 1 | cs | TRUE
164 | LV_6459-7_0_3_line_164 |  | 155 | 159 | 0.010708 | 0.125 | 0.08 | 261 | 0 | 0.364 | 1 | 1 | cs | TRUE
165 | LV_6459-7_0_3_line_165 |  | 156 | 160 | 0.0092506 | 0.125 | 0.08 | 261 | 0 | 0.364 | 1 | 1 | cs | TRUE
166 | LV_6459-7_0_3_line_166 |  | 157 | 161 | 0.032264 | 0.125 | 0.08 | 261 | 0 | 0.364 | 1 | 1 | cs | TRUE
167 | LV_6459-7_0_3_line_167 |  | 158 | 167 | 0.022812 | 0.125 | 0.08 | 261 | 0 | 0.364 | 1 | 1 | cs | TRUE
168 | LV_6459-7_0_3_line_168 |  | 158 | 168 | 0.025519 | 0.125 | 0.08 | 261 | 0 | 0.364 | 1 | 1 | cs | TRUE
169 | LV_6459-7_0_3_line_169 |  | 160 | 164 | 0.01286 | 0.125 | 0.08 | 261 | 0 | 0.364 | 1 | 1 | cs | TRUE
170 | LV_6459-7_0_3_line_170 |  | 161 | 162 | 0.034901 | 0.125 | 0.08 | 261 | 0 | 0.364 | 1 | 1 | cs | TRUE
171 | LV_6459-7_0_3_line_171 |  | 161 | 163 | 0.02161 | 0.125 | 0.08 | 261 | 0 | 0.364 | 1 | 1 | cs | TRUE
172 | LV_6459-7_0_3_line_172 |  | 164 | 173 | 0.00096336 | 0.125 | 0.08 | 261 | 0 | 0.364 | 1 | 1 | cs | TRUE
173 | LV_6459-7_0_3_line_173 |  | 165 | 166 | 0.0062255 | 0.125 | 0.08 | 261 | 0 | 0.364 | 1 | 1 | cs | TRUE
174 | LV_6459-7_0_3_line_174 |  | 166 | 174 | 0.021324 | 0.125 | 0.08 | 261 | 0 | 0.364 | 1 | 1 | cs | TRUE
175 | LV_6459-7_0_3_line_175 |  | 167 | 169 | 0.033396 | 0.125 | 0.08 | 261 | 0 | 0.364 | 1 | 1 | cs | TRUE
176 | LV_6459-7_0_3_line_176 |  | 168 | 170 | 0.0029708 | 0.125 | 0.08 | 261 | 0 | 0.364 | 1 | 1 | cs | TRUE
177 | LV_6459-7_0_3_line_177 |  | 169 | 171 | 0.03213 | 0.125 | 0.08 | 261 | 0 | 0.364 | 1 | 1 | cs | TRUE
178 | LV_6459-7_0_3_line_178 |  | 170 | 172 | 0.023251 | 0.125 | 0.08 | 261 | 0 | 0.364 | 1 | 1 | cs | TRUE
179 | LV_6459-7_0_3_line_179 |  | 171 | 176 | 0.01547 | 0.125 | 0.08 | 261 | 0 | 0.364 | 1 | 1 | cs | TRUE
180 | LV_6459-7_0_3_line_180 |  | 172 | 194 | 0.00055697 | 0.125 | 0.08 | 261 | 0 | 0.364 | 1 | 1 | cs | TRUE
181 | LV_6459-7_0_3_line_181 |  | 174 | 175 | 0.028611 | 0.125 | 0.08 | 261 | 0 | 0.364 | 1 | 1 | cs | TRUE
182 | LV_6459-7_0_3_line_182 |  | 175 | 188 | 0.036495 | 0.125 | 0.08 | 261 | 0 | 0.364 | 1 | 1 | cs | TRUE
183 | LV_6459-7_0_3_line_183 |  | 176 | 177 | 0.022811 | 0.125 | 0.08 | 261 | 0 | 0.364 | 1 | 1 | cs | TRUE
184 | LV_6459-7_0_3_line_184 |  | 176 | 178 | 0.010696 | 0.125 | 0.08 | 261 | 0 | 0.364 | 1 | 1 | cs | TRUE
185 | LV_6459-7_0_3_line_185 |  | 178 | 179 | 0.0086865 | 0.125 | 0.08 | 261 | 0 | 0.364 | 1 | 1 | cs | TRUE
186 | LV_6459-7_0_3_line_186 |  | 179 | 180 | 0.016489 | 0.125 | 0.08 | 261 | 0 | 0.364 | 1 | 1 | cs | TRUE
187 | LV_6459-7_0_3_line_187 |  | 180 | 181 | 0.031591 | 0.125 | 0.08 | 261 | 0 | 0.364 | 1 | 1 | cs | TRUE
188 | LV_6459-7_0_3_line_188 |  | 180 | 182 | 0.0028162 | 0.125 | 0.08 | 261 | 0 | 0.364 | 1 | 1 | cs | TRUE
189 | LV_6459-7_0_3_line_189 |  | 181 | 183 | 0.0016477 | 0.125 | 0.08 | 261 | 0 | 0.364 | 1 | 1 | cs | TRUE
190 | LV_6459-7_0_3_line_190 |  | 182 | 184 | 0.023629 | 0.125 | 0.08 | 261 | 0 | 0.364 | 1 | 1 | cs | TRUE
191 | LV_6459-7_0_3_line_191 |  | 183 | 185 | 0.0097944 | 0.125 | 0.08 | 261 | 0 | 0.364 | 1 | 1 | cs | TRUE
192 | LV_6459-7_0_3_line_192 |  | 186 | 187 | 0.02389 | 0.125 | 0.08 | 261 | 0 | 0.364 | 1 | 1 | cs | TRUE
193 | LV_6459-7_0_3_line_193 |  | 186 | 188 | 0.049572 | 0.125 | 0.08 | 261 | 0 | 0.364 | 1 | 1 | cs | TRUE
194 | LV_6459-7_0_3_line_194 |  | 187 | 189 | 0.020212 | 0.125 | 0.08 | 261 | 0 | 0.364 | 1 | 1 | cs | TRUE
195 | LV_6459-7_0_3_line_195 |  | 190 | 191 | 0.0095885 | 0.125 | 0.08 | 261 | 0 | 0.364 | 1 | 1 | cs | TRUE
196 | LV_6459-7_0_3_line_196 |  | 191 | 192 | 0.021575 | 0.125 | 0.08 | 261 | 0 | 0.364 | 1 | 1 | cs | TRUE
197 | LV_6459-7_0_3_line_197 |  | 192 | 193 | 0.015668 | 0.125 | 0.08 | 261 | 0 | 0.364 | 1 | 1 | cs | TRUE
198 | LV_6459-7_0_3_line_198 |  | 194 | 195 | 0.0067029 | 0.125 | 0.08 | 261 | 0 | 0.364 | 1 | 1 | cs | TRUE
199 | LV_6459-7_0_3_line_199 |  | 195 | 196 | 0.0045526 | 0.125 | 0.08 | 261 | 0 | 0.364 | 1 | 1 | cs | TRUE
200 | LV_6459-7_0_3_line_200 |  | 196 | 197 | 0.017191 | 0.125 | 0.08 | 261 | 0 | 0.364 | 1 | 1 | cs | TRUE
201 | LV_6459-7_0_3_line_201 |  | 197 | 198 | 0.022344 | 0.125 | 0.08 | 261 | 0 | 0.364 | 1 | 1 | cs | TRUE
202 | LV_6459-7_0_3_line_202 |  | 198 | 199 | 0.0044391 | 0.125 | 0.08 | 261 | 0 | 0.364 | 1 | 1 | cs | TRUE
203 | LV_6459-7_0_3_line_203 |  | 199 | 200 | 0.0053595 | 0.125 | 0.08 | 261 | 0 | 0.364 | 1 | 1 | cs | TRUE
204 | LV_6459-7_0_3_line_204 |  | 200 | 201 | 0.064543 | 0.125 | 0.08 | 261 | 0 | 0.364 | 1 | 1 | cs | TRUE
205 | LV_6459-7_0_3_line_205 |  | 201 | 202 | 0.058065 | 0.125 | 0.08 | 261 | 0 | 0.364 | 1 | 1 | cs | TRUE
206 | LV_6459-7_0_3_line_206 |  | 201 | 203 | 0.006525 | 0.125 | 0.08 | 261 | 0 | 0.364 | 1 | 1 | cs | TRUE
207 | LV_6459-7_0_3_line_207 |  | 203 | 204 | 0.025065 | 0.125 | 0.08 | 261 | 0 | 0.364 | 1 | 1 | cs | TRUE
208 | LV_6459-7_0_3_line_208 |  | 203 | 205 | 0.053398 | 0.125 | 0.08 | 261 | 0 | 0.364 | 1 | 1 | cs | TRUE
209 | LV_6459-7_0_3_line_209 |  | 204 | 206 | 0.022358 | 0.125 | 0.08 | 261 | 0 | 0.364 | 1 | 1 | cs | TRUE
210 | LV_6459-7_0_3_line_210 |  | 205 | 207 | 0.0040974 | 0.125 | 0.08 | 261 | 0 | 0.364 | 1 | 1 | cs | TRUE
211 | LV_6459-7_0_3_line_211 |  | 208 | 209 | 0.012404 | 0.125 | 0.08 | 261 | 0 | 0.364 | 1 | 1 | cs | TRUE
212 | LV_6459-7_0_3_line_212 |  | 210 | 212 | 0.06914 | 0.125 | 0.08 | 261 | 0 | 0.364 | 1 | 1 | cs | TRUE
213 | LV_6459-7_0_3_line_213 |  | 211 | 213 | 0.0069405 | 0.125 | 0.08 | 261 | 0 | 0.364 | 1 | 1 | cs | TRUE
214 | LV_6459-7_0_3_line_214 |  | 214 | 215 | 0.017747 | 0.125 | 0.08 | 261 | 0 | 0.364 | 1 | 1 | cs | TRUE
215 | LV_6459-7_0_3_line_215 |  | 215 | 216 | 0.0022931 | 0.125 | 0.08 | 261 | 0 | 0.364 | 1 | 1 | cs | TRUE
216 | LV_6459-7_0_3_line_216 |  | 216 | 217 | 0.028766 | 0.125 | 0.08 | 261 | 0 | 0.364 | 1 | 1 | cs | TRUE

## trafo
| name | std_type | hv_bus | lv_bus | sn_mva | vn_hv_kv | vn_lv_kv | vk_percent | vkr_percent | pfe_kw | i0_percent | shift_degree | tap_side | tap_neutral | tap_min | tap_max | tap_step_percent | tap_step_degree | tap_pos | tap_phase_shifter | parallel | df | in_service
0 | LV_6459-7_0_3_trafo_136 | 0.63 MVA 20/0.4 kV | 218 | 137 | 0.63 | 20 | 0.4 | 6 | 1.206 | 1.65 | 0.2619 | 150 | hv | 0 | -2 | 2 | 2.5 | 0 | 0 | FALSE | 1 | 1 | TRUE

## line_geodata
| x0 | y0 | x1 | y1 | x2 | y2 | x3 | y3 | x4 | y4 | x5 | y5 | x6 | y6 | x7 | y7 | x8 | y8
0 | 2565481.962 | 1207492.6298 | 2565486.7778 | 1207491.8237 | 2565492.4297 | 1207490.9682 | 2565504.8496 | 1207487.6721 | 2565516.7109 | 1207483.7567 | 2565529.7573 | 1207478.3559 | 2565542.3123 | 1207472.1241 | 2565552.8588 | 1207466.0085
1 | 2565481.962 | 1207492.6298 | 2565482.6979 | 1207496.2832 | 2565484.8327 | 1207499.9173 | 2565502.6749 | 1207516.4899 | 2565507.6573 | 1207519.8081
2 | 2565481.962 | 1207492.6298 | 2565476.8517 | 1207491.1586 | 2565449.1452 | 1207481.992 | 2565424.1161 | 1207483.4715 | 2565400.554 | 1207486.1877 | 2565398.0816 | 1207493.7953 | 2565394.7967 | 1207497.661
3 | 2565526.4573 | 1207532.3295 | 2565524.2221 | 1207530.8398 | 2565507.6573 | 1207519.8081
4 | 2565368.2982 | 1207528.8439 | 2565394.7967 | 1207497.661
5 | 2565394.7967 | 1207497.661 | 2565403.0266 | 1207509.9757 | 2565440.1525 | 1207534.6851 | 2565447.6683 | 1207524.7812
6 | 2565661.7872 | 1207514.3779 | 2565648.7269 | 1207506.106 | 2565635.9555 | 1207498.1777
7 | 2565680.7662 | 1207526.2371 | 2565662.0509 | 1207514.545 | 2565661.7872 | 1207514.3779
8 | 2565535.6974 | 1207538.4876 | 2565526.4573 | 1207532.3295
9 | 2565368.2982 | 1207528.8439 | 2565418.1074 | 1207562.3675
10 | 2565368.2982 | 1207528.8439 | 2565361.0866 | 1207537.3351 | 2565349.7592 | 1207549.3301 | 2565362.733 | 1207568.0763 | 2565370.526 | 1207575.8687
11 | 2565689.417 | 1207531.6416 | 2565680.7662 | 1207526.2371
12 | 2565535.6974 | 1207538.4876 | 2565539.5861 | 1207541.0793
13 | 2565418.1074 | 1207562.3675 | 2565424.2628 | 1207566.5103
14 | 2565370.526 | 1207575.8687 | 2565377.5141 | 1207583.8325 | 2565381.8087 | 1207594.08 | 2565381.0807 | 1207599.6612
15 | 2565370.526 | 1207575.8687 | 2565375.6156 | 1207576.3838 | 2565388.9831 | 1207584.9738
16 | 2565368.3199 | 1207657.9391 | 2565357.752 | 1207644.9488 | 2565342.8365 | 1207624.3684 | 2565343.968 | 1207604.5617 | 2565357.9668 | 1207581.3115 | 2565362.733 | 1207568.0763 | 2565370.526 | 1207575.8687
17 | 2566022.8879 | 1207501.4445 | 2566036.2513 | 1207510.2176 | 2566049.3157 | 1207519.8818 | 2566057.7513 | 1207531.1846 | 2566090.0868 | 1207566.9983 | 2566100.3105 | 1207578.5513
18 | 2566022.8879 | 1207501.4445 | 2566020.2953 | 1207522.7602 | 2566010.7178 | 1207556.4895 | 2566008.3472 | 1207576.7256 | 2566012.8865 | 1207587.4057 | 2566031.4614 | 1207603.4421 | 2566037.9554 | 1207612.9215 | 2566042.199 | 1207619.1121
19 | 2566068.6533 | 1207649.6116 | 2566049.4712 | 1207629.7208 | 2566042.199 | 1207619.1121
20 | 2566068.6533 | 1207649.6116 | 2566081.8535 | 1207664.5003 | 2566095.2756 | 1207679.6435 | 2566097.9349 | 1207683.359
21 | 2566097.9349 | 1207683.359 | 2566098.073 | 1207683.552 | 2566099.964 | 1207692.5241 | 2566114.1405 | 1207695.3449
22 | 2566218.2102 | 1207763.2841 | 2566284.1451 | 1207708.1867
23 | 2566183.9019 | 1207728.6892 | 2566189.6369 | 1207734.4599 | 2566201.0069 | 1207749.804 | 2566216.7029 | 1207762.4554 | 2566218.2102 | 1207763.2841
24 | 2566293.9165 | 1207798.8622 | 2566280.2351 | 1207793.6683 | 2566248.247 | 1207779.7973 | 2566218.2102 | 1207763.2841
25 | 2566310.0663 | 1207804.9933 | 2566293.9165 | 1207798.8622
26 | 2566310.0663 | 1207804.9933 | 2566339.8088 | 1208042.1008
27 | 2566283.6195 | 1208015.1633 | 2566339.8088 | 1208042.1008
28 | 2566183.9019 | 1207728.6892 | 2566185.2697 | 1207727.2362 | 2566189.5553 | 1207722.776
29 | 2566130.327 | 1207698.5657 | 2566142.1478 | 1207700.9109 | 2566158.1234 | 1207706.5454 | 2566174.6112 | 1207719.359 | 2566183.9019 | 1207728.6892
30 | 2566130.327 | 1207698.5657 | 2566114.1405 | 1207695.3449
31 | 2566083.1068 | 1208013.624 | 2566283.6195 | 1208015.1633
32 | 2565881.407 | 1207530.7113 | 2565882.5224 | 1207531.709 | 2565883.8947 | 1207533.6689 | 2565884.8786 | 1207535.5421 | 2565887.0421 | 1207537.5975 | 2565889.2986 | 1207539.9637 | 2565890.8828 | 1207541.4371
33 | 2565886.6786 | 1207555.0873 | 2565888.6073 | 1207553.3197 | 2565892.7378 | 1207549.6828 | 2565894.6023 | 1207547.3264 | 2565895.1951 | 1207545.9555 | 2565894.4046 | 1207544.6704 | 2565892.1499 | 1207542.6155 | 2565890.8828 | 1207541.4371
34 | 2565871.3222 | 1207521.0005 | 2565874.9595 | 1207524.1481 | 2565878.8895 | 1207527.9721 | 2565880.6577 | 1207530.041 | 2565881.407 | 1207530.7113
35 | 2565886.6786 | 1207555.0873 | 2565887.1583 | 1207557.8528 | 2565901.3323 | 1207568.7555 | 2565926.9688 | 1207588.3633
36 | 2565847.9036 | 1207620.2131 | 2565886.6786 | 1207555.0873
37 | 2565861.1051 | 1207513.3436 | 2565864.0524 | 1207515.5057 | 2565867.2968 | 1207517.7662 | 2565871.3222 | 1207521.0005 | 2565871.3222 | 1207521.0005
38 | 2565926.9688 | 1207588.3633 | 2565932.4669 | 1207592.5684
39 | 2565847.9036 | 1207620.2131 | 2565837.5928 | 1207613.424 | 2565831.7597 | 1207609.1885 | 2565825.0552 | 1207605.4804 | 2565812.0356 | 1207600.9971 | 2565797.426 | 1207596.3451 | 2565792.3668 | 1207594.7458
40 | 2565847.9036 | 1207620.2131 | 2565856.367 | 1207642.9219 | 2565865.0149 | 1207668.6535 | 2565866.588 | 1207675.9891
41 | 2565792.3668 | 1207594.7458 | 2565788.9635 | 1207593.67 | 2565782.6468 | 1207590.6442
42 | 2565873.3527 | 1207699.4533 | 2565867.4914 | 1207680.2014 | 2565866.588 | 1207675.9891
43 | 2565861.1051 | 1207513.3436 | 2565856.3905 | 1207507.9343 | 2565853.84 | 1207504.7026 | 2565852.2323 | 1207502.9532
44 | 2565932.4669 | 1207592.5684 | 2565932.4669 | 1207592.5684 | 2565934.5441 | 1207599.4604 | 2565937.0492 | 1207609.9498
45 | 2565842.2463 | 1207493.007 | 2565844.511 | 1207495.4621 | 2565850.4047 | 1207500.9647 | 2565852.2323 | 1207502.9532
46 | 2565808.1383 | 1207482.4858 | 2565812.8411 | 1207485.8273 | 2565817.2832 | 1207490.0931 | 2565818.2845 | 1207491.0212 | 2565820.1793 | 1207487.3194 | 2565821.6526 | 1207484.3759 | 2565822.142 | 1207482.2163 | 2565822.4363 | 1207479.1685 | 2565823.0268 | 1207477.4085
47 | 2565823.0268 | 1207477.4085 | 2565825.6518 | 1207479.061 | 2565831.4202 | 1207484.7183
48 | 2565808.1383 | 1207482.4858 | 2565807.9559 | 1207477.2061 | 2565807.7413 | 1207466.465
49 | 2565831.4202 | 1207484.7183 | 2565835.5692 | 1207488.7874 | 2565837.3399 | 1207489.9668 | 2565839.2996 | 1207490.945 | 2565840.9704 | 1207491.9248 | 2565842.2463 | 1207493.007 | 2565842.2463 | 1207493.007
50 | 2565780.3635 | 1207589.5504 | 2565782.6468 | 1207590.6442
51 | 2565755.7965 | 1207573.2177 | 2565750.0075 | 1207569.361
52 | 2565762.7409 | 1207577.8442 | 2565755.7965 | 1207573.2177
53 | 2565750.0075 | 1207569.361 | 2565749.8873 | 1207569.2809 | 2565738.3528 | 1207562.1115
54 | 2565762.8476 | 1207577.9153 | 2565762.7409 | 1207577.8442
55 | 2565738.3528 | 1207562.1115 | 2565729.2936 | 1207556.4807
56 | 2565689.417 | 1207531.6416 | 2565697.7278 | 1207536.8338
57 | 2565717.0451 | 1207548.8676 | 2565706.2025 | 1207542.1282 | 2565697.7278 | 1207536.8338
58 | 2565723.399 | 1207552.8169 | 2565717.0451 | 1207548.8676
59 | 2565881.027 | 1207719.0346 | 2565874.8065 | 1207704.2286 | 2565873.3527 | 1207699.4533
60 | 2565881.027 | 1207719.0346 | 2565884.0718 | 1207726.2879 | 2565892.5302 | 1207739.302
61 | 2565881.027 | 1207719.0346 | 2565863.0276 | 1207732.1242
62 | 2565903.4331 | 1207754.8487 | 2565894.6037 | 1207742.4923 | 2565892.5302 | 1207739.302
63 | 2565903.4331 | 1207754.8487 | 2565888.1706 | 1207766.898
64 | 2565903.4331 | 1207754.8487 | 2565915.3826 | 1207771.5611
65 | 2565860.9738 | 1207785.8763 | 2565874.7932 | 1207777.459 | 2565888.1706 | 1207766.898
66 | 2565938.1431 | 1207804.2448 | 2565927.4915 | 1207788.4966 | 2565915.3826 | 1207771.5611
67 | 2565804.0347 | 1207763.246 | 2565816.7929 | 1207757.0381
68 | 2565804.0347 | 1207763.246 | 2565800.6767 | 1207759.7188 | 2565785.6626 | 1207749.4437 | 2565782.0006 | 1207747.085
69 | 2565807.6424 | 1207770.5405 | 2565804.0347 | 1207763.246
70 | 2565804.0347 | 1207763.246 | 2565774.4305 | 1207791.3725
71 | 2565780.3635 | 1207589.5504 | 2565763.3497 | 1207611.0604 | 2565756.2466 | 1207619.9952
72 | 2565780.3635 | 1207589.5504 | 2565775.3492 | 1207586.244 | 2565773.1704 | 1207584.7925
73 | 2565368.3199 | 1207657.9391 | 2565378.5165 | 1207663.3161 | 2565393.6209 | 1207673.2561 | 2565404.7118 | 1207683.3355
74 | 2565381.0807 | 1207599.6612 | 2565380.3967 | 1207604.9055 | 2565363.4749 | 1207626.2827 | 2565363.0004 | 1207629.6651 | 2565372.4587 | 1207639.379
75 | 2565409.0218 | 1207670.1426 | 2565394.3453 | 1207661.8566 | 2565372.4587 | 1207639.379
76 | 2565961.7066 | 1207951.7702 | 2565975.9576 | 1207956.3325
77 | 2565961.7066 | 1207951.7702 | 2565961.1631 | 1207951.5962
78 | 2565987.2321 | 1207940.8411 | 2565977.6074 | 1207956.8607 | 2565975.9576 | 1207956.3325
79 | 2565987.2321 | 1207940.8411 | 2565994.164 | 1207961.8022 | 2565998.6079 | 1207975.7959
80 | 2565987.2321 | 1207940.8411 | 2565982.3348 | 1207926.0274 | 2565974.8743 | 1207905.703 | 2565973.4911 | 1207898.1969
81 | 2566011.7454 | 1208014.3871 | 2566002.4246 | 1207987.8031 | 2565998.6079 | 1207975.7959
82 | 2565998.6079 | 1207975.7959 | 2565989.5623 | 1207984.9487
83 | 2565971.1101 | 1207885.2771 | 2565973.4911 | 1207898.1969
84 | 2566011.7454 | 1208014.3871 | 2566083.1068 | 1208013.624
85 | 2565978.4074 | 1208001.0145 | 2565988.1992 | 1207986.328 | 2565989.5623 | 1207984.9487
86 | 2565965.5024 | 1207860.9201 | 2565969.7742 | 1207878.0276 | 2565971.1101 | 1207885.2771
87 | 2565955.9541 | 1208000.5537 | 2565962.1521 | 1208003.52 | 2565978.4074 | 1208001.0145
88 | 2565930.772 | 1208464.683 | 2565925.4995 | 1208454.652 | 2565922.7873 | 1208445.6624 | 2565926.1626 | 1208431.0681 | 2565935.6317 | 1208414.5935
89 | 2565777.7965 | 1208513.2568 | 2565930.772 | 1208464.683
90 | 2565737.7428 | 1208363.6214 | 2565777.7965 | 1208513.2568
91 | 2565736.8585 | 1208360.3817 | 2565737.7428 | 1208363.6214
92 | 2565915.336 | 1207962.5647 | 2565915.336 | 1207962.5647 | 2565937.1327 | 1207927.5694
93 | 2565915.336 | 1207962.5647 | 2565908.6199 | 1207967.3615 | 2565901.6854 | 1207967.2122
94 | 2565892.8259 | 1207962.6474 | 2565901.6854 | 1207967.2122
95 | 2565892.8259 | 1207962.6474 | 2565885.5804 | 1207958.9141
96 | 2565928.1087 | 1207839.1551 | 2565925.6794 | 1207850.4087 | 2565926.922 | 1207861.6079 | 2565933.8535 | 1207879.8708
97 | 2565928.1087 | 1207839.1551 | 2565900.3487 | 1207834.845 | 2565899.6924 | 1207834.8696
98 | 2565928.1087 | 1207839.1551 | 2565950.1744 | 1207846.1883 | 2565965.5024 | 1207860.9201
99 | 2565864.8851 | 1207948.251 | 2565885.5804 | 1207958.9141
100 | 2565896.1529 | 1207835.0024 | 2565899.6924 | 1207834.8696
101 | 2565864.8851 | 1207948.251 | 2565861.4628 | 1207946.4877
102 | 2565736.8585 | 1208360.3817 | 2565725.482 | 1208328.2494
103 | 2565725.482 | 1208328.2494 | 2565723.1336 | 1208321.6165 | 2565705.1342 | 1208285.827
104 | 2565718.858 | 1207958.3353 | 2565681.176 | 1207931.1582
105 | 2565718.858 | 1207958.3353 | 2565690.1046 | 1208118.0286
106 | 2565718.858 | 1207958.3353 | 2565732.9159 | 1207929.3935 | 2565733.0337 | 1207928.0982
107 | 2565648.066 | 1207901.7742 | 2565650.1232 | 1207901.933 | 2565655.8468 | 1207904.3458 | 2565661.7909 | 1207909.3921 | 2565679.0366 | 1207929.6152 | 2565681.176 | 1207931.1582
108 | 2565667.6311 | 1208186.2041 | 2565668.2459 | 1208155.7389 | 2565676.3352 | 1208143.93 | 2565690.1046 | 1208118.0286
109 | 2565733.1749 | 1207926.5456 | 2565733.0337 | 1207928.0982
110 | 2565685.544 | 1208227.3352 | 2565699.947 | 1208275.5129 | 2565705.1342 | 1208285.827
111 | 2565685.544 | 1208227.3352 | 2565751.3178 | 1208263.9994 | 2565759.1002 | 1208270.2543
112 | 2565667.6311 | 1208186.2041 | 2565685.544 | 1208227.3352
113 | 2565667.6311 | 1208186.2041 | 2565660.7959 | 1208176.8716 | 2565635.5112 | 1208152.0479 | 2565630.5656 | 1208146.8627
114 | 2565605.0453 | 1208120.106 | 2565630.5656 | 1208146.8627
115 | 2565896.1529 | 1207835.0024 | 2565905.7216 | 1207849.0222
116 | 2565896.1529 | 1207835.0024 | 2565877.1955 | 1207835.7226
117 | 2565861.4628 | 1207946.4877 | 2565856.0407 | 1207943.6939 | 2565824.9628 | 1207920.2257 | 2565824.8114 | 1207920.0327
118 | 2565824.8114 | 1207920.0327 | 2565821.0032 | 1207915.1789
119 | 2565828.9535 | 1207900.2359 | 2565821.9745 | 1207909.559 | 2565821.0032 | 1207915.1789 | 2565821.0032 | 1207915.1789
120 | 2565828.9535 | 1207900.2359 | 2565815.9311 | 1207889.9919
121 | 2565828.9535 | 1207900.2359 | 2565837.5093 | 1207888.7914
122 | 2565942.5451 | 1207810.7531 | 2565938.1431 | 1207804.2448
123 | 2565812.2331 | 1207887.0829 | 2565815.9311 | 1207889.9919
124 | 2565837.5093 | 1207888.7914 | 2565850.8369 | 1207870.9638
125 | 2565837.5093 | 1207888.7914 | 2565852.1553 | 1207899.9297
126 | 2565857.255 | 1207903.808 | 2565852.9432 | 1207900.5289
127 | 2565857.9519 | 1207904.338 | 2565857.255 | 1207903.808
128 | 2565852.9432 | 1207900.5289 | 2565852.1553 | 1207899.9297
129 | 2565861.7539 | 1207907.2294 | 2565857.9519 | 1207904.338
130 | 2565852.8178 | 1207868.3142 | 2565850.8369 | 1207870.9638
131 | 2565852.8178 | 1207868.3142 | 2565863.3216 | 1207854.2713
132 | 2565852.8178 | 1207868.3142 | 2565868.6992 | 1207880.8887
133 | 2565868.6992 | 1207880.8887 | 2565873.5146 | 1207884.7015
134 | 2565877.1955 | 1207835.7226 | 2565863.3216 | 1207854.2713
135 | 2565877.1955 | 1207835.7226 | 2565856.2616 | 1207828.5386 | 2565838.3704 | 1207816.3344
136 | 2565838.3704 | 1207816.3344 | 2565836.7562 | 1207815.0031
137 | 2565838.3704 | 1207816.3344 | 2565850.9719 | 1207803.7105
138 | 2565810.0969 | 1207885.4025 | 2565812.2331 | 1207887.0829
139 | 2565850.9719 | 1207803.7105 | 2565847.8076 | 1207800.7936 | 2565853.4717 | 1207792.8344 | 2565860.9738 | 1207785.8763
140 | 2565850.9719 | 1207803.7105 | 2565853.5195 | 1207801.1722 | 2565862.8343 | 1207810.2617
141 | 2565862.8343 | 1207810.2617 | 2565864.7108 | 1207812.0929
142 | 2565825.3053 | 1207799.8277 | 2565834.1536 | 1207812.8566 | 2565836.7562 | 1207815.0031
143 | 2565864.7108 | 1207812.0929 | 2565866.2955 | 1207813.6393 | 2565874.4381 | 1207821.5749 | 2565876.0709 | 1207822.5883 | 2565878.7005 | 1207820.2298
144 | 2565782.0006 | 1207747.085 | 2565757.5077 | 1207731.3094
145 | 2565807.6424 | 1207770.5405 | 2565813.581 | 1207782.5576 | 2565821.2028 | 1207793.7868
146 | 2565807.6424 | 1207770.5405 | 2565834.59 | 1207778.9433
147 | 2565774.4305 | 1207791.3725 | 2565772.6356 | 1207793.0778
148 | 2565704.1979 | 1207698.2058 | 2565725.8958 | 1207711.1993 | 2565737.7611 | 1207718.5907 | 2565757.5077 | 1207731.3094
149 | 2565821.2028 | 1207793.7868 | 2565811.4025 | 1207800.3802 | 2565802.6945 | 1207812.1133
150 | 2565821.2028 | 1207793.7868 | 2565825.3053 | 1207799.8277
151 | 2565742.049 | 1207820.2124 | 2565749.4325 | 1207815.1226 | 2565772.6356 | 1207793.0778
152 | 2565802.6945 | 1207812.1133 | 2565801.7354 | 1207813.4056
153 | 2565799.2303 | 1207816.781 | 2565801.7354 | 1207813.4056
154 | 2565799.2303 | 1207816.781 | 2565798.3833 | 1207817.9222
155 | 2565798.3833 | 1207817.9222 | 2565797.408 | 1207819.2363
156 | 2565797.408 | 1207819.2363 | 2565768.0977 | 1207858.7288 | 2565771.1679 | 1207860.576
157 | 2565771.1679 | 1207860.576 | 2565784.3391 | 1207868.5005
158 | 2565784.3391 | 1207868.5005 | 2565790.2456 | 1207872.0541
159 | 2565742.049 | 1207820.2124 | 2565761.7238 | 1207836.4861
160 | 2565742.049 | 1207820.2124 | 2565741.4129 | 1207820.6497 | 2565710.5275 | 1207837.3592 | 2565704.3121 | 1207848.5458
161 | 2565761.7238 | 1207836.4861 | 2565767.9843 | 1207841.6642 | 2565759.2052 | 1207853.8899
162 | 2565704.3121 | 1207848.5458 | 2565678.9542 | 1207843.1463
163 | 2565704.3121 | 1207848.5458 | 2565709.2863 | 1207864.7152 | 2565716.3555 | 1207876.9271
164 | 2565759.2052 | 1207853.8899 | 2565752.9596 | 1207862.5874
165 | 2565678.9542 | 1207843.1463 | 2565669.9065 | 1207841.2198
166 | 2565731.2646 | 1207905.3783 | 2565729.8053 | 1207900.1615 | 2565716.3555 | 1207876.9271
167 | 2565704.1979 | 1207698.2058 | 2565701.2706 | 1207702.136 | 2565690.5668 | 1207716.4975
168 | 2565704.1979 | 1207698.2058 | 2565699.5781 | 1207694.7416 | 2565683.6247 | 1207683.1083
169 | 2565657.653 | 1207837.3182 | 2565669.7451 | 1207841.1854 | 2565669.9065 | 1207841.2198
170 | 2565731.2646 | 1207905.3783 | 2565720.6381 | 1207901.7819 | 2565704.3143 | 1207884.544
171 | 2565731.2646 | 1207905.3783 | 2565734.16 | 1207915.7119 | 2565733.1749 | 1207926.5456
172 | 2565656.7354 | 1207837.0248 | 2565657.653 | 1207837.3182
173 | 2565648.066 | 1207901.7742 | 2565641.859 | 1207901.295
174 | 2565641.859 | 1207901.295 | 2565620.598 | 1207899.6535
175 | 2565690.5668 | 1207716.4975 | 2565678.8103 | 1207732.2715 | 2565669.2863 | 1207742.1517
176 | 2565683.6247 | 1207683.1083 | 2565681.2243 | 1207681.3579
177 | 2565669.2863 | 1207742.1517 | 2565664.4128 | 1207747.2074 | 2565649.588 | 1207755.2753 | 2565641.6359 | 1207757.3964
178 | 2565661.8307 | 1207668.551 | 2565675.5273 | 1207677.2037 | 2565681.2243 | 1207681.3579
179 | 2565626.5411 | 1207760.1444 | 2565630.9287 | 1207760.2525 | 2565641.6359 | 1207757.3964
180 | 2565661.8307 | 1207668.551 | 2565661.3599 | 1207668.2536
181 | 2565620.598 | 1207899.6535 | 2565608.1904 | 1207898.6956 | 2565602.8591 | 1207894.4573 | 2565600.2695 | 1207885.7562 | 2565600.1265 | 1207885.5188
182 | 2565600.1265 | 1207885.5188 | 2565581.2952 | 1207854.2574
183 | 2565626.5411 | 1207760.1444 | 2565627.7828 | 1207782.9168
184 | 2565626.5411 | 1207760.1444 | 2565615.8479 | 1207759.8889
185 | 2565615.8479 | 1207759.8889 | 2565607.164 | 1207759.6813
186 | 2565591.0219 | 1207756.5143 | 2565604.8165 | 1207759.6252 | 2565607.164 | 1207759.6813
187 | 2565591.0219 | 1207756.5143 | 2565571.2614 | 1207781.1617
188 | 2565591.0219 | 1207756.5143 | 2565588.2746 | 1207755.8954
189 | 2565571.2614 | 1207781.1617 | 2565570.2307 | 1207782.4473
190 | 2565565.2237 | 1207750.7026 | 2565588.2746 | 1207755.8954
191 | 2565564.1042 | 1207790.089 | 2565570.2307 | 1207782.4473
192 | 2565547.2916 | 1207818.2451 | 2565530.2549 | 1207801.4977
193 | 2565547.2916 | 1207818.2451 | 2565558.2778 | 1207829.0448 | 2565580.6022 | 1207853.107 | 2565581.2952 | 1207854.2574
194 | 2565530.2549 | 1207801.4977 | 2565515.8408 | 1207787.3283
195 | 2565409.0218 | 1207670.1426 | 2565412.591 | 1207662.8844 | 2565413.5375 | 1207661.7206
196 | 2565427.1499 | 1207644.9813 | 2565413.5375 | 1207661.7206
197 | 2565437.0352 | 1207632.8254 | 2565427.1499 | 1207644.9813
198 | 2565661.3599 | 1207668.2536 | 2565655.6931 | 1207664.6737
199 | 2565651.8441 | 1207662.2421 | 2565655.6931 | 1207664.6737
200 | 2565651.8441 | 1207662.2421 | 2565637.3104 | 1207653.0606
201 | 2565637.3104 | 1207653.0606 | 2565629.6808 | 1207648.2408 | 2565623.8387 | 1207636.2711
202 | 2565623.8387 | 1207636.2711 | 2565621.8917 | 1207632.2817
203 | 2565621.8917 | 1207632.2817 | 2565619.5409 | 1207627.4653
204 | 2565579.5974 | 1207576.9677 | 2565605.4801 | 1207606.1568 | 2565619.4706 | 1207627.3212 | 2565619.5409 | 1207627.4653
205 | 2565579.5974 | 1207576.9677 | 2565553.2022 | 1207628.7163
206 | 2565579.5974 | 1207576.9677 | 2565574.4948 | 1207572.8837
207 | 2565574.4948 | 1207572.8837 | 2565554.9263 | 1207557.22
208 | 2565574.4948 | 1207572.8837 | 2565543.1716 | 1207616.13
209 | 2565554.9263 | 1207557.22 | 2565550.0054 | 1207553.281 | 2565539.8005 | 1207541.2222 | 2565539.5861 | 1207541.0793
210 | 2565543.1716 | 1207616.13 | 2565540.7681 | 1207619.4484
211 | 2565773.1704 | 1207584.7925 | 2565762.8476 | 1207577.9153
212 | 2565808.4441 | 1207665.3208 | 2565763.0657 | 1207626.4374 | 2565756.2466 | 1207619.9952
213 | 2565729.2936 | 1207556.4807 | 2565723.399 | 1207552.8169
214 | 2565424.2628 | 1207566.5103 | 2565438.9857 | 1207576.4194
215 | 2565440.8881 | 1207577.6998 | 2565438.9857 | 1207576.4194
216 | 2565440.8881 | 1207577.6998 | 2565464.752 | 1207593.7612

## bus_geodata
| x | y | coords
0 | 2565552.8588 | 1207466.0085
1 | 2565481.962 | 1207492.6298
2 | 2565507.6573 | 1207519.8081
3 | 2565394.7967 | 1207497.661
4 | 2565635.9555 | 1207498.1777
5 | 2565661.7872 | 1207514.3779
6 | 2565526.4573 | 1207532.3295
7 | 2565368.2982 | 1207528.8439
8 | 2565447.6683 | 1207524.7812
9 | 2565680.7662 | 1207526.2371
10 | 2565535.6974 | 1207538.4876
11 | 2565418.1074 | 1207562.3675
12 | 2565370.526 | 1207575.8687
13 | 2566100.3105 | 1207578.5513
14 | 2566022.8879 | 1207501.4445
15 | 2566042.199 | 1207619.1121
16 | 2566068.6533 | 1207649.6116
17 | 2566097.9349 | 1207683.359
18 | 2566284.1451 | 1207708.1867
19 | 2566218.2102 | 1207763.2841
20 | 2566310.0663 | 1207804.9933
21 | 2566293.9165 | 1207798.8622
22 | 2566339.8088 | 1208042.1008
23 | 2566183.9019 | 1207728.6892
24 | 2566114.1405 | 1207695.3449
25 | 2566130.327 | 1207698.5657
26 | 2566189.5553 | 1207722.776
27 | 2566283.6195 | 1208015.1633
28 | 2565890.8828 | 1207541.4371
29 | 2565881.407 | 1207530.7113
30 | 2565886.6786 | 1207555.0873
31 | 2565871.3222 | 1207521.0005
32 | 2565926.9688 | 1207588.3633
33 | 2565847.9036 | 1207620.2131
34 | 2565792.3668 | 1207594.7458
35 | 2565866.588 | 1207675.9891
36 | 2565861.1051 | 1207513.3436
37 | 2565932.4669 | 1207592.5684
38 | 2565852.2323 | 1207502.9532
39 | 2565823.0268 | 1207477.4085
40 | 2565808.1383 | 1207482.4858
41 | 2565831.4202 | 1207484.7183
42 | 2565807.7413 | 1207466.465
43 | 2565937.0492 | 1207609.9498
44 | 2565842.2463 | 1207493.007
45 | 2565782.6468 | 1207590.6442
46 | 2565755.7965 | 1207573.2177
47 | 2565750.0075 | 1207569.361
48 | 2565762.7409 | 1207577.8442
49 | 2565738.3528 | 1207562.1115
50 | 2565697.7278 | 1207536.8338
51 | 2565689.417 | 1207531.6416
52 | 2565717.0451 | 1207548.8676
53 | 2565873.3527 | 1207699.4533
54 | 2565881.027 | 1207719.0346
55 | 2565892.5302 | 1207739.302
56 | 2565863.0276 | 1207732.1242
57 | 2565903.4331 | 1207754.8487
58 | 2565888.1706 | 1207766.898
59 | 2565915.3826 | 1207771.5611
60 | 2565816.7929 | 1207757.0381
61 | 2565804.0347 | 1207763.246
62 | 2565780.3635 | 1207589.5504
63 | 2565404.7118 | 1207683.3355
64 | 2565368.3199 | 1207657.9391
65 | 2565381.0807 | 1207599.6612
66 | 2565388.9831 | 1207584.9738
67 | 2565372.4587 | 1207639.379
68 | 2565961.7066 | 1207951.7702
69 | 2565975.9576 | 1207956.3325
70 | 2565961.1631 | 1207951.5962
71 | 2565987.2321 | 1207940.8411
72 | 2565998.6079 | 1207975.7959
73 | 2565973.4911 | 1207898.1969
74 | 2566011.7454 | 1208014.3871
75 | 2565989.5623 | 1207984.9487
76 | 2565971.1101 | 1207885.2771
77 | 2565978.4074 | 1208001.0145
78 | 2565955.9541 | 1208000.5537
79 | 2566083.1068 | 1208013.624
80 | 2565930.772 | 1208464.683
81 | 2565935.6317 | 1208414.5935
82 | 2565777.7965 | 1208513.2568
83 | 2565737.7428 | 1208363.6214
84 | 2565915.336 | 1207962.5647
85 | 2565937.1327 | 1207927.5694
86 | 2565901.6854 | 1207967.2122
87 | 2565892.8259 | 1207962.6474
88 | 2565933.8535 | 1207879.8708
89 | 2565928.1087 | 1207839.1551
90 | 2565885.5804 | 1207958.9141
91 | 2565899.6924 | 1207834.8696
92 | 2565965.5024 | 1207860.9201
93 | 2565864.8851 | 1207948.251
94 | 2565736.8585 | 1208360.3817
95 | 2565725.482 | 1208328.2494
96 | 2565718.858 | 1207958.3353
97 | 2565681.176 | 1207931.1582
98 | 2565690.1046 | 1208118.0286
99 | 2565733.0337 | 1207928.0982
100 | 2565705.1342 | 1208285.827
101 | 2565759.1002 | 1208270.2543
102 | 2565685.544 | 1208227.3352
103 | 2565667.6311 | 1208186.2041
104 | 2565630.5656 | 1208146.8627
105 | 2565605.0453 | 1208120.106
106 | 2565896.1529 | 1207835.0024
107 | 2565861.4628 | 1207946.4877
108 | 2565824.8114 | 1207920.0327
109 | 2565821.0032 | 1207915.1789
110 | 2565828.9535 | 1207900.2359
111 | 2565942.5451 | 1207810.7531
112 | 2565938.1431 | 1207804.2448
113 | 2565815.9311 | 1207889.9919
114 | 2565837.5093 | 1207888.7914
115 | 2565857.255 | 1207903.808
116 | 2565852.9432 | 1207900.5289
117 | 2565857.9519 | 1207904.338
118 | 2565852.1553 | 1207899.9297
119 | 2565861.7539 | 1207907.2294
120 | 2565850.8369 | 1207870.9638
121 | 2565852.8178 | 1207868.3142
122 | 2565868.6992 | 1207880.8887
123 | 2565873.5146 | 1207884.7015
124 | 2565863.3216 | 1207854.2713
125 | 2565877.1955 | 1207835.7226
126 | 2565838.3704 | 1207816.3344
127 | 2565905.7216 | 1207849.0222
128 | 2565812.2331 | 1207887.0829
129 | 2565860.9738 | 1207785.8763
130 | 2565850.9719 | 1207803.7105
131 | 2565862.8343 | 1207810.2617
132 | 2565836.7562 | 1207815.0031
133 | 2565864.7108 | 1207812.0929
134 | 2565782.0006 | 1207747.085
135 | 2565807.6424 | 1207770.5405
136 | 2565774.4305 | 1207791.3725
137 | 2565757.5077 | 1207731.3094
138 | 2565821.2028 | 1207793.7868
139 | 2565834.59 | 1207778.9433
140 | 2565772.6356 | 1207793.0778
141 | 2565825.3053 | 1207799.8277
142 | 2565810.0969 | 1207885.4025
143 | 2565878.7005 | 1207820.2298
144 | 2565802.6945 | 1207812.1133
145 | 2565801.7354 | 1207813.4056
146 | 2565799.2303 | 1207816.781
147 | 2565798.3833 | 1207817.9222
148 | 2565797.408 | 1207819.2363
149 | 2565771.1679 | 1207860.576
150 | 2565784.3391 | 1207868.5005
151 | 2565790.2456 | 1207872.0541
152 | 2565742.049 | 1207820.2124
153 | 2565761.7238 | 1207836.4861
154 | 2565704.3121 | 1207848.5458
155 | 2565759.2052 | 1207853.8899
156 | 2565678.9542 | 1207843.1463
157 | 2565716.3555 | 1207876.9271
158 | 2565704.1979 | 1207698.2058
159 | 2565752.9596 | 1207862.5874
160 | 2565669.9065 | 1207841.2198
161 | 2565731.2646 | 1207905.3783
162 | 2565704.3143 | 1207884.544
163 | 2565733.1749 | 1207926.5456
164 | 2565657.653 | 1207837.3182
165 | 2565648.066 | 1207901.7742
166 | 2565641.859 | 1207901.295
167 | 2565690.5668 | 1207716.4975
168 | 2565683.6247 | 1207683.1083
169 | 2565669.2863 | 1207742.1517
170 | 2565681.2243 | 1207681.3579
171 | 2565641.6359 | 1207757.3964
172 | 2565661.8307 | 1207668.551
173 | 2565656.7354 | 1207837.0248
174 | 2565620.598 | 1207899.6535
175 | 2565600.1265 | 1207885.5188
176 | 2565626.5411 | 1207760.1444
177 | 2565627.7828 | 1207782.9168
178 | 2565615.8479 | 1207759.8889
179 | 2565607.164 | 1207759.6813
180 | 2565591.0219 | 1207756.5143
181 | 2565571.2614 | 1207781.1617
182 | 2565588.2746 | 1207755.8954
183 | 2565570.2307 | 1207782.4473
184 | 2565565.2237 | 1207750.7026
185 | 2565564.1042 | 1207790.089
186 | 2565547.2916 | 1207818.2451
187 | 2565530.2549 | 1207801.4977
188 | 2565581.2952 | 1207854.2574
189 | 2565515.8408 | 1207787.3283
190 | 2565409.0218 | 1207670.1426
191 | 2565413.5375 | 1207661.7206
192 | 2565427.1499 | 1207644.9813
193 | 2565437.0352 | 1207632.8254
194 | 2565661.3599 | 1207668.2536
195 | 2565655.6931 | 1207664.6737
196 | 2565651.8441 | 1207662.2421
197 | 2565637.3104 | 1207653.0606
198 | 2565623.8387 | 1207636.2711
199 | 2565621.8917 | 1207632.2817
200 | 2565619.5409 | 1207627.4653
201 | 2565579.5974 | 1207576.9676
202 | 2565553.2022 | 1207628.7163
203 | 2565574.4948 | 1207572.8837
204 | 2565554.9263 | 1207557.22
205 | 2565543.1716 | 1207616.13
206 | 2565539.5861 | 1207541.0793
207 | 2565540.7681 | 1207619.4484
208 | 2565762.8476 | 1207577.9153
209 | 2565773.1704 | 1207584.7925
210 | 2565756.2466 | 1207619.9952
211 | 2565729.2936 | 1207556.4807
212 | 2565808.4441 | 1207665.3208
213 | 2565723.399 | 1207552.8169
214 | 2565424.2628 | 1207566.5103
215 | 2565438.9857 | 1207576.4194
216 | 2565440.8881 | 1207577.6998
217 | 2565464.752 | 1207593.7612
218 | 2565804.0347 | 1207763.246

## line_std_types
| c_nf_per_km | r_ohm_per_km | x_ohm_per_km | max_i_ka | type | q_mm2 | alpha | voltage_rating
NAYY 4x50 SE | 210 | 0.642 | 0.083 | 0.142 | cs | 50 | 0.00403 | LV
NAYY 4x120 SE | 264 | 0.225 | 0.08 | 0.242 | cs | 120 | 0.00403 | LV
NAYY 4x150 SE | 261 | 0.208 | 0.08 | 0.27 | cs | 150 | 0.00403 | LV
NA2XS2Y 1x95 RM/25 12/20 kV | 216 | 0.313 | 0.132 | 0.252 | cs | 95 | 0.00403 | MV
NA2XS2Y 1x185 RM/25 12/20 kV | 273 | 0.161 | 0.117 | 0.362 | cs | 185 | 0.00403 | MV
NA2XS2Y 1x240 RM/25 12/20 kV | 304 | 0.122 | 0.112 | 0.421 | cs | 240 | 0.00403 | MV
NA2XS2Y 1x95 RM/25 6/10 kV | 315 | 0.313 | 0.123 | 0.249 | cs | 95 | 0.00403 | MV
NA2XS2Y 1x185 RM/25 6/10 kV | 406 | 0.161 | 0.11 | 0.358 | cs | 185 | 0.00403 | MV
NA2XS2Y 1x240 RM/25 6/10 kV | 456 | 0.122 | 0.105 | 0.416 | cs | 240 | 0.00403 | MV
NA2XS2Y 1x150 RM/25 12/20 kV | 250 | 0.206 | 0.116 | 0.319 | cs | 150 | 0.00403 | MV
NA2XS2Y 1x120 RM/25 12/20 kV | 230 | 0.253 | 0.119 | 0.283 | cs | 120 | 0.00403 | MV
NA2XS2Y 1x70 RM/25 12/20 kV | 190 | 0.443 | 0.132 | 0.22 | cs | 70 | 0.00403 | MV
NA2XS2Y 1x150 RM/25 6/10 kV | 360 | 0.206 | 0.11 | 0.315 | cs | 150 | 0.00403 | MV
NA2XS2Y 1x120 RM/25 6/10 kV | 340 | 0.253 | 0.113 | 0.28 | cs | 120 | 0.00403 | MV
NA2XS2Y 1x70 RM/25 6/10 kV | 280 | 0.443 | 0.123 | 0.217 | cs | 70 | 0.00403 | MV
N2XS(FL)2Y 1x120 RM/35 64/110 kV | 112 | 0.153 | 0.166 | 0.366 | cs | 120 | 0.00393 | HV
N2XS(FL)2Y 1x185 RM/35 64/110 kV | 125 | 0.099 | 0.156 | 0.457 | cs | 185 | 0.00393 | HV
N2XS(FL)2Y 1x240 RM/35 64/110 kV | 135 | 0.075 | 0.149 | 0.526 | cs | 240 | 0.00393 | HV
N2XS(FL)2Y 1x300 RM/35 64/110 kV | 144 | 0.06 | 0.144 | 0.588 | cs | 300 | 0.00393 | HV
15-AL1/3-ST1A 0.4 | 11 | 1.8769 | 0.35 | 0.105 | ol | 16 | 0.00403 | LV
24-AL1/4-ST1A 0.4 | 11.25 | 1.2012 | 0.335 | 0.14 | ol | 24 | 0.00403 | LV
48-AL1/8-ST1A 0.4 | 12.2 | 0.5939 | 0.3 | 0.21 | ol | 48 | 0.00403 | LV
94-AL1/15-ST1A 0.4 | 13.2 | 0.306 | 0.29 | 0.35 | ol | 94 | 0.00403 | LV
34-AL1/6-ST1A 10.0 | 9.7 | 0.8342 | 0.36 | 0.17 | ol | 34 | 0.00403 | MV
48-AL1/8-ST1A 10.0 | 10.1 | 0.5939 | 0.35 | 0.21 | ol | 48 | 0.00403 | MV
70-AL1/11-ST1A 10.0 | 10.4 | 0.4132 | 0.339 | 0.29 | ol | 70 | 0.00403 | MV
94-AL1/15-ST1A 10.0 | 10.75 | 0.306 | 0.33 | 0.35 | ol | 94 | 0.00403 | MV
122-AL1/20-ST1A 10.0 | 11.1 | 0.2376 | 0.323 | 0.41 | ol | 122 | 0.00403 | MV
149-AL1/24-ST1A 10.0 | 11.25 | 0.194 | 0.315 | 0.47 | ol | 149 | 0.00403 | MV
34-AL1/6-ST1A 20.0 | 9.15 | 0.8342 | 0.382 | 0.17 | ol | 34 | 0.00403 | MV
48-AL1/8-ST1A 20.0 | 9.5 | 0.5939 | 0.372 | 0.21 | ol | 48 | 0.00403 | MV
70-AL1/11-ST1A 20.0 | 9.7 | 0.4132 | 0.36 | 0.29 | ol | 70 | 0.00403 | MV
94-AL1/15-ST1A 20.0 | 10 | 0.306 | 0.35 | 0.35 | ol | 94 | 0.00403 | MV
122-AL1/20-ST1A 20.0 | 10.3 | 0.2376 | 0.344 | 0.41 | ol | 122 | 0.00403 | MV
149-AL1/24-ST1A 20.0 | 10.5 | 0.194 | 0.337 | 0.47 | ol | 149 | 0.00403 | MV
184-AL1/30-ST1A 20.0 | 10.75 | 0.1571 | 0.33 | 0.535 | ol | 184 | 0.00403 | MV
243-AL1/39-ST1A 20.0 | 11 | 0.1188 | 0.32 | 0.645 | ol | 243 | 0.00403 | MV
48-AL1/8-ST1A 110.0 | 8 | 0.5939 | 0.46 | 0.21 | ol | 48 | 0.00403 | HV
70-AL1/11-ST1A 110.0 | 8.4 | 0.4132 | 0.45 | 0.29 | ol | 70 | 0.00403 | HV
94-AL1/15-ST1A 110.0 | 8.65 | 0.306 | 0.44 | 0.35 | ol | 94 | 0.00403 | HV
122-AL1/20-ST1A 110.0 | 8.5 | 0.2376 | 0.43 | 0.41 | ol | 122 | 0.00403 | HV
149-AL1/24-ST1A 110.0 | 8.75 | 0.194 | 0.41 | 0.47 | ol | 149 | 0.00403 | HV
184-AL1/30-ST1A 110.0 | 8.8 | 0.1571 | 0.4 | 0.535 | ol | 184 | 0.00403 | HV
243-AL1/39-ST1A 110.0 | 9 | 0.1188 | 0.39 | 0.645 | ol | 243 | 0.00403 | HV
305-AL1/39-ST1A 110.0 | 9.2 | 0.0949 | 0.38 | 0.74 | ol | 305 | 0.00403 | HV
490-AL1/64-ST1A 110.0 | 9.75 | 0.059 | 0.37 | 0.96 | ol | 490 | 0.00403 | HV
679-AL1/86-ST1A 110.0 | 9.95 | 0.042 | 0.36 | 1.15 | ol | 679 | 0.00403 | HV
490-AL1/64-ST1A 220.0 | 10 | 0.059 | 0.285 | 0.96 | ol | 490 | 0.00403 | HV
679-AL1/86-ST1A 220.0 | 11.7 | 0.042 | 0.275 | 1.15 | ol | 679 | 0.00403 | HV
490-AL1/64-ST1A 380.0 | 11 | 0.059 | 0.253 | 0.96 | ol | 490 | 0.00403 | HV
679-AL1/86-ST1A 380.0 | 14.6 | 0.042 | 0.25 | 1.15 | ol | 679 | 0.00403 | HV

## trafo_std_types
| i0_percent | pfe_kw | vkr_percent | sn_mva | vn_lv_kv | vn_hv_kv | vk_percent | shift_degree | vector_group | tap_side | tap_neutral | tap_min | tap_max | tap_step_degree | tap_step_percent | tap_phase_shifter
160 MVA 380/110 kV | 0.06 | 60 | 0.25 | 160 | 110 | 380 | 12.2 | 0 | Yy0 | hv | 0 | -9 | 9 | 0 | 1.5 | FALSE
100 MVA 220/110 kV | 0.06 | 55 | 0.26 | 100 | 110 | 220 | 12 | 0 | Yy0 | hv | 0 | -9 | 9 | 0 | 1.5 | FALSE
63 MVA 110/20 kV | 0.04 | 22 | 0.32 | 63 | 20 | 110 | 18 | 150 | YNd5 | hv | 0 | -9 | 9 | 0 | 1.5 | FALSE
40 MVA 110/20 kV | 0.05 | 18 | 0.34 | 40 | 20 | 110 | 16.2 | 150 | YNd5 | hv | 0 | -9 | 9 | 0 | 1.5 | FALSE
25 MVA 110/20 kV | 0.07 | 14 | 0.41 | 25 | 20 | 110 | 12 | 150 | YNd5 | hv | 0 | -9 | 9 | 0 | 1.5 | FALSE
63 MVA 110/10 kV | 0.04 | 22 | 0.32 | 63 | 10 | 110 | 18 | 150 | YNd5 | hv | 0 | -9 | 9 | 0 | 1.5 | FALSE
40 MVA 110/10 kV | 0.05 | 18 | 0.34 | 40 | 10 | 110 | 16.2 | 150 | YNd5 | hv | 0 | -9 | 9 | 0 | 1.5 | FALSE
25 MVA 110/10 kV | 0.07 | 14 | 0.41 | 25 | 10 | 110 | 12 | 150 | YNd5 | hv | 0 | -9 | 9 | 0 | 1.5 | FALSE
0.25 MVA 20/0.4 kV | 0.32 | 0.8 | 1.44 | 0.25 | 0.4 | 20 | 6 | 150 | Yzn5 | hv | 0 | -2 | 2 | 0 | 2.5 | FALSE
0.4 MVA 20/0.4 kV | 0.3375 | 1.35 | 1.425 | 0.4 | 0.4 | 20 | 6 | 150 | Dyn5 | hv | 0 | -2 | 2 | 0 | 2.5 | FALSE
0.63 MVA 20/0.4 kV | 0.2619 | 1.65 | 1.206 | 0.63 | 0.4 | 20 | 6 | 150 | Dyn5 | hv | 0 | -2 | 2 | 0 | 2.5 | FALSE
0.25 MVA 10/0.4 kV | 0.24 | 0.6 | 1.2 | 0.25 | 0.4 | 10 | 4 | 150 | Dyn5 | hv | 0 | -2 | 2 | 0 | 2.5 | FALSE
0.4 MVA 10/0.4 kV | 0.2375 | 0.95 | 1.325 | 0.4 | 0.4 | 10 | 4 | 150 | Dyn5 | hv | 0 | -2 | 2 | 0 | 2.5 | FALSE
0.63 MVA 10/0.4 kV | 0.1873 | 1.18 | 1.0794 | 0.63 | 0.4 | 10 | 4 | 150 | Dyn5 | hv | 0 | -2 | 2 | 0 | 2.5 | FALSE

## trafo3w_std_types
| sn_hv_mva | sn_mv_mva | sn_lv_mva | vn_hv_kv | vn_mv_kv | vn_lv_kv | vk_hv_percent | vk_mv_percent | vk_lv_percent | vkr_hv_percent | vkr_mv_percent | vkr_lv_percent | pfe_kw | i0_percent | shift_mv_degree | shift_lv_degree | vector_group | tap_side | tap_neutral | tap_min | tap_max | tap_step_percent
63/25/38 MVA 110/20/10 kV | 63 | 25 | 38 | 110 | 20 | 10 | 10.4 | 10.4 | 10.4 | 0.28 | 0.32 | 0.35 | 35 | 0.89 | 0 | 0 | YN0yn0yn0 | hv | 0 | -10 | 10 | 1.2
63/25/38 MVA 110/10/10 kV | 63 | 25 | 38 | 110 | 10 | 10 | 10.4 | 10.4 | 10.4 | 0.28 | 0.32 | 0.35 | 35 | 0.89 | 0 | 0 | YN0yn0yn0 | hv | 0 | -10 | 10 | 1.2

## fuse_std_types
| fuse_type | i_rated_a | t_avg | t_min | t_total | x_avg | x_min | x_total
HV 100A | HV 100A | 100 | 0 | [10.0, 3.64, 0.854, 0.281, 0.1, 0.0531, 0.022, 0.01] | [10.0, 4.267, 1.21, 0.403, 0.1, 0.058, 0.022, 0.01] | 0 | [300.0, 350.0, 450.0, 550.0, 700.0, 850.0, 1200.0, 1752.0] | [600.0, 700.0, 900.0, 1150.0, 1665.0, 2000.0, 3000.0, 4313.0]
HV 10A | HV 10A | 10 | 0 | [10.0, 1675.0, 0.344, 0.156, 0.1, 0.0417, 0.0171, 0.01] | [10.0, 1.3, 0.3, 0.155, 0.1, 0.0555, 0.023, 0.01] | 0 | [30.0, 32.0, 35.0, 37.0, 39.0, 50.0, 70.0, 88.0] | [60.0, 70.0, 80.0, 87.0, 94.0, 110.0, 150.0, 216.0]
HV 125A | HV 125A | 125 | 0 | [10.0, 1.82, 0.344, 0.1, 0.0467, 0.0269, 0.01] | [10.0, 2.478, 0.426, 0.1, 0.0427, 0.0211, 0.01] | 0 | [375.0, 500.0, 700.0, 925.0, 1200.0, 1500.0, 2341.0] | [750.0, 1000.0, 1500.0, 2200.0, 3000.0, 4000.0, 5765.0]
HV 160A | HV 160A | 160 | 0 | [10.0, 4.15, 1.03, 0.198, 0.1, 0.051, 0.0172, 0.01] | [10.0, 2.3, 0.734, 0.274, 0.1, 0.046, 0.0177, 0.01] | 0 | [480.0, 550.0, 700.0, 1000.0, 1260.0, 1600.0, 2500.0, 3227.0] | [960.0, 1300.0, 1700.0, 2200.0, 2996.0, 4000.0, 6000.0, 7946.0]
HV 16A | HV 16A | 16 | 0 | [10.0, 0.352, 0.164, 0.1, 0.0649, 0.0342, 0.01] | [10.0, 2.34, 0.722, 0.181, 0.1, 0.055, 0.0296, 0.01] | 0 | [48.0, 60.0, 65.0, 71.0, 80.0, 100.0, 162.0] | [96.0, 110.0, 125.0, 150.0, 168.0, 200.0, 250.0, 398.0]
HV 200A | HV 200A | 200 | 0 | [10.0, 4.267, 1.21, 0.403, 0.1, 0.058, 0.022, 0.01] | [10.0, 3.73, 1.654, 0.328, 0.1, 0.0531, 0.019, 0.01] | 0 | [600.0, 700.0, 900.0, 1150.0, 1665.0, 2000.0, 3000.0, 4313.0] | [1200.0, 1500.0, 1800.0, 2700.0, 3960.0, 5000.0, 7500.0, 10620.0]
HV 20A | HV 20A | 20 | 0 | [10.0, 1.3, 0.3, 0.155, 0.1, 0.0555, 0.023, 0.01] | [10.0, 1.3, 0.161, 0.1, 0.0611, 0.0399, 0.0141, 0.01] | 0 | [60.0, 70.0, 80.0, 87.0, 94.0, 110.0, 150.0, 216.0] | [120.0, 150.0, 200.0, 223.0, 260.0, 300.0, 450.0, 532.0]
HV 25A | HV 25A | 25 | 0 | [10.0, 2.512, 0.833, 0.299, 0.1, 0.0372, 0.0223, 0.01] | [10.0, 3.125, 0.597, 0.198, 0.1, 0.0378, 0.022, 0.01] | 0 | [75.0, 82.0, 90.0, 100.0, 124.0, 170.0, 200.0, 289.0] | [150.0, 170.0, 210.0, 250.0, 294.0, 400.0, 500.0, 711.0]
HV 31.5A | HV 31.5A | 31.5 | 0 | [10.0, 2.34, 0.722, 0.181, 0.1, 0.055, 0.0296, 0.01] | [10.0, 2.84, 0.368, 0.164, 0.1, 0.0621, 0.0378, 0.0195, 0.01] | 0 | [95.0, 110.0, 125.0, 150.0, 165.0, 200.0, 250.0, 390.0] | [189.0, 220.0, 300.0, 350.0, 393.0, 450.0, 530.0, 700.0, 960.0]
HV 40A | HV 40A | 40 | 0 | [10.0, 1.3, 0.161, 0.1, 0.0611, 0.0399, 0.0141, 0.01] | [10.0, 2.05, 0.369, 0.198, 0.1, 0.051, 0.0298, 0.01] | 0 | [120.0, 150.0, 200.0, 223.0, 260.0, 300.0, 450.0, 532.0] | [240.0, 300.0, 400.0, 450.0, 530.0, 650.0, 800.0, 1311.0]
HV 50A | HV 50A | 50 | 0 | [10.0, 3.215, 0.597, 0.198, 0.1, 0.0378, 0.022, 0.01] | [10.0, 3.64, 0.854, 0.281, 0.1, 0.0531, 0.022, 0.01] | 0 | [150.0, 170.0, 210.0, 250.0, 294.0, 400.0, 500.0, 711.0] | [300.0, 350.0, 450.0, 550.0, 700.0, 850.0, 1200.0, 1752.0]
HV 6.3A | HV 6.3A | 6.3 | 0 | [10.0, 1.39, 0.344, 0.168, 0.1, 0.056, 0.0263, 0.01] | [10.0, 1.711, 0.516, 0.198, 0.1, 0.0634, 0.0303, 0.01] | 0 | [19.0, 19.5, 20.4, 20.8, 22.0, 25.0, 32.0, 48.0] | [38.0, 40.0, 43.0, 48.0, 53.0, 60.0, 75.0, 118.0]
HV 63A | HV 63A | 63 | 0 | [10.0, 2.84, 0.368, 0.164, 0.1, 0.0621, 0.0378, 0.0195, 0.01] | [10.0, 1.82, 0.344, 0.1, 0.0467, 0.0269, 0.01] | 0 | [189.0, 220.0, 300.0, 350.0, 393.0, 450.0, 530.0, 700.0, 961.0] | [378.0, 500.0, 700.0, 934.0, 1200.0, 1500.0, 2366.0]
HV 80A | HV 80A | 80 | 0 | [10.0, 2.05, 0.369, 0.198, 0.1, 0.051, 0.0298, 0.01] | [10.0, 4.15, 1.03, 0.198, 0.1, 0.051, 0.0172, 0.01] | 0 | [240.0, 300.0, 400.0, 450.0, 530.0, 650.0, 800.0, 1311.0] | [480.0, 550.0, 700.0, 1000.0, 1260.0, 1600.0, 2500.0, 3227.0]
Siemens NH-1-100 | Siemens NH-1-100 | 100 | [5400.0, 2000.0, 400.0, 20.0, 1.0, 0.2, 0.012, 0.004] | 0 | 0 | [150.0, 190.0, 250.0, 430.0, 900.0, 1250.0, 2700.0, 3600.0] | 0 | 0
Siemens NH-1-125 | Siemens NH-1-125 | 125 | [4800.0, 120.0, 7.0, 0.1, 0.004] | 0 | 0 | [180.0, 400.0, 740.0, 2000.0, 4250.0] | 0 | 0
Siemens NH-1-16 | Siemens NH-1-16 | 16 | [4000.0, 400.0, 2.0, 0.1, 0.04, 0.01] | 0 | 0 | [26.0, 35.0, 75.0, 150.0, 200.0, 300.0] | 0 | 0
Siemens NH-1-160 | Siemens NH-1-160 | 160 | [4800.0, 120.0, 7.0, 0.1, 0.004] | 0 | 0 | [210.0, 500.0, 900.0, 2300.0, 5000.0] | 0 | 0
Siemens NH-1-25 | Siemens NH-1-25 | 25 | [4000.0, 1000.0, 10.0, 0.2, 0.02, 0.01] | 0 | 0 | [40.0, 50.0, 100.0, 210.0, 400.0, 500.0] | 0 | 0
Siemens NH-1-50 | Siemens NH-1-50 | 50 | [4000.0, 40.0, 4.0, 1.0, 0.02, 0.01] | 0 | 0 | [86.0, 200.0, 300.0, 400.0, 1000.0, 1280.0] | 0 | 0
Siemens NH-1-63 | Siemens NH-1-63 | 63 | [4000.0, 100.0, 10.0, 2.0, 0.04, 0.01] | 0 | 0 | [100.0, 200.0, 300.0, 400.0, 1000.0, 1500.0] | 0 | 0
Siemens NH-1-80 | Siemens NH-1-80 | 80 | [4800.0, 120.0, 7.0, 0.1, 0.01] | 0 | 0 | [150.58, 250.0, 450.0, 1150.0, 2470.0] | 0 | 0
Siemens NH-2-1000 | Siemens NH-2-1000 | 1000 | [4800.0, 120.0, 7.0, 0.1, 0.004] | 0 | 0 | [1900.0, 3500.0, 8400.0, 24000.0, 52000.0] | 0 | 0
Siemens NH-2-200 | Siemens NH-2-200 | 200 | [4800.0, 120.0, 7.0, 0.1, 0.004] | 0 | 0 | [280.0, 650.0, 1200.0, 3000.0, 7000.0] | 0 | 0
Siemens NH-2-224 | Siemens NH-2-224 | 224 | [4800.0, 120.0, 7.0, 0.2, 0.04, 0.004] | 0 | 0 | [400.0, 750.0, 1453.0, 3025.0, 4315.0, 7600.0] | 0 | 0
Siemens NH-2-250 | Siemens NH-2-250 | 250 | [4800.0, 120.0, 7.0, 0.1, 0.004] | 0 | 0 | [450.0, 800.0, 1650.0, 4000.0, 8500.0] | 0 | 0
Siemens NH-2-315 | Siemens NH-2-315 | 315 | [4800.0, 120.0, 7.0, 0.1, 0.004] | 0 | 0 | [550.0, 920.0, 1900.0, 5000.0, 11000.0] | 0 | 0
Siemens NH-2-355 | Siemens NH-2-355 | 355 | [4800.0, 120.0, 6.0, 0.1, 0.004] | 0 | 0 | [650.0, 1116.27, 2350.0, 5840.0, 12790.0] | 0 | 0
Siemens NH-2-400 | Siemens NH-2-400 | 400 | [4800.0, 120.0, 7.0, 0.1, 0.004] | 0 | 0 | [720.0, 1350.0, 2800.0, 6500.0, 15000.0] | 0 | 0
Siemens NH-2-425 | Siemens NH-2-425 | 425 | [4800.0, 120.0, 7.0, 0.1, 0.004] | 0 | 0 | [850.0, 1500.0, 3050.0, 7500.0, 16500.0] | 0 | 0
Siemens NH-2-630 | Siemens NH-2-630 | 630 | [4800.0, 120.0, 7.0, 0.1, 0.004] | 0 | 0 | [1200.0, 2000.0, 4800.0, 12000.0, 26000.0] | 0 | 0

## dtypes
| element | column | dtype
0 | bus | name | object
1 | bus | vn_kv | float64
2 | bus | type | object
3 | bus | zone | object
4 | bus | in_service | bool
5 | load | name | object
6 | load | bus | uint32
7 | load | p_mw | float64
8 | load | q_mvar | float64
9 | load | const_z_percent | float64
10 | load | const_i_percent | float64
11 | load | sn_mva | float64
12 | load | scaling | float64
13 | load | in_service | bool
14 | load | type | object
15 | ext_grid | name | object
16 | ext_grid | bus | uint32
17 | ext_grid | vm_pu | float64
18 | ext_grid | va_degree | float64
19 | ext_grid | slack_weight | float64
20 | ext_grid | in_service | bool
21 | line | name | object
22 | line | std_type | object
23 | line | from_bus | uint32
24 | line | to_bus | uint32
25 | line | length_km | float64
26 | line | r_ohm_per_km | float64
27 | line | x_ohm_per_km | float64
28 | line | c_nf_per_km | float64
29 | line | g_us_per_km | float64
30 | line | max_i_ka | float64
31 | line | df | float64
32 | line | parallel | uint32
33 | line | type | object
34 | line | in_service | bool
35 | trafo | name | object
36 | trafo | std_type | object
37 | trafo | hv_bus | uint32
38 | trafo | lv_bus | uint32
39 | trafo | sn_mva | float64
40 | trafo | vn_hv_kv | float64
41 | trafo | vn_lv_kv | float64
42 | trafo | vk_percent | float64
43 | trafo | vkr_percent | float64
44 | trafo | pfe_kw | float64
45 | trafo | i0_percent | float64
46 | trafo | shift_degree | float64
47 | trafo | tap_side | object
48 | trafo | tap_neutral | int32
49 | trafo | tap_min | int32
50 | trafo | tap_max | int32
51 | trafo | tap_step_percent | float64
52 | trafo | tap_step_degree | float64
53 | trafo | tap_pos | int32
54 | trafo | tap_phase_shifter | bool
55 | trafo | parallel | uint32
56 | trafo | df | float64
57 | trafo | in_service | bool
58 | line_geodata | coords | object
59 | bus_geodata | x | float64
60 | bus_geodata | y | float64
61 | bus_geodata | coords | object

## parameters
| version | format_version | converged | OPF_converged | name | f_hz | sn_mva
0 | 2.14.6 | 2.14.0 | FALSE | FALSE |  | 50 | 1